## Air Con Plant
Asset Code | Location | Asset_Description | Category | Asset_Serial_Number | Asset_Make | Asset_Model
ACP/R001/001EXT | 1/RAL/R001/Roof/North West | Air Conditioning Plant External | Air Conditioning Plant External | U69706-01-002 | Airedale | VAR-M
ACP/R001/001INT | 1/RAL/R001/Ground/GU.40 | Air Conditioning Plant Internal | Air Conditioning Plant Internal |  | Airedale | VAR-M
ACP/R001/002EXT | 1/RAL/R001/Roof/North West | Air Conditioning Plant External | Air Conditioning Plant External | U69706-01-001 | Airedale # | VA5-M
ACP/R001/002INT | 1/RAL/R001/Ground/GU.40 | Air Conditioning Plant Internal | Air Conditioning Plant Internal | U69706-01-001 | Airedale | VA5-M
ACP/R001/003EXT01 | 1/RAL/R001/Roof/West | Air Conditioning Plant External | Air Conditioning Plant External | U72956-09-004 | Airedale | U72956-CUS5HIEM
ACP/R001/003EXT02 | 1/RAL/R001/Roof/West | Air Conditioning Plant External | Air Conditioning Plant External | U72956-09-002 | Airedale | U72956-CUS5HIEM
ACP/R001/003INT | 1/RAL/R001/Ground/G.80-G.81 | Air Conditioning Plant Internal | Air Conditioning Plant Internal | U72956-12-001 | Airedale | U72956-V23AD-AT
ACP/R001/004EXT | 1/RAL/R001/Roof/West | Air Conditioning Plant External | Air Conditioning Plant External | U72956-09-001 | Airedale | U72956-CUS5HIEM
ACP/R001/004INT | 1/RAL/R001/Ground/G.80-G.81 | Air Conditioning Plant Internal | Air Conditioning Plant Internal | U72956-09-003 | Airedale | U72956-CUS5HIEM
ACP/R001/005EXT | 1/RAL/R001/Roof/West | Air Conditioning Plant External | Air Conditioning Plant External | U72956-10-002 | Airedale | U72956-V13A-AT
ACP/R001/005INT | 1/RAL/R001/Ground/G.82 | Air Conditioning Plant Internal | Air Conditioning Plant Internal | U72956-10-002 | Airedale | U72956-V13A-AT
ACP/R001/006EXT | 1/RAL/R001/Roof/West | Air Conditioning Plant External | Air Conditioning Plant External | U72956-10-002 | Airedale | U72956-V13A-AT
ACP/R001/006INT | 1/RAL/R001/Ground/G.82 | Air Conditioning Plant Internal | Air Conditioning Plant Internal | U72956-10-002 | Airedale | U72956-V13A-AT
ACP/R001/007EXT | 1/RAL/R001/Roof/West | Air Conditioning Plant External | Air Conditioning Plant External | U72956-11-001 | Airedale | U72956-V119A-AT
ACP/R001/007INT | 1/RAL/R001/Ground/G.101-G.101A | Air Conditioning Plant Internal | Air Conditioning Plant Internal | U72956-11-001 | Airedale | U72956-V119A-AT
ACP/R001/008EXT | 1/RAL/R001/Roof/West | Air Conditioning Plant External | Air Conditioning Plant External | U72956-11-001 | Airedale | U72956-V119A-AT
ACP/R001/008INT | 1/RAL/R001/Ground/G.101-G.101A | Air Conditioning Plant Internal | Air Conditioning Plant Internal | U72956-11-001 | Airedale | U72956-V119A-AT
ACP/R001/011EXT01 | 1/RAL/R001/Roof/South West | Air Conditioning Plant External | Air Conditioning Plant External | U75471-01-006 | Airedale | U75471-CUS5.3
ACP/R001/011EXT02 | 1/RAL/R001/Roof/South West | Air Conditioning Plant External | Air Conditioning Plant External | U75471-01-001 | Airedale | U75471-CUS5.3
ACP/R001/011INT | 1/RAL/R001/Mezzanine/MU.03 | Air Conditioning Plant Internal | Air Conditioning Plant Internal | M07061/1/AHU2 | Airedale | G2500
ACP/R001/012EXT01 | 1/RAL/R001/Roof/South West | Air Conditioning Plant External | Air Conditioning Plant External | U75471-01-003 | Airedale | U75471-CUS5.3
ACP/R001/012EXT02 | 1/RAL/R001/Roof/South West | Air Conditioning Plant External | Air Conditioning Plant External | U75471-01-004 | Airedale | U75471-CUS5.3
ACP/R001/012INT | 1/RAL/R001/Mezzanine/MU.03 | Air Conditioning Plant Internal | Air Conditioning Plant Internal | M07061/1/AHU1 | Airedale | G2500
ACP/R001/013EXT01 | 1/RAL/R001/Roof/South West | Air Conditioning Plant External | Air Conditioning Plant External | U75471-01-002 | Airedale | U75471-CUS5.3
ACP/R001/013EXT02 | 1/RAL/R001/Roof/South West | Air Conditioning Plant External | Air Conditioning Plant External | U75471-01-005 | Airedale | U75471-CUS5.3
ACP/R001/013INT | 1/RAL/R001/Mezzanine/MU.03 | Air Conditioning Plant Internal | Air Conditioning Plant Internal | M07061/1/AHU3 | Airedale | G2500
ACP/R007/002EXT01 | 1/RAL/R007/Roof | Air Conditioning Plant External | Air Conditioning Plant External | U77243-03-002 | Airedale | U77243-CU56HIEM
ACP/R007/002EXT02 | 1/RAL/R007/Roof | Air Conditioning Plant External | Air Conditioning Plant External | U77243-03-001 | Airedale | U77243-CU56HIEM
ACP/R007/002INT | 1/RAL/R007/Ground/G.08 Target Area Control Room | Air Conditioning Plant Internal | Air Conditioning Plant Internal | U79112-01-001 | Airedale | U79112-V31CW-AT
ACP/R007/003EXT | 1/RAL/R007/External/Courtyard | Air Conditioning Plant External | Air Conditioning Plant External | 82316240-001 | Airedale | ECL152 Q V
ACP/R007/003INT | 1/RAL/R007/Ground/GU.19 | Air Conditioning Plant Internal | Air Conditioning Plant Internal | 8231627-001 | Airedale | V31CW-AT
ACP/R012/001EXT01 | 1/RAL/R012/External/South | Air Conditioning Plant External | Air Conditioning Plant External | 81648206-002 | Airedale | CU52.5THIEM/01
ACP/R012/001EXT02 | 1/RAL/R012/External/South | Air Conditioning Plant External | Air Conditioning Plant External | 81648206-001 | Airedale | CU52.5THIEM/01
ACP/R012/001INT | 1/RAL/R012 | Air Conditioning Plant Internal | Air Conditioning Plant Internal | 81649477-001 | Airedale | HA6D
ACP/R022/001INT | 1/RAL/R022/Ground/GU.04 Plant Room | Air Conditioning Plant Menerga | Air Conditioning Plant Menerga | 117651 | Menerga # | 581301
ACP/R025/001EXT | 1/RAL/R025/External/South | Air Conditioning Plant External | Air Conditioning Plant External | 81792086-001 | Airedale | KKCS7-K66/S
ACP/R025/001INT | 1/RAL/R025/Ground/G.81 | Air Conditioning Plant Internal | Air Conditioning Plant Internal | 81792086-001 | Airedale | KKCS7-K66/S
ACP/R025/002EXT | 1/RAL/R025/External/Courtyard | Air Conditioning Plant External | Air Conditioning Plant External | 81739647-001 | Airedale | CR50H
ACP/R025/002INT | 1/RAL/R025/1st Floor/1.13D | Air Conditioning Plant Internal | Air Conditioning Plant Internal | 81739647-001 | Airedale | CR50H
ACP/R025/004EXT01 | 1/RAL/R025/External/Courtyard | Air Conditioning Plant External | Air Conditioning Plant External | 81994815-002 | Airedale | CU53HIEM/01
ACP/R025/004EXT02 | 1/RAL/R025/External/Courtyard | Air Conditioning Plant External | Air Conditioning Plant External | 81994815-001 | Airedale | CU53HIEM/01
ACP/R025/004INT | 1/RAL/R025/Ground/G.53-G.56 | Air Conditioning Plant Internal | Air Conditioning Plant Internal | 81994833-001 | Airedale | V23AD-AT
ACP/R025/005EXT | 1/RAL/R025/External/North | Air Conditioning Plant External | Air Conditioning Plant External | 9796610002 | Emerson Liebert | HCE29
ACP/R025/005INT | 1/RAL/R025/Ground/G.100-G.102 | Air Conditioning Plant Internal | Air Conditioning Plant Internal | 9796610002 | Emerson Liebert | HCE29
ACP/R025/006EXT | 1/RAL/R025/External/North | Air Conditioning Plant External | Air Conditioning Plant External | 9796610001 | Emerson Liebert | HCE29
ACP/R025/006INT | 1/RAL/R025/Ground/G.100-G.102 | Air Conditioning Plant Internal | Air Conditioning Plant Internal | 9796610001 | Emerson Liebert | HCE29
ACP/R026/009EXT | 1/RAL/R026/External/East | Air Conditioning Plant External | Air Conditioning Plant External |  | Canatrel | 9AD26KEBHAS
ACP/R026/009INT | 1/RAL/R026/Ground/G.43 Server Room | Air Conditioning Plant Internal | Air Conditioning Plant Internal |  | Canatrel | 9AD26KEBHAS
ACP/R026/010EXT | 1/RAL/R026/External/East | Air Conditioning Plant External | Air Conditioning Plant External |  | Canatrel | 9AD26KEBHAS
ACP/R026/010INT | 1/RAL/R026/Ground/G.43 Server Room | Air Conditioning Plant Internal | Air Conditioning Plant Internal |  | Canatrel | 9AD26KEBHAS
ACP/R026/012EXT | 1/RAL/R026/External/East | Air Conditioning Plant External | Air Conditioning Plant External |  | Canatrel | 9AD26KEBHAS
ACP/R026/012INT | 1/RAL/R026/Ground/G.43 Server Room | Air Conditioning Plant Internal | Air Conditioning Plant Internal |  | Canatrel | 9AD26KEBHAS
ACP/R026/013EXT | 1/RAL/R026/External/East | Air Conditioning Plant External | Air Conditioning Plant External | A110720 | Denco | D42AV
ACP/R026/013INT | 1/RAL/R026/Ground/G.43 Server Room | Air Conditioning Plant Internal | Air Conditioning Plant Internal | A110720 | Denco | D42AV
ACP/R026/014EXT | 1/RAL/R026/External/East | Air Conditioning Plant External | Air Conditioning Plant External | A110718 | Denco | D42AV
ACP/R026/014INT | 1/RAL/R026/Ground/G.43 Server Room | Air Conditioning Plant Internal | Air Conditioning Plant Internal | A110718 | Denco | D42AV
ACP/R026/015EXT | 1/RAL/R026/External/East | Air Conditioning Plant External | Air Conditioning Plant External | A110721 | Denco | D42AV
ACP/R026/015INT | 1/RAL/R026/Ground/G.43 Server Room | Air Conditioning Plant Internal | Air Conditioning Plant Internal | A110721 | Denco | D42AV
ACP/R026/016EXT | 1/RAL/R026/External/East | Air Conditioning Plant External | Air Conditioning Plant Internal |  | Airedale
ACP/R026/016INT | 1/RAL/R026/Ground/G.43 Server Room | Air Conditioning Plant Internal | Air Conditioning Plant Internal |  | Airedale
ACP/R026/017EXT | 1/RAL/R026/External/East | Air Conditioning Plant External | Air Conditioning Plant Internal |  | Airedale
ACP/R026/017INT | 1/RAL/R026/Ground/G.43 Server Room | Air Conditioning Plant Internal | Air Conditioning Plant Internal |  | Airedale
ACP/R026/018EXT | 1/RAL/R026/External/East | Air Conditioning Plant External | Air Conditioning Plant Internal |  | Airedale
ACP/R026/018INT | 1/RAL/R026/Ground/G.43 Server Room | Air Conditioning Plant Internal | Air Conditioning Plant Internal |  | Airedale
ACP/R026/019EXT | 1/RAL/R026/External/East | Air Conditioning Plant External | Air Conditioning Plant Internal |  | Airedale
ACP/R026/019INT | 1/RAL/R026/Ground/G.43 Server Room | Air Conditioning Plant Internal | Air Conditioning Plant Internal |  | Airedale
ACP/R026/020INT | 1/RAL/R026/Ground/G.43 Server Room | Air Conditioning Plant Internal | Air Conditioning Plant Internal
ACP/R026/021INT | 1/RAL/R026/Ground/G.43 Server Room | Air Conditioning Plant Internal | Air Conditioning Plant Internal
ACP/R026/022EXT | 1/RAL/R026/External/East | Air Conditioning Plant External | Air Conditioning Plant External
ACP/R026/022INT | 1/RAL/R026/Ground/G.43 Server Room | Air Conditioning Plant Internal | Air Conditioning Plant Internal
ACP/R026/023EXT | 1/RAL/R026/External/East | Air Conditioning Plant External | Air Conditioning Plant External
ACP/R026/023INT | 1/RAL/R026/Ground/G.43 Server Room | Air Conditioning Plant Internal | Air Conditioning Plant Internal
ACP/R026/20EXT | 1/RAL/R026/External/East | Air Conditioning Plant External | Air Conditioning Plant External
ACP/R026/21EXT | 1/RAL/R026/External/East | Air Conditioning Plant External | Air Conditioning Plant External
ACP/R089/001INT | 1/RAL/R089/Ground/G.09 HDP Computer room | Air Conditioning Plant Internal | Air Conditioning Plant Internal | UCS 084014 | Uniflair | TDCR4300A
ACP/R089/002INT | 1/RAL/R089/Ground/G.09 HDP Computer room | Air Conditioning Plant Internal | Air Conditioning Plant Internal | UCS 084026 | Uniflair | TDCR4300A
ACP/R089/003INT | 1/RAL/R089/Ground/G.09 HDP Computer room | Air Conditioning Plant Internal | Air Conditioning Plant Internal | UCS 084024 | Uniflair | TDCR4300A
ACP/R089/004INT | 1/RAL/R089/Ground/G.09 HDP Computer room | Air Conditioning Plant Internal | Air Conditioning Plant Internal | UCS 084006 | Uniflair | TDCR4300A
ACP/R089/005INT | 1/RAL/R089/Ground/G.09 HDP Computer room | Air Conditioning Plant Internal | Air Conditioning Plant Internal | UCS 084009 | Uniflair | TDCR4300A
ACP/R089/006INT | 1/RAL/R089/Ground/G.09 HDP Computer room | Air Conditioning Plant Internal | Air Conditioning Plant Internal | UCS 084015 | Uniflair | TDCR4300A
ACP/R089/007INT | 1/RAL/R089/Ground/G.09 HDP Computer room | Air Conditioning Plant Internal | Air Conditioning Plant Internal | UCS 084008 | Uniflair | TDCR4300A
ACP/R089/010INT | 1/RAL/R089/Ground/G.09 HDP Computer room | Air Conditioning Plant Internal | Air Conditioning Plant Internal | UCS 084012 | Uniflair | TDCR4300A
ACP/R089/011INT | 1/RAL/R089/Ground/G.09 HDP Computer room | Air Conditioning Plant Internal | Air Conditioning Plant Internal | UCS 084022 | Uniflair | TDCR4300A
ACP/R089/012INT | 1/RAL/R089/Ground/G.09 HDP Computer room | Air Conditioning Plant Internal | Air Conditioning Plant Internal | UCS 084011 | Uniflair | TDCR4300A
ACP/R089/013INT | 1/RAL/R089/Ground/G.09 HDP Computer room | Air Conditioning Plant Internal | Air Conditioning Plant Internal | UCS 084020 | Uniflair | TDCR4300A
ACP/R089/014INT | 1/RAL/R089/Ground/G.09 HDP Computer room | Air Conditioning Plant Internal | Air Conditioning Plant Internal | UCS 084021 | Uniflair | TDCR4300A
ACP/R089/015INT | 1/RAL/R089/Ground/G.09 HDP Computer room | Air Conditioning Plant Internal | Air Conditioning Plant Internal | UCS 084010 | Uniflair | TDCR4300A
ACP/R089/016INT | 1/RAL/R089/Ground/G.09 HDP Computer room | Air Conditioning Plant Internal | Air Conditioning Plant Internal | UCS 084017 | Uniflair | TDCR4300A
ACP/R089/017INT | 1/RAL/R089/Ground/G.08 LDP Computer room | Air Conditioning Plant Internal | Air Conditioning Plant Internal | UCS 084007 | Uniflair | TDCR4300A
ACP/R089/018INT | 1/RAL/R089/Ground/G.08 LDP Computer room | Air Conditioning Plant Internal | Air Conditioning Plant Internal | UCS 084023 | Uniflair | TDCR4300A
ACP/R089/019EXT | 1/RAL/R089/External/West | Air Conditioning Plant External | Air Conditioning Plant External | UCW 107772 | Uniflair | TDTR2842A
ACP/R089/019INT | 1/RAL/R089/Ground/G.08 LDP Computer room | Air Conditioning Plant Internal | Air Conditioning Plant Internal | UCW 107772 | Uniflair | TDTR2842A
ACP/R089/020INT | 1/RAL/R089/Ground/G.08 LDP Computer room | Air Conditioning Plant Internal | Air Conditioning Plant Internal | UCS 0840016 | Uniflair | TDCR4300A
ACP/R089/021EXT | 1/RAL/R089/External/West | Air Conditioning Plant External | Air Conditioning Plant External | UCW 107771 | Uniflair | TDTR2842A
ACP/R089/021INT | 1/RAL/R089/Ground/G.08 LDP Computer room | Air Conditioning Plant Internal | Air Conditioning Plant Internal | UCW 107771 | Uniflair | TDTR2842A
ACP/R089/022EXT | 1/RAL/R089/External/West | Air Conditioning Plant External | Air Conditioning Plant External | UCS 084030 | Uniflair | TDTR2242A
ACP/R089/022INT | 1/RAL/R089/Ground/G.07 UPS computer room | Air Conditioning Plant Internal | Air Conditioning Plant Internal | UCS 084030 | Uniflair | TDTR2242A
ACP/R089/023EXT | 1/RAL/R089/External/West | Air Conditioning Plant External | Air Conditioning Plant External | UCS 084031 | Uniflair | TDTR2242A
ACP/R089/023INT | 1/RAL/R089/Ground/G.07 UPS computer room | Air Conditioning Plant Internal | Air Conditioning Plant Internal | UCS 084031 | Uniflair | TDTR2242A
ACP/R089/024EXT | 1/RAL/R089/External/West | Air Conditioning Plant External | Air Conditioning Plant External | UCS 084032 | Uniflair | TDTR2242A
ACP/R089/024INT | 1/RAL/R089/Ground/G.07 UPS computer room | Air Conditioning Plant Internal | Air Conditioning Plant Internal | UCS 084032 | Uniflair | TDTR2242A
ACP/R089/025EXT | 1/RAL/R089/External/West | Air Conditioning Plant External | Air Conditioning Plant External | UCS 084432 | Uniflair | TDTR1321A
ACP/R089/025INT | 1/RAL/R089/Ground/GU.08 - GU.09 Substation 33 - UPS / Battery Room | Air Conditioning Plant Internal | Air Conditioning Plant Internal | UCS 084432 | Uniflair | TDTR1321A
ACP/R089/026EXT | 1/RAL/R089/External/West | Air Conditioning Plant External | Air Conditioning Plant External | UCS 084433 | Uniflair | TDTR1321A
ACP/R089/026INT | 1/RAL/R089/Ground/GU.08 - GU.09 Substation 33 - UPS / Battery Room | Air Conditioning Plant Internal | Air Conditioning Plant Internal | UCS 084433 | Uniflair | TDTR1321A
ACP/R089/027EXT | 1/RAL/R089/External/West | Air Conditioning Plant External | Air Conditioning Plant External | 2181607214 | Airwell Group | DN185RCTS
ACP/R089/027INT | 1/RAL/R089/1st Floor/FU.07 Duct | Air Conditioning Plant Internal | Air Conditioning Plant Internal | 2181607214 | Airwell Group | DN185RCTS
ACP/R089/028EXT | 1/RAL/R089/External/West | Air Conditioning Plant External | Air Conditioning Plant External |  | MALLARD | EUROAIR
ACP/R089/028INT | 1/RAL/R089/1st Floor/FU.08 Duct | Air Conditioning Plant Internal | Air Conditioning Plant Internal |  | Airwell Group | DN185RCTS
ACP/R092/001EXT | 1/RAL/R092/Roof/Compound | Air Conditioning Plant External | Air Conditioning Plant External | 10BG345793 B | GEA | OM-21-TFD
ACP/R092/001INT | 1/RAL/R092/1st Floor/1.41 Cold Room | Air Conditioning Plant Internal | Air Conditioning Plant Internal | 10BG345793 B | GEA | OM-21-TFD
ACP/R092/002EXT | 1/RAL/R092/Roof/Compound | Air Conditioning Plant External | Air Conditioning Plant External | 00239269/2 | GEA | SGB 013-C
ACP/R092/002INT | 1/RAL/R092/1st Floor/1.41 Cold Room | Air Conditioning Plant Internal | Air Conditioning Plant Internal | 09E310314 M | GEA | OM-21-TFD
ACP/R092/003EXT | 1/RAL/R092/Roof/Compound | Air Conditioning Plant External | Air Conditioning Plant External | 09E313301 M | GEA | OM-21-TFD
ACP/R092/003INT | 1/RAL/R092/1st Floor/1.36 Cold Room | Air Conditioning Plant Internal | Air Conditioning Plant Internal | 09E313301 M | GEA | OM-21-TFD
ACP/R092/004EXT | 1/RAL/R092/Roof/Compound | Air Conditioning Plant External | Air Conditioning Plant External | 00239269/4 | GEA | SGB 013-C
ACP/R092/004INT | 1/RAL/R092/1st Floor/1.36 Cold Room | Air Conditioning Plant Internal | Air Conditioning Plant Internal | 09E313302 M | GEA | OM-21-TFD
ACP/R097/001EXT | 1/RAL/R097/Roof/Compound | Air Conditioning Plant External | Air Conditioning Plant External | 81873964-001 | Airedale | DF20X2-EZR-0
ACP/R097/001INT | 1/RAL/R097/Ground/GU.10 Flight Plant Room | Air Conditioning Plant Internal | Air Conditioning Plant Internal | 81873964-001 | Airedale | DF20X2-EZR-0
ACP/R097/002EXT | 1/RAL/R097/Roof/Compound | Air Conditioning Plant External | Air Conditioning Plant External | 81873964-002 | Airedale | DF20X2-EZR-0
ACP/R097/002INT | 1/RAL/R097/Ground/GU.10 Flight Plant Room | Air Conditioning Plant Internal | Air Conditioning Plant Internal | 81873964-002 | Airedale | DF20X2-EZR-0
ACP/R097/003EXT | 1/RAL/R097/Roof/Compound | Air Conditioning Plant External | Air Conditioning Plant External | 81900506-001 | Airedale | DF20X2-EZR-0
ACP/R097/003INT | 1/RAL/R097/Ground/G.10A Server Room 3 | Air Conditioning Plant Internal | Air Conditioning Plant Internal | 81900506-001 | Airedale | DF20X2-EZR-0
ACP/R097/004EXT | 1/RAL/R097/Roof/Compound | Air Conditioning Plant External | Air Conditioning Plant External | 81873980-001 | Airedale | DF13X-EZR-0
ACP/R097/004INT | 1/RAL/R097/Ground/GU.09 SRC Plant Room | Air Conditioning Plant Internal | Air Conditioning Plant Internal | 81873980-001 | Airedale | DF13X-EZR-0
ACP/R097/005EXT | 1/RAL/R097/Roof/Compound | Air Conditioning Plant External | Air Conditioning Plant External | 81873980-002 | Airedale | DF13X-EZR-0
ACP/R097/005INT | 1/RAL/R097/Ground/GU.09 SRC Plant Room | Air Conditioning Plant Internal | Air Conditioning Plant Internal | 81873980-002 | Airedale | DF13X-EZR-0

## Air Con Split
Asset Code | Location | Asset_Description | Category | Asset_Serial_Number | Asset_Make | Asset_Model
ACS/CHB/001 | 1/Chilbolton Observatory | Air Conditioning Split | Air Conditioning Split | 11030024 |  | RAVSM802KRT-E
ACS/CHB/002 | 1/Chilbolton Observatory | Air Conditioning Split | Air Conditioning Split | 11030024 |  | RAVSM802KRT-E
ACS/CHB/003 | 1/Chilbolton Observatory | Air Conditioning Split | Air Conditioning Split | 14380059 |  | RAVSM802KRT-E
ACS/CHB/009 | 1/Chilbolton Observatory | Air Conditioning Split | Air Conditioning Split | 501A0006 | Toshiba | RAVSM1404CT-E
ACS/CHB/010 | 1/Chilbolton Observatory | Air Conditioning Split | Air Conditioning Split | 72100297 | Toshiba | RAVSM1404CT-E
ACS/CHB/012 | 1/Chilbolton Observatory | Air Conditioning Split | Air Conditioning Split | 305G0175 | Toshiba | RAV264KH-PE
ACS/CHB/013 | 1/Chilbolton Observatory | Air Conditioning Split | Air Conditioning Split |  | Toshiba | RAVSM802KRT-E
ACS/CHB/015 | 1/Chilbolton Observatory | Air Conditioning Split | Air Conditioning Split | 32200026 | Carrier | 42VMC036N
ACS/CHB/017 | 1/Chilbolton Observatory/C1/Ground/GU.11 | Air Conditioning Split | Air Conditioning Split |  | Toshiba | RAVSM566KRTE
ACS/CHB/018 | 1/Chilbolton Observatory/C1/Ground/GU.01 | Air Conditioning Split | Air Conditioning Split |  | Toshiba | RAVSM806KRTE
ACS/CHB/019 | 1/Chilbolton Observatory/C1/Ground/GU.01 | Air Conditioning Split | Air Conditioning Split |  | Toshiba | RAVSM806KRTE
ACS/CHB/020 | 1/Chilbolton Observatory/C1/Ground/G.02 | Air Conditioning Split | Air Conditioning Split |  | Toshiba | RASB13UFUE1
ACS/CHB/021 | 1/Chilbolton Observatory | Air Conditioning Split C8 | Air Conditioning Split |  | Toshiba | RAVSM806KRTE
ACS/CHB/022 | 1/Chilbolton Observatory | Air Conditioning Split C6 | Air Conditioning Split |  | Toshiba | RAVSM806KRTE
ACS/R001/047 | 1/RAL/R001/Ground/G.100 | Air Conditioning Split | Air Conditioning Split | 701G0137 | Toshiba | RAV-SM1400UT-E
ACS/R001/048 | 1/RAL/R001/Ground/G.100 | Air Conditioning Split | Air Conditioning Split | 405C0044 | Toshiba | RAV-SM1400UT-E
ACS/R001/053 | 1/RAL/R001/Ground/G.40 | Air Conditioning Split | Air Conditioning Split | 26100033 | Toshiba | RAV-SM560UT-E
ACS/R001/054 | 1/RAL/R001/Ground/G.40 | Air Conditioning Split | Air Conditioning Split | 14680085 | Toshiba | RAV-SM560UT-E
ACS/R001/055 | 1/RAL/R001/Ground/G.08 | Air Conditioning Split | Air Conditioning Split | 4.04E+164 |  | RAVSP802ATE
ACS/R001/057 | 1/RAL/R001/Ground/G.06-G.07 | Air Conditioning Split | Air Conditioning Split | 508A0093 | Toshiba | RAV-SM800KRT-E
ACS/R001/059 | 1/RAL/R001/Ground/G.69A | Air Conditioning Split | Air Conditioning Split | 505B118 | Toshiba | RAVSM562MUT
ACS/R001/060 | 1/RAL/R001/Ground/G.69 | Air Conditioning Split | Air Conditioning Split | 42500414 | Toshiba | RAV-SM562MUT-E
ACS/R001/061 | 1/RAL/R001/Ground/G.70 | Air Conditioning Split | Air Conditioning Split | 50800001 / 50800005 | Toshiba | RAV-SP1400AT-E
ACS/R001/062 | 1/RAL/R001/Ground/G.86 | Air Conditioning Split | Air Conditioning Split | 512A0515 | Toshiba | RAV-SM561KKT-E
ACS/R001/064 | 1/RAL/R001/Ground/G.01A-G.02A | Air Conditioning Split | Air Conditioning Split | 5310047 | Toshiba | RAV-264KH-PE
ACS/R001/065 | 1/RAL/R001/Ground/G.01-G.02 | Air Conditioning Split | Air Conditioning Split | 4260040 | Toshiba | RAV-SP800AT-E
ACS/R001/066 | 1/RAL/R001/Ground/G.03-G.04 | Air Conditioning Split | Air Conditioning Split | 90230058 | Toshiba | RAV-SM800KRT-E
ACS/R001/067 | 1/RAL/R001/Mezzanine/M.01 | Air Conditioning Split | Air Conditioning Split | 55480067 | TOSHIBA | RAV-SM800UT-E
ACS/R001/068 | 1/RAL/R001/Mezzanine/MU.02 | Air Conditioning Split | Air Conditioning Split | 22500036 |  | RAS-B16EKVPE
ACS/R001/069 | 1/RAL/R001/Mezzanine/MU.02 | Air Conditioning Split | Air Conditioning Split | 107B0228 | Toshiba | RAV-SM800KRT-E
ACS/R001/071 | 1/RAL/R001/Ground/GU.39 | Air Conditioning Split | Air Conditioning Split | 20130138 | Toshiba | MMF-AP05681H X 2
ACS/R001/073 | 1/RAL/R001/Ground/G.37 | Air Conditioning Split | Air Conditioning Split | 22500079 | Toshiba | RAVSM802AT-E
ACS/R001/074 | 1/RAL/R001/Ground/G.40A | Air Conditioning Split | Air Conditioning Split | 109P0072 | Toshiba | RAV-SM801KRT-E
ACS/R001/075 | 1/RAL/R001/Ground/G.40A | Air Conditioning Split | Air Conditioning Split | 106A0395 | Toshiba | RAV-SM800KRT-E
ACS/R001/078 | 1/RAL/R001/Ground/GU.41 | Air Conditioning Split | Air Conditioning Split | 001A00063 | Toshiba | RAV-SM1402CT-E
ACS/R001/080 | 1/RAL/R001/Ground/G.43-G.44 | Air Conditioning Split | Air Conditioning Split | 111B0115 | Toshiba | MMA028HT
ACS/R001/081 | 1/RAL/R001/Ground/G.43-G.44 | Air Conditioning Split | Air Conditioning Split | 4000440T | Toshiba | RAV16YKUE
ACS/R001/082 | 1/RAL/R001/Ground/G.97 | Air Conditioning Split | Air Conditioning Split | 4000435T | Toshiba | RAVSM566KRT 2off
ACS/R001/083 | 1/RAL/R001 | Air Conditioning Split | Air Conditioning Split | 4008519T | Toshiba | RAVSM564MUT
ACS/R001/084 | 1/RAL/R001/Ground/G.120 | Air Conditioning Split | Air Conditioning Split | 4000831T | Toshiba | RAVSM566KRT
ACS/R001/085 | 1/RAL/R001/Ground/G.85 | Air Conditioning Split | Air Conditioning Split | 4000423T | Toshiba | RAVSP564ATE
ACS/R001/086 | 1/RAL/R001/Ground/G.01-G.02 | Air Conditioning Split | Air Conditioning Split | 4008527T | Toshiba | RAVSM804UTE
ACS/R001/090 | 1/RAL/R001/Ground/G.85 | Air Conditioning Split | Air Conditioning Split | 4010520T | Toshiba | RAVSM804UTE
ACS/R001/091 | 1/RAL/R001/Ground/G.11 | Air Conditioning Split | Air Conditioning Split | 4008503T | Toshiba | RAVSM1404BT
ACS/R001/092 | 1/RAL/R001/2nd Floor/2.82 | Air Conditioning Split | Air Conditioning Split | 4008511T | Mitsubishi | MSZSFVE2
ACS/R001/093 | 1/RAL/R001/2nd Floor/2.81 | Air Conditioning Split | Air Conditioning Split | 46M00864 | Mitsubishi | MSZSFVE2
ACS/R001/094 | 1/RAL/R001/1st Floor/1.40-1.41 | Air Conditioning Split | Air Conditioning Split | 47M00942 | Mitsubishi | MSZSFVE2
ACS/R001/095 | 1/RAL/R001/2nd Floor/2.75 | Air Conditioning Split | Air Conditioning Split | 4010417T | Mitsubishi | MSZSFVE2
ACS/R001/096 | 1/RAL/R001/2nd Floor/2.67 | Air Conditioning Split | Air Conditioning Split | 4G020764H02435 | Mitsubishi | MSZSFVE2
ACS/R001/097 | 1/RAL/R001/2nd Floor/2.66 | Air Conditioning Split | Air Conditioning Split | 4H01321 / 4H01322 | Mitsubishi | MSZSFVE2
ACS/R001/098 | 1/RAL/R001/2nd Floor/2.65 | Air Conditioning Split | Air Conditioning Split | 4H02433 | Mitsubishi | MSZSFVE2
ACS/R001/099 | 1/RAL/R001/2nd Floor/2.63 | Air Conditioning Split | Air Conditioning Split | 4G02093 | Mitsubishi | MSZSFV50VE
ACS/R001/100 | 1/RAL/R001/1st Floor/1.59-1.60 | Air Conditioning Split | Air Conditioning Split | 4H02434 | Mitsubishi | MSZSFV50VE
ACS/R001/101 | 1/RAL/R001/2nd Floor/2.53 | Air Conditioning Split | Air Conditioning Split |  | Mitsubishi | PKA-RP60KAL
ACS/R001/102 | 1/RAL/R001/2nd Floor/2.53 | Air Conditioning Split | Air Conditioning Split |  | Mitsubishi | PKA-RP60KAL
ACS/R001/103 | 1/RAL/R001/1st Floor/1.50-1.51 | Air Conditioning Split | Air Conditioning Split |  | Mitsubishi | MSZ-SF50VE
ACS/R001/104 | 1/RAL/R001/1st Floor/1.35-1.37 | Air Conditioning Split | Air Conditioning Split | 4009510T | Mitsubishi | PEADRP50JAQ
ACS/R001/105 | 1/RAL/R001/1st Floor/1.37-1.39 | Air Conditioning Split | Air Conditioning Split | 4008504T | Mitsubishi | PEADRP60JAQ
ACS/R001/106 | 1/RAL/R001/1st Floor/1.33 | Air Conditioning Split | Air Conditioning Split | 4004142T | Mitsubishi | PEADRP50JAQ
ACS/R001/107 | 1/RAL/R001/1st Floor/1.31-1.32 | Air Conditioning Split | Air Conditioning Split | 32400264 | Mitsubishi | PEADRP50JAQ
ACS/R001/108 | 1/RAL/R001/1st Floor/1.34 | Air Conditioning Split | Air Conditioning Split | 33100279 | Mitsubishi | PEADRP50JAQ
ACS/R001/109 | 1/RAL/R001/1st Floor/1.75 | Air Conditioning Split | Air Conditioning Split | 33100277 / 32900176 | Mitsubishi
ACS/R001/110 | 1/RAL/R001/1st Floor/1.75 | Air Conditioning Split | Air Conditioning Split |  | Mitsubishi
ACS/R001/111 | 1/RAL/R001/1st Floor/1.75 | Air Conditioning Split | Air Conditioning Split | 33100154 | Mitsubishi
ACS/R001/112 | 1/RAL/R001/2nd Floor/2.23 | Air Conditioning Split | Air Conditioning Split |  | Mitsubishi | MSZSF50VE
ACS/R001/113 | 1/RAL/R001/1st Floor/1.18 | Air Conditioning Split | Air Conditioning Split | 32600345 | Mitsubishi | MSZSF50VE
ACS/R001/114 | 1/RAL/R001/2nd Floor/2.21-2.22 | Air Conditioning Split | Air Conditioning Split | 4780252 | Mitsubishi | MSZGF71VE
ACS/R001/115 | 1/RAL/R001/Ground/G.71A | Air Conditioning Split | Air Conditioning Split | 54480103 | Toshiba | RAVSM804KRT-E
ACS/R001/116 | 1/RAL/R001/Ground/G.72A-G.73A | Air Conditioning Split | Air Conditioning Split | 1000910 | Toshiba | RAVSM532UT-E
ACS/R001/117 | 1/RAL/R001/Ground/G.72A-G.73A | Air Conditioning Split | Air Conditioning Split | 14G00275 | Toshiba | RAVSM806KRT-E
ACS/R001/118 | 1/RAL/R001/Ground/G.73 | Air Conditioning Split | Air Conditioning Split | 14G00282 | Toshiba | RAV
ACS/R001/119 | 1/RAL/R001/Ground/G.74-G.75 | Air Conditioning Split | Air Conditioning Split | 94780024 | Toshiba | RAVSM1404UTP-E
ACS/R001/120 | 1/RAL/R001/Ground/G.74-G.75 | Air Conditioning Split | Air Conditioning Split | 32400139 | Toshiba | RAV
ACS/R001/121 | 1/RAL/R001/Ground/G.76A-G.77A | Air Conditioning Split | Air Conditioning Split | 302A020 | Toshiba | RAVSM1104UTP-E
ACS/R001/122 | 1/RAL/R001/Ground/G.76-G.77 | Air Conditioning Split | Air Conditioning Split
ACS/R001/123 | 1/RAL/R001/Ground/G.78 | Air Conditioning Split | Air Conditioning Split
ACS/R001/124 | 1/RAL/R001/Ground/G.05 | Air Conditioning Split | Air Conditioning Split
ACS/R001/125 | 1/RAL/R001/Ground/G.32 | Air Conditioning Split | Air Conditioning Split
ACS/R001/126 | 1/RAL/R001/Ground/G.31 | Air Conditioning Split | Air Conditioning Split
ACS/R001/127 | 1/RAL/R001/Ground/G.33-G34 | Air Conditioning Split | Air Conditioning Split
ACS/R001/128 | 1/RAL/R001/Ground/G.122 | Air Conditioning Split | Air Conditioning Split
ACS/R001/129 | 1/RAL/R001/Ground/G.14 | Air Conditioning Split | Air Conditioning Split
ACS/R001/130 | 1/RAL/R001/Ground/G.14 | Air Conditioning Split | Air Conditioning Split
ACS/R001/131 | 1/RAL/R001/Ground/G.14 | Air Conditioning Split | Air Conditioning Split
ACS/R001/132 | 1/RAL/R001/Ground/G.17 | Air Conditioning Split | Air Conditioning Split
ACS/R001/133 | 1/RAL/R001/Basement/B.05 | Air Conditioning Split | Air Conditioning Split
ACS/R002/001 | 1/RAL/R002/1st Floor/1.18-1.20 | Air Conditioning Split | Air Conditioning Split | 5.03E+71 | Toshiba | RAV-464CH-PE
ACS/R002/008 | 1/RAL/R002/Ground/G.12B | Air Conditioning Split | Air Conditioning Split | 408A0135 | Toshiba | RAV-460AH8-P
ACS/R002/015 | 1/RAL/R002/Ground/G.08 | Air Conditioning Split | Air Conditioning Split | 709A0043 | Daikin | FAYP-100BV1
ACS/R002/019 | 1/RAL/R002/Ground/G.12C | Air Conditioning Split | Air Conditioning Split | 510A0049 | Toshiba | RAV-164AH-PE
ACS/R002/029 | 1/RAL/R002/2nd Floor/2.08 | Air Conditioning Split | Air Conditioning Split | 612A0051 | Toshiba | RAV SM560 KRT-E
ACS/R002/030 | 1/RAL/R002/4th Floor/4.15 - 4.16 CR06 | Air Conditioning Split | Air Conditioning Split | 6.05E+269 | Toshiba | RAV SM560 UT-E
ACS/R002/031 | 1/RAL/R002/2nd Floor/2.09 - 2.13 | Air Conditioning Split | Air Conditioning Split | 607G00391 & 607G0289 | Toshiba | RAV SP800AT-E
ACS/R002/032 | 1/RAL/R002/2nd Floor/2.09 - 2.13 | Air Conditioning Split | Air Conditioning Split | 605G0514 | Toshiba | RAV SP800AT-E
ACS/R002/034 | 1/RAL/R002/Ground/G.18 | Air Conditioning Split | Air Conditioning Split | 608G0543 & 608G0168 | Toshiba | RAV-SM803UT-E
ACS/R002/035 | 1/RAL/R002/Ground/G.18 | Air Conditioning Split | Air Conditioning Split | 607g0393 | Toshiba | RAV-SM803UT-E
ACS/R002/036 | 1/RAL/R002/3rd Floor/3.12 - 3.17 ASTEC | Air Conditioning Split | Air Conditioning Split | 710G0088 | Toshiba | RAVSM562MUT-E
ACS/R002/037 | 1/RAL/R002/1st Floor/1.12-1.13 | Air Conditioning Split | Air Conditioning Split | 708G0159 | Toshiba | RAVSP1102UTE
ACS/R002/038 | 1/RAL/R002/Ground/G.16C | Air Conditioning Split | Air Conditioning Split | 710G0046 | Toshiba | RAVSM562UT-E
ACS/R002/039 | 1/RAL/R002/Ground/G.16H | Air Conditioning Split | Air Conditioning Split | 710G0047 | Toshiba | RAVSM802CT-E
ACS/R002/040 | 1/RAL/R002/Ground/G.16G | Air Conditioning Split | Air Conditioning Split | 501A0031 | Toshiba | RAVSM562UT-E
ACS/R002/041 | 1/RAL/R002/Ground/G.16F | Air Conditioning Split | Air Conditioning Split | 107A0062 | Toshiba | RAVSM802UT-E
ACS/R002/042 | 1/RAL/R002/Ground/G.16E | Air Conditioning Split | Air Conditioning Split | 12900028 | Toshiba | RAVSM802UT-E X2off
ACS/R002/043 | 1/RAL/R002/Ground/G.16A | Air Conditioning Split | Air Conditioning Split | 106A0260 | Toshiba | RAVSP562CT-E
ACS/R002/044 | 1/RAL/R002/Ground/G.04 | Air Conditioning Split | Air Conditioning Split | 106A0204 | Toshiba | RAVSM803UTE
ACS/R002/045 | 1/RAL/R002/Ground/G.1A | Air Conditioning Split | Air Conditioning Split | 106A0204 | Toshiba | RAVSM562MUT-E
ACS/R002/046 | 1/RAL/R002/Ground/G.1B | Air Conditioning Split | Air Conditioning Split | 405A0004 | Toshiba | RAVSM562UT-E
ACS/R002/047 | 1/RAL/R002/Ground/G.1D | Air Conditioning Split | Air Conditioning Split | 507A0003 | Toshiba | RAVSM563UT-E
ACS/R002/048 | 1/RAL/R002/Ground/G.17A | Air Conditioning Split | Air Conditioning Split | 12700261 | Toshiba | RAVSM140UTE
ACS/R002/049 | 1/RAL/R002/2nd Floor/2.19 - 2.21 | Air Conditioning Split | Air Conditioning Split | 125015336 | Toshiba | RAVSM564UT
ACS/R002/050 | 1/RAL/R002/2nd Floor/2U.06 Server Room | Air Conditioning Split | Air Conditioning Split | 106A0397 | Toshiba | RAS1675KV
ACS/R002/051 | 1/RAL/R002/1st Floor/1.10 | Air Conditioning Split | Air Conditioning Split | 10730005 | Toshiba | RAVSM564UT
ACS/R002/052 | 1/RAL/R002/1st Floor/1.15-1.17 | Air Conditioning Split | Air Conditioning Split | 10730005 | Toshiba | RAVSM564UT
ACS/R002/053 | 1/RAL/R002/1st Floor/1.03 | Air Conditioning Split | Air Conditioning Split | 92100834 | Toshiba | RAVSM564UT
ACS/R002/054 | 1/RAL/R002/1st Floor/1.26-1.31 | Air Conditioning Split | Air Conditioning Split | 10230016 | Toshiba | RAVSP1100UT
ACS/R002/055 | 1/RAL/R002/1st Floor/1.26-1.31 | Air Conditioning Split | Air Conditioning Split | 109A0221 and 109A0230 | Toshiba | RAVSP1100UT
ACS/R002/056 | 1/RAL/R002/Ground/G.14 | Air Conditioning Split | Air Conditioning Split | 606G0104 | Toshiba | RAVSSM562KRT
ACS/R002/057 | 1/RAL/R002/Ground/G.08 | Air Conditioning Split | Air Conditioning Split | 12700199 | Toshiba | RAS1075KV
ACS/R002/058 | 1/RAL/R002/Ground/G.07 | Air Conditioning Split | Air Conditioning Split | 106A0774 | Toshiba | RAVSM804UT
ACS/R002/059 | 1/RAL/R002/Ground/G.06 | Air Conditioning Split | Air Conditioning Split | 106A0402 | Toshiba | RAVSM564CT
ACS/R002/060 | 1/RAL/R002/Ground/G.06B | Air Conditioning Split | Air Conditioning Split | 209A0B26 | Toshiba | RAVSM564CT
ACS/R002/061 | 1/RAL/R002/Ground/G.04A | Air Conditioning Split | Air Conditioning Split | 211A0174 | Toshiba | RAVSM802KRT
ACS/R002/062 | 1/RAL/R002/Ground/G.11A | Air Conditioning Split | Air Conditioning Split | 91230186 | Toshiba | RAV802CT
ACS/R002/063 | 1/RAL/R002/Ground/G.12H | Air Conditioning Split | Air Conditioning Split | 102B0257 | Toshiba | RAVSM804UT
ACS/R002/064 | 1/RAL/R002/Ground/G.11 | Air Conditioning Split | Air Conditioning Split | A12H6 | Toshiba | RAVSM1102UT
ACS/R002/066 | 1/RAL/R002/Ground/G.12A | Air Conditioning Split | Air Conditioning Split | 14780017 | Toshiba | RAVSM562KRT
ACS/R002/067 | 1/RAL/R002/Ground/G.12F | Air Conditioning Split | Air Conditioning Split | 24280096 | Toshiba | RAVSM1404UT
ACS/R002/068 | 1/RAL/R002/Ground/G.12G | Air Conditioning Split | Air Conditioning Split | 302a0244 | Toshiba | RAVSM1404UT
ACS/R002/069 | 1/RAL/R002/Ground/G.03 | Air Conditioning Split | Air Conditioning Split | 4780303 | Toshiba | RAVSM804UTE
ACS/R002/070 | 1/RAL/R002/Ground/G.02 | Air Conditioning Split | Air Conditioning Split | 4680082 | Toshiba | RAVSM804UTE
ACS/R002/071 | 1/RAL/R002/Ground/G.11U | Air Conditioning Split | Air Conditioning Split | 4180011 | Toshiba | RAVSM802CT-E
ACS/R002/072 | 1/RAL/R002/Ground/G.12 | Air Conditioning Split | Air Conditioning Split | 22300119 | Toshiba | RAVSM1402BT-E
ACS/R002/073 | 1/RAL/R002/Ground/G.U15 | Air Conditioning Split | Air Conditioning Split | 2330046 | Toshiba | RBC-AHU1 VES
ACS/R002/074 | 1/RAL/R002/Ground/G.05 | Air Conditioning Split | Air Conditioning Split
ACS/R002/075 | 1/RAL/R002/Ground/G.05 | Air Conditioning Split | Air Conditioning Split
ACS/R002/076 | 1/RAL/R002/Ground/G.02 | Air Conditioning Split | Air Conditioning Split
ACS/R002/077 | 1/RAL/R002/Ground/G.12U | Air Conditioning Split | Air Conditioning Split
ACS/R002/078 | 1/RAL/R002/Ground/G.13U | Air Conditioning Split | Air Conditioning Split
ACS/R002/079 | 1/RAL/R002/Ground/G.11U | Air Conditioning Split | Air Conditioning Split
ACS/R003/002 | 1/RAL/R003/1st Floor/1.23 | Air Conditioning Split | Air Conditioning Split | 712M0216 | Toshiba | RAV-164KH-P
ACS/R003/003 | 1/RAL/R003/Ground/G.51 - G.55 Reprographics | Air Conditioning Split | Air Conditioning Split | 510A0060 | Toshiba | RAV-364AH8-PE
ACS/R003/004 | 1/RAL/R003/Upper Ground/UG.05 - UG.06 | Air Conditioning Split | Air Conditioning Split | 72302180 | Toshiba | RAV SM800 UT
ACS/R003/007 | 1/RAL/R003/1st Floor/1.37B Comms Room | Air Conditioning Split | Air Conditioning Split | 82700086 | Toshiba | RAV-164A-PE
ACS/R003/010 | 1/RAL/R003/Ground/G.22 Laser Lab | Air Conditioning Split | Air Conditioning Split | 80830024 | Toshiba | RAV-134AH-PE
ACS/R003/011 | 1/RAL/R003/Ground/G.25 Server Room | Air Conditioning Split | Air Conditioning Split | 807B3330 | Toshiba | RAV-264AH-PE
ACS/R003/013 | 1/RAL/R003/Ground/G.24 | Air Conditioning Split | Air Conditioning Split | 12502812 | Toshiba | RAS-18-UKPES
ACS/R003/016 | 1/RAL/R003/Ground/G.24 | Air Conditioning Split | Air Conditioning Split | 20430244 | Toshiba | RAS-18-UKPES
ACS/R003/017 | 1/RAL/R003/2nd Floor/2.09 - 2.10 | Air Conditioning Split | Air Conditioning Split | 524000710 | Toshiba | RAV-SM562BT-E
ACS/R003/018 | 1/RAL/R003/1st Floor/1.52-1.54 CR11 | Air Conditioning Split | Air Conditioning Split | 504A0294 | Toshiba | RAV-SM802UT-E
ACS/R003/019 | 1/RAL/R003/Ground/G.46 | Air Conditioning Split | Air Conditioning Split | 11180023 | Toshiba | RAV-SM802KRT-E
ACS/R003/020 | 1/RAL/R003/Ground/G.51 - G.55 Reprographics | Air Conditioning Split | Air Conditioning Split | 6070015 | Toshiba | RAV-SM562KRT-E
ACS/R003/021 | 1/RAL/R003/Upper Basement/UB.24 | Air Conditioning Split | Air Conditioning Split | 103A0070 | Toshiba | RAV-SM562MUT
ACS/R003/022 | 1/RAL/R003/Upper Ground/UG.03 Store | Air Conditioning Split | Air Conditioning Split | 53100094 | Toshiba | RAS1375KV
ACS/R003/023 | 1/RAL/R003/Ground/G.23 Laser Lab | Air Conditioning Split | Air Conditioning Split | 53100086 | Toshiba | RAS137KV
ACS/R003/024 | 1/RAL/R003/Ground/G.43 IT Store Room | Air Conditioning Split | Air Conditioning Split | 53100098 | Toshiba | RAVSM804CT
ACS/R003/025 | 1/RAL/R003/2nd Floor/2.23 | Air Conditioning Split | Air Conditioning Split
ACS/R007/010 | 1/RAL/R007/Ground/G.07 2nd Target Area | Air Conditioning Split | Air Conditioning Split | 53100100 | Toshiba | RAVSM804BT
ACS/R007/012 | 1/RAL/R007/1st Floor/1.04 Control Room | Air Conditioning Split | Air Conditioning Split | 706B0437 | Toshiba | RAVSM562MUT-E
ACS/R007/013 | 1/RAL/R007/1st Floor/1.01 Electrical Workshop | Air Conditioning Split | Air Conditioning Split | 204A0287 | Toshiba | RAVSM804UTE
ACS/R007/016 | 1/RAL/R007/1st Floor/1.06 Laser Area 3 | Air Conditioning Split | Air Conditioning Split | 11180022 | Toshiba | RAVSM801KRT
ACS/R007/017 | 1/RAL/R007/1st Floor/1.06 Laser Area 3 | Air Conditioning Split | Air Conditioning Split | 20240004 | Toshiba | RAVSM801KRT
ACS/R007/018 | 1/RAL/R007/1st Floor/1.06 Laser Area 3 | Air Conditioning Split | Air Conditioning Split | 11180023 | Toshiba | RAVSM801KRT
ACS/R007/019 | 1/RAL/R007/1st Floor/1.06 Laser Area 3 | Air Conditioning Split | Air Conditioning Split | 108G0379 | Toshiba | RAVSM801KRT
ACS/R007/020 | 1/RAL/R007/Ground/G.11B | Air Conditioning Split | Air Conditioning Split | 108G376 | Toshiba | RAVSP1402ATE
ACS/R007/021 | 1/RAL/R007/Ground/G.03 Electrical Workshop | Air Conditioning Split | Air Conditioning Split | 108G0375 | Toshiba | RAVSM804UTE
ACS/R007/022 | 1/RAL/R007/Ground/GU.01 Store | Air Conditioning Split | Air Conditioning Split | 108G0373 | Toshiba | RAVSM804UTE
ACS/R007/023 | 1/RAL/R007/Ground/G.04 Control Room | Air Conditioning Split | Air Conditioning Split |  | Toshiba | RAVSM804UTE
ACS/R007/024 | 1/RAL/R007/Ground/G.05 Laser Area | Air Conditioning Split | Air Conditioning Split |  | Toshiba | RAVSM804BT
ACS/R007/025 | 1/RAL/R007/Ground/G.05 Laser Area | Air Conditioning Split | Air Conditioning Split |  | Toshiba | RAVSM804BT
ACS/R007/026 | 1/RAL/R007/Ground/G.05 Laser Area | Air Conditioning Split | Air Conditioning Split |  | Toshiba | RAVSM804BT
ACS/R007/028 | 1/RAL/R007/Ground/G.09 1st Target Area | Air Conditioning Split | Air Conditioning Split |  | Toshiba | RAVSM801KRT
ACS/R008/007 | 1/RAL/R008/1st Floor/1.11 | Air Conditioning Split | Air Conditioning Split |  | Toshiba | RAVSM804UTE
ACS/R008/008 | 1/RAL/R008/1st Floor/1.11 | Air Conditioning Split | Air Conditioning Split |  | Toshiba | RAVSM804UTE
ACS/R008/009 | 1/RAL/R008/1st Floor/1.10 | Air Conditioning Split | Air Conditioning Split |  | Toshiba | RAVSM804UTE
ACS/R008/010 | 1/RAL/R008/1st Floor/1.09 | Air Conditioning Split | Air Conditioning Split |  | Toshiba | RAVSM804UTE
ACS/R012/014 | 1/RAL/R012/Ground/G.61 | Air Conditioning Split | Air Conditioning Split | 708G0055 | Toshiba | SM1404UT-E
ACS/R012/015 | 1/RAL/R012/Ground/G.61B | Air Conditioning Split | Air Conditioning Split | 72900344 | Toshiba | RAV-SM802CT-E
ACS/R012/016 | 1/RAL/R012/Ground/G.34 | Air Conditioning Split | Air Conditioning Split | 72900344 | Toshiba | RAV-SM800KRT
ACS/R012/017 | 1/RAL/R012/Ground/G.53 | Air Conditioning Split | Air Conditioning Split | 83200115 | Toshiba | RAV-SM560UT-E
ACS/R012/018 | 1/RAL/R012/Ground/G.01A Training Room 1 | Air Conditioning Split | Air Conditioning Split | 82900196 | Toshiba | RAV-SM1402-UT-E
ACS/R012/019 | 1/RAL/R012/Ground/G.62 | Air Conditioning Split | Air Conditioning Split | 82900077 | Toshiba | RAV-SM562KRT-E
ACS/R012/020 | 1/RAL/R012/Ground/G.53 | Air Conditioning Split | Air Conditioning Split | 83200118 | Toshiba | RAV-SM803UT-E 2 OFF
ACS/R012/021 | 1/RAL/R012/Ground/G.23 | Air Conditioning Split | Air Conditioning Split | 83200119 | Toshiba | RAV-SM803UT-E
ACS/R012/022 | 1/RAL/R012/Ground/G.24 | Air Conditioning Split | Air Conditioning Split | 8320092 | Toshiba | RAV-SM62MUT-E
ACS/R012/023 | 1/RAL/R012/Ground/G.44A | Air Conditioning Split | Air Conditioning Split | 83200080 | Toshiba | RAV-SM562KRT-E
ACS/R012/024 | 1/RAL/R012/Ground/GU.21 | Air Conditioning Split | Air Conditioning Split | 83200116 | Toshiba | RAVSM802KRT
ACS/R012/025 | 1/RAL/R012/Ground/G.53A | Air Conditioning Split | Air Conditioning Split | 22800622 | Toshiba | RAS-135AV-E
ACS/R012/026 | 1/RAL/R012/Ground/G.44 | Air Conditioning Split | Air Conditioning Split | 22600725 | Toshiba | RAS165KV
ACS/R012/027 | 1/RAL/R012/Ground/G.01 | Air Conditioning Split | Air Conditioning Split | 93200043 | Toshiba | RAVSM802KRT
ACS/R012/028 | 1/RAL/R012/Ground/G.60 | Air Conditioning Split | Air Conditioning Split | 80140189 | Toshiba | RAS-135KV-E
ACS/R012/029 | 1/RAL/R012/Ground/G.59 | Air Conditioning Split | Air Conditioning Split | 803A0243 | Toshiba | RAS-135KV-E
ACS/R012/030 | 1/RAL/R012/Ground/G.58 | Air Conditioning Split | Air Conditioning Split | 803A0546 | Toshiba | RAS-135KV-E
ACS/R012/031 | 1/RAL/R012/Ground/G.57 | Air Conditioning Split | Air Conditioning Split | 12100100 | Toshiba | RAS-135KV-E
ACS/R012/032 | 1/RAL/R012/Ground/G.56 Ward OHC | Air Conditioning Split | Air Conditioning Split | 12100104 | Toshiba | RAS-135KV-E
ACS/R012/033 | 1/RAL/R012/Ground/G.30 | Air Conditioning Split | Air Conditioning Split | 912A0183 | Toshiba | RAVSM566KRT
ACS/R012/034 | 1/RAL/R012/Ground/G.30 | Air Conditioning Split | Air Conditioning Split | 12700336 | Toshiba | RAVSM806KRT
ACS/R012/035 | 1/RAL/R012/Ground/G.26 | Air Conditioning Split | Air Conditioning Split | 52300449 | Toshiba | RAS165KV
ACS/R022/002 | 1/RAL/R022/Upper Ground/UG.01 Audio Projection Booth | Air Conditioning Split | Air Conditioning Split | 24480122 | Toshiba | RAS-13JAVP-E
ACS/R022/003 | 1/RAL/R022/Ground/G.06 Chef | Air Conditioning Split | Air Conditioning Split | 24880028 | Toshiba | RAVSM562KRTE
ACS/R022/004 | 1/RAL/R022/Ground/G.05 Manager | Air Conditioning Split | Air Conditioning Split | 24780070 |  | RAVSM562KRTE
ACS/R022/005 | 1/RAL/R022/Ground/G.04 Admin Office | Air Conditioning Split | Air Conditioning Split | 44980070 | Toshiba | RAVSM562KRTE
ACS/R022/006 | 1/RAL/R022/Ground/G.03 Servery | Air Conditioning Split | Air Conditioning Split | 40290093 | Toshiba | KRTSM564KRT-E
ACS/R025/011 | 1/RAL/R025/Ground/G.125 | Air Conditioning Split | Air Conditioning Split | 40240014 | Toshiba | RAV-164AH-PE
ACS/R025/023 | 1/RAL/R025/Ground/G.77 | Air Conditioning Split | Air Conditioning Split | 70120067 | Toshiba | RAV-SM802KRT-E
ACS/R025/029 | 1/RAL/R025/1st Floor/1.101-1.102 | Air Conditioning Split | Air Conditioning Split | 52200184 | Toshiba | RAV-264-AH8-PE
ACS/R025/031 | 1/RAL/R025/Ground/G.114 | Air Conditioning Split | Air Conditioning Split | 606G0159 | Toshiba | RAV-164AH-PE
ACS/R025/032 | 1/RAL/R025/Ground/G.101-G.103 | Air Conditioning Split | Air Conditioning Split | 709A264 | Toshiba | RAV-464BH
ACS/R025/033 | 1/RAL/R025/Ground/G.123-G.124 | Air Conditioning Split | Air Conditioning Split | 71030093 | Toshiba | RAV-464-AH8-PE
ACS/R025/041 | 1/RAL/R025/Ground/G.101-G.103 | Air Conditioning Split | Air Conditioning Split | 71030005 | Toshiba | RAV SM 1402AT-E
ACS/R025/042 | 1/RAL/R025/Ground/G.101-G.103 | Air Conditioning Split | Air Conditioning Split | 62101151 | Toshiba | RAV SM 1402AT
ACS/R025/043 | 1/RAL/R025/Ground/G.101-G.103 | Air Conditioning Split | Air Conditioning Split | 80230013 | Toshiba | RAV-SP1402AT-E
ACS/R025/044 | 1/RAL/R025/1st Floor/1.99 | Air Conditioning Split | Air Conditioning Split | 804A0027 | Toshiba | RAV-SM562KRT-E
ACS/R025/046 | 1/RAL/R025/Ground/G.123-G.124 | Air Conditioning Split | Air Conditioning Split | 60660041 | Toshiba | RAVSM801KRT
ACS/R025/048 | 1/RAL/R025/Ground/G.132A | Air Conditioning Split | Air Conditioning Split | 507A0187 | Toshiba | RAV-SN1403UT-E
ACS/R025/050 | 1/RAL/R025/Ground/G.132 | Air Conditioning Split | Air Conditioning Split | 82200203 | Toshiba | RAV-SM802CT-E
ACS/R025/052 | 1/RAL/R025/1st Floor/1.75 | Air Conditioning Split | Air Conditioning Split | 82200253 | Toshiba | RAVSM802KRT
ACS/R025/053 | 1/RAL/R025/1st Floor/1.74 | Air Conditioning Split | Air Conditioning Split | 302E0339 | Toshiba | RAV-SM140CT-E
ACS/R025/054 | 1/RAL/R025/Ground/G.36-G.38 | Air Conditioning Split | Air Conditioning Split | 712A0191 | Toshiba | RAV-SP1100UT-E
ACS/R025/056 | 1/RAL/R025/Ground/G.72 | Air Conditioning Split | Air Conditioning Split | 602A0067 | Toshiba | RAVSM1102UTE
ACS/R025/057 | 1/RAL/R025/2nd Floor/2.70 | Air Conditioning Split | Air Conditioning Split | 308A0072 | Toshiba | RAV-SM1101CT-E
ACS/R025/058 | 1/RAL/R025/2nd Floor/2.76 | Air Conditioning Split | Air Conditioning Split | 308A0072 | Toshiba | RAV-SM1400UT-E
ACS/R025/059 | 1/RAL/R025/2nd Floor/2.76 | Air Conditioning Split | Air Conditioning Split | 60430175 | Toshiba | RAV-SM1400UT-E
ACS/R025/063 | 1/RAL/R025/2nd Floor/2.51 | Air Conditioning Split | Air Conditioning Split | 607B0196 | Toshiba | RAV-SM802KRT
ACS/R025/064 | 1/RAL/R025/2nd Floor/2.51 | Air Conditioning Split | Air Conditioning Split | 612200016 | Toshiba | RAV-SM802KRT
ACS/R025/065 | 1/RAL/R025/1st Floor/1.80 | Air Conditioning Split | Air Conditioning Split | 35180136 | Toshiba | RAVSP800ATE
ACS/R025/066 | 1/RAL/R025/1st Floor/1.70 | Air Conditioning Split | Air Conditioning Split | 8130124 | Toshiba | RAV-SM802UT-E
ACS/R025/068 | 1/RAL/R025/Ground/G.27 | Air Conditioning Split | Air Conditioning Split | 92100208 | Toshiba | RAV-SP1102UT-E
ACS/R025/069 | 1/RAL/R025/2nd Floor/2.01 | Air Conditioning Split | Air Conditioning Split | 92100206 | Toshiba | RAV-SM1400UT-E
ACS/R025/070 | 1/RAL/R025/Ground/G.68-G.71 | Air Conditioning Split | Air Conditioning Split | 82900877 | Toshiba | RAV-SM1400UT-E
ACS/R025/071 | 1/RAL/R025/Ground/G.68-G.71 | Air Conditioning Split | Air Conditioning Split | 92100188 | Toshiba | RAV-SM1102CT-E
ACS/R025/072 | 1/RAL/R025/Ground/G.100 | Air Conditioning Split | Air Conditioning Split | 101A0248 | Toshiba | RAV-SP1402AT-E
ACS/R025/073 | 1/RAL/R025/Ground/G.100 | Air Conditioning Split | Air Conditioning Split | 101A0246 | Toshiba | MMFAP0561H
ACS/R025/074 | 1/RAL/R025/Ground/G.131 | Air Conditioning Split | Air Conditioning Split | 103A0124 | Toshiba | RAV-460A8-P
ACS/R025/077 | 1/RAL/R025/Ground/G.144 | Air Conditioning Split | Air Conditioning Split | 12700350 | Toshiba | RAVSM1102CTE
ACS/R025/078 | 1/RAL/R025/Ground/G.142 | Air Conditioning Split | Air Conditioning Split | 3100095 | Toshiba | RAV-SM802KRT-E
ACS/R025/079 | 1/RAL/R025/Ground/G.51-G.52 | Air Conditioning Split | Air Conditioning Split | 12700208 | Toshiba | RAV-SM802KRT-E
ACS/R025/080 | 1/RAL/R025/Ground/G.33 | Air Conditioning Split | Air Conditioning Split | 010A0348 | Toshiba | RAV-SM802KRT-E
ACS/R025/081 | 1/RAL/R025/Ground/G.137 | Air Conditioning Split | Air Conditioning Split | 92100621 | Toshiba | RAV-802KRT-E
ACS/R025/082 | 1/RAL/R025/2nd Floor/2.50 | Air Conditioning Split | Air Conditioning Split | 20580507 | Toshiba | RAV-SM1104UT
ACS/R025/083 | 1/RAL/R025/2nd Floor/2.50 | Air Conditioning Split | Air Conditioning Split | 20580497 | Toshiba | RAV SM1104UT
ACS/R025/084 | 1/RAL/R025/2nd Floor/2.77 | Air Conditioning Split | Air Conditioning Split | 13000057 | Toshiba | RAV-SM564UT
ACS/R025/085 | 1/RAL/R025/Ground/G.121-G.122 | Air Conditioning Split | Air Conditioning Split | 8290088 | Toshiba | SM562KRT
ACS/R025/086 | 1/RAL/R025/Ground/G.118-G.119 | Air Conditioning Split | Air Conditioning Split | 010A0346 | Toshiba | RAVSM802KRT
ACS/R025/087 | 1/RAL/R025/1st Floor/1.119 | Air Conditioning Split | Air Conditioning Split | 10530029 | Toshiba | RAVSM562KRT
ACS/R025/088 | 1/RAL/R025/Ground/G.8 | Air Conditioning Split | Air Conditioning Split | 10630495 | Toshiba | RAVSM564UT-E
ACS/R025/089 | 1/RAL/R025/Ground/G.79A | Air Conditioning Split | Air Conditioning Split | 210B0042 | Toshiba | RAVSM802KRT
ACS/R025/090 | 1/RAL/R025/Ground/G.79 | Air Conditioning Split | Air Conditioning Split | 210B0045 | Toshiba | RRAVSM806KRT
ACS/R025/091 | 1/RAL/R025/Ground/G.79 | Air Conditioning Split | Air Conditioning Split | 1201604 | Toshiba | RAVSM806KRT
ACS/R025/092 | 1/RAL/R025/Ground/G.34 | Air Conditioning Split | Air Conditioning Split |  | Toshiba | RAVSM802KRT
ACS/R025/093 | 1/RAL/R025/Ground/G.131A | Air Conditioning Split | Air Conditioning Split |  | Toshiba | RAVSM802KRT
ACS/R025/094 | 1/RAL/R025/2nd Floor/2.83 | Air Conditioning Split | Air Conditioning Split |  | Toshiba | RAVSM564UTE
ACS/R025/095 | 1/RAL/R025/2nd Floor/2.84 | Air Conditioning Split | Air Conditioning Split | 507B0020 | Toshiba | SM404MUTE
ACS/R025/096 | 1/RAL/R025/2nd Floor/2.86 | Air Conditioning Split | Air Conditioning Split | 111A0305 | Toshiba | RAVSM64MUTE
ACS/R025/098 | 1/RAL/R025/Ground/G.20-G.21 | Air Conditioning Split | Air Conditioning Split | 111A0307 | Toshiba
ACS/R025/099 | 1/RAL/R025/Ground/G.20-G.21 | Air Conditioning Split | Air Conditioning Split | 22500105 | Toshiba
ACS/R025/100 | 1/RAL/R025/Ground/G.22 | Air Conditioning Split | Air Conditioning Split | 22500364 | Toshiba
ACS/R025/101 | 1/RAL/R025/Ground/G.76 | Air Conditioning Split | Air Conditioning Split | 22500376 | Toshiba | RAVSM1404UT-E
ACS/R025/102 | 1/RAL/R025/2nd Floor/2.71 | Air Conditioning Split | Air Conditioning Split
ACS/R025/103 | 1/RAL/R025/2nd Floor/2.71 | Air Conditioning Split | Air Conditioning Split
ACS/R025/104 | 1/RAL/R025/1st Floor/1.52 | Air Conditioning Split | Air Conditioning Split
ACS/R025/105 | 1/RAL/R025/Ground/G.146 | Air Conditioning Split | Air Conditioning Split
ACS/R025/106 | 1/RAL/R025/Ground/G.78 | Air Conditioning Split | Air Conditioning Split
ACS/R025/107 | 1/RAL/R025/1st Floor/1.53 | Air Conditioning Split | Air Conditioning Split
ACS/R026/001 | 1/RAL/R026/1st Floor/F.47 | Air Conditioning Split | Air Conditioning Split | 32600329 | Daikin | FHYBP71BV71
ACS/R026/002 | 1/RAL/R026/1st Floor/F.47A | Air Conditioning Split | Air Conditioning Split | 32200159 | Daikin | FHYBP71BV71
ACS/R026/005 | 1/RAL/R026/1st Floor/F.40 - F.43 | Air Conditioning Split | Air Conditioning Split | 32700076 | Toshiba | RAVSM804UT-E
ACS/R026/006 | 1/RAL/R026/1st Floor/F.40 - F.43 | Air Conditioning Split | Air Conditioning Split | 32200196 | Toshiba | RAVSM804UT-E
ACS/R026/007 | 1/RAL/R026/1st Floor/FU.04 Comms | Air Conditioning Split | Air Conditioning Split | 42100442 | Toshiba | RAVSM566KRT
ACS/R026/011 | 1/RAL/R026/1st Floor/F.44F Meeting Room | Air Conditioning Split | Air Conditioning Split | 32100774 | Toshiba | RAVSM564UT-E
ACS/R026/012 | 1/RAL/R026/1st Floor/F.44 | Air Conditioning Split | Air Conditioning Split | 49800838 | Toshiba | RAVSM564UT-E
ACS/R026/013 | 1/RAL/R026/1st Floor/F.44 | Air Conditioning Split | Air Conditioning Split | 90930004 | Toshiba | RAVSM564UT-E
ACS/R026/014 | 1/RAL/R026/1st Floor/F.44D | Air Conditioning Split | Air Conditioning Split | 901A00680 | Toshiba | RAVSM564UT-E
ACS/R026/015 | 1/RAL/R026/1st Floor/F.44C | Air Conditioning Split | Air Conditioning Split | 901A0682 | Toshiba | RAVSM564UT-E
ACS/R026/016 | 1/RAL/R026/1st Floor/F.46 | Air Conditioning Split | Air Conditioning Split | 10830085 | Toshiba | RAVSM1104UT-E
ACS/R026/017 | 1/RAL/R026/1st Floor/F.46 | Air Conditioning Split | Air Conditioning Split | 10830014 | Toshiba | RAVSM1104UT-E
ACS/R026/018 | 1/RAL/R026/1st Floor/F.46 | Air Conditioning Split | Air Conditioning Split | 10830016 | Toshiba | RAVSM1104UT-E
ACS/R026/019 | 1/RAL/R026/1st Floor/F.44E Comms | Air Conditioning Split | Air Conditioning Split | 91030143 | Toshiba | RAVSM806KRT-ER
ACS/R027/005 | 1/RAL/R027/1st Floor/F.54A | Air Conditioning Split | Air Conditioning Split | 95080057 | Toshiba | SM562MUT
ACS/R027/006 | 1/RAL/R027/1st Floor/F.54 | Air Conditioning Split | Air Conditioning Split | 50330032 | Toshiba | RAVSM1404UT
ACS/R027/007 | 1/RAL/R027/1st Floor/F.54 | Air Conditioning Split | Air Conditioning Split | 62901302 | Toshiba | RAVSM1404UT
ACS/R027/008 | 1/RAL/R027/1st Floor/F.53 | Air Conditioning Split | Air Conditioning Split | 50730081 | Toshiba | RAVSM564MUT
ACS/R027/009 | 1/RAL/R027/1st Floor/F.53B | Air Conditioning Split | Air Conditioning Split | 81230154 | Toshiba | RAVSM564MUT
ACS/R027/010 | 1/RAL/R027/1st Floor/F.53A | Air Conditioning Split | Air Conditioning Split | 81230118 | Toshiba | RAVSM564MUT
ACS/R034/008 | 1/RAL/R034/Ground/G.18 | Air Conditioning Split | Air Conditioning Split | 22500106 | Toshiba | RAV-SM801CT-E
ACS/R034/009 | 1/RAL/R034/Ground/G.02 | Air Conditioning Split | Air Conditioning Split | 802A0205 | Toshiba | RAVSM802KRT
ACS/R034/010 | 1/RAL/R034/Ground/G.15 | Air Conditioning Split | Air Conditioning Split | 802A0209 | Toshiba | RAV-SM801CT-E
ACS/R034/011 | 1/RAL/R034/Ground/G.08 | Air Conditioning Split | Air Conditioning Split | 802A0202 | Toshiba | RAVSM802CT
ACS/R034/012 | 1/RAL/R034/Ground/G.16 | Air Conditioning Split | Air Conditioning Split | 127007940 | Toshiba | RAVSM802CTE
ACS/R034/013 | 1/RAL/R034/Ground/G.15 | Air Conditioning Split | Air Conditioning Split | 70550346 | Toshiba | RAVSM802KRT-E
ACS/R034/016 | 1/RAL/R034/Ground/G.17D | Air Conditioning Split | Air Conditioning Split
ACS/R034/017 | 1/RAL/R034/Ground/G.17D | Air Conditioning Split | Air Conditioning Split
ACS/R061/001 | 1/RAL/R061/1st Floor/1.01 Library / Reading Room | Air Conditioning Split | Air Conditioning Split | 2500974 | Toshiba | RAVSM1400UT-E
ACS/R061/002 | 1/RAL/R061/1st Floor/1.01 Library / Reading Room | Air Conditioning Split | Air Conditioning Split | 12700263 | Toshiba | RAVSM1404UTE
ACS/R061/003 | 1/RAL/R061/1st Floor/1.01 Library / Reading Room | Air Conditioning Split | Air Conditioning Split | 12700258 | Toshiba | RAVSM1404UTE
ACS/R063/001 | 1/RAL/R063/Ground/G.08-G.09 | Air Conditioning Split | Air Conditioning Split | 503A0422 | Toshiba | RAVSM56KRT-E
ACS/R065/002 | 1/RAL/R065/Ground/G.10 | Air Conditioning Split | Air Conditioning Split | 2306536 | Toshiba | RAVSM802CT-E
ACS/R065/003 | 1/RAL/R065/Ground/G.11 | Air Conditioning Split | Air Conditioning Split | 2305710 | Toshiba | RAVSM802CT
ACS/R065/004 | 1/RAL/R065/1st Floor/1.23 | Air Conditioning Split | Air Conditioning Split | 2305710 | Toshiba | RAVSP802KRT
ACS/R065/005 | 1/RAL/R065/1st Floor/1.23 | Air Conditioning Split | Air Conditioning Split | 2305706 | Toshiba | RAVSP802KRT
ACS/R065/006 | 1/RAL/R065/Ground/GU.03 Switchroom 95 | Air Conditioning Split | Air Conditioning Split | 70130089 | Toshiba | RAVSM562KRTE
ACS/R066/003 | 1/RAL/R066/1st Floor/1.01 - 1.02 | Air Conditioning Split | Air Conditioning Split | 70130091 | Toshiba | RAVSM562KRT
ACS/R066/004 | 1/RAL/R066/1st Floor/1.01 - 1.02 | Air Conditioning Split | Air Conditioning Split | 610A0166 | Toshiba | RAVSM562KRT
ACS/R068/002 | 1/RAL/R068/2nd Floor/2.17-2.18 | Air Conditioning Split | Air Conditioning Split | 612A0135 | Toshiba | RAV SM 800UT-E
ACS/R068/003 | 1/RAL/R068/Ground/G.01 CR13 | Air Conditioning Split | Air Conditioning Split | 61230032 | Daikin | KYBP1007V1
ACS/R068/004 | 1/RAL/R068/Ground/G.02 CR12 | Air Conditioning Split | Air Conditioning Split | 70130092 | Daikin | FHYBP10007V1
ACS/R068/005 | 1/RAL/R068/Ground/G.02 CR12 | Air Conditioning Split | Air Conditioning Split | 70130090 | Daikin | FHYBP100V1
ACS/R068/006 | 1/RAL/R068/Ground/G.02 CR12 | Air Conditioning Split | Air Conditioning Split | 901300088 | Daikin | FHYBP100V1
ACS/R068/007 | 1/RAL/R068/2nd Floor/2.15-2.16 | Air Conditioning Split | Air Conditioning Split | 70730092 | Toshiba | RAVSM14202CT-E
ACS/R068/008 | 1/RAL/R068/2nd Floor/2.15-2.16 | Air Conditioning Split | Air Conditioning Split | 2501162 | Toshiba | RAVSM1402UT-E
ACS/R068/009 | 1/RAL/R068/Ground/G.21 RAL Space Visitor Centre | Air Conditioning Split | Air Conditioning Split | 1230011 | Toshiba | RAVSM1402UT-E
ACS/R068/010 | 1/RAL/R068/Ground/G.21 RAL Space Visitor Centre | Air Conditioning Split | Air Conditioning Split | 012A0587 | Toshiba | RAVSM1402UT-E
ACS/R068/011 | 1/RAL/R068/Ground/G.15 Computer Equipment | Air Conditioning Split | Air Conditioning Split | 012A0622 | Toshiba | RAVSM1102CT-E
ACS/R068/012 | 1/RAL/R068/Ground/G.12 Server Room | Air Conditioning Split | Air Conditioning Split | 012A0588 | Toshiba | RAVSM1402CT-E
ACS/R068/013 | 1/RAL/R068/Ground/G.12 Server Room | Air Conditioning Split | Air Conditioning Split | 93200172 | Toshiba | RAVSM1402CT-E
ACS/R068/014 | 1/RAL/R068/Ground/G.12 Server Room | Air Conditioning Split | Air Conditioning Split | 5180029 | Toshiba | RAVSM1402CT-E
ACS/R068/015 | 1/RAL/R068/Ground/G.12 Server Room | Air Conditioning Split | Air Conditioning Split | 14280021 | Toshiba | RAVSM1402CT-E
ACS/R068/016 | 1/RAL/R068/Ground/GU.01 Switchroom 98 | Air Conditioning Split | Air Conditioning Split | 14780013 | Toshiba | RAVSM562KRT
ACS/R068/017 | 1/RAL/R068/Ground/GU.10 Plant Room | Air Conditioning Split | Air Conditioning Split | 14680026 | Toshiba | RAVSM1402CT-E
ACS/R068/018 | 1/RAL/R068/2nd Floor/2.12-2.14 | Air Conditioning Split | Air Conditioning Split | 1478028 | Toshiba | RAVSM1104UT-E
ACS/R068/019 | 1/RAL/R068/2nd Floor/2.12-2.14 | Air Conditioning Split | Air Conditioning Split |  | Toshiba | RAVSM1104UT-E
ACS/R068/020 | 1/RAL/R068/2nd Floor/2.10-2.11 | Air Conditioning Split | Air Conditioning Split | 4480068 | Toshiba | RAVSM1104UT
ACS/R068/022 | 1/RAL/R068/1st Floor/1.11 - 1.12 | Air Conditioning Split | Air Conditioning Split |  | Toshiba | RAVSM407KRTP-E
ACS/R068/023 | 1/RAL/R068/1st Floor/1.02 Estates Maintenance Meeting Room | Air Conditioning Split | Air Conditioning Split |  | Toshiba | RAVSMS64UTP-E
ACS/R068/024 | 1/RAL/R068/1st Floor/1.03 Estates & Operations Meeting Room | Air Conditioning Split | Air Conditioning Split |  | Toshiba | RAVSMS64UTP-E
ACS/R071/001 | 1/RAL/R071/2nd Floor/2.18 - 2.19 | Air Conditioning Split | Air Conditioning Split |  | Toshiba | RAV-164KH-PE
ACS/R071/012 | 1/RAL/R071/2nd Floor/2.36 - 2.40 Boardroom | Air Conditioning Split | Air Conditioning Split | 210A0017 | Toshiba | RAVSM1106BT-E
ACS/R075/001 | 1/RAL/R075/Ground/G.02 | Air Conditioning Split | Air Conditioning Split | 32200006 | Toshiba | RAV-SM562-M4T-E
ACS/R075/002 | 1/RAL/R075/Ground/G.01 Security Control Room | Air Conditioning Split | Air Conditioning Split | 3.02E+252 | Toshiba | RAV-SM62-M4T-E
ACS/R075/003 | 1/RAL/R075/Ground/G.21A Site Pass Office | Air Conditioning Split | Air Conditioning Split | 22500036 | Toshiba | RAV-SM566KRT-E
ACS/R075/004 | 1/RAL/R075/Ground/G.14 CR15 Emergency Control Room | Air Conditioning Split | Air Conditioning Split | 12300156 | Toshiba | RAVSM564UT-E
ACS/R075/005 | 1/RAL/R075/Ground/G.09 Switchroom 114 | Air Conditioning Split | Air Conditioning Split | 712A0065 | Toshiba | RAS1675KV-ES
ACS/R078/001 | 1/RAL/R078/Ground/G.01A Server Room | Air Conditioning Split | Air Conditioning Split | 712A0063 | Toshiba | RAV-SP804ATE
ACS/R078/002 | 1/RAL/R078/Ground/G.01A Server Room | Air Conditioning Split | Air Conditioning Split | 712A0065 | Toshiba | RAVSM802KRT-E
ACS/R078/003 | 1/RAL/R078/1st Floor/1.01 Meeting Room | Air Conditioning Split | Air Conditioning Split | 80130087 | Toshiba | RAV-SM800BT-E
ACS/R078/004 | 1/RAL/R078/Ground/G.02 | Air Conditioning Split | Air Conditioning Split | 20230030 | Toshiba | RAVSM804UT-E
ACS/R079/004 | 1/RAL/R079/Ground/G.11E | Air Conditioning Split | Air Conditioning Split | 20230019 | Toshiba | RAV-SM800BT-E
ACS/R081A/001 | 1/RAL/R081/Ground/G.01 | Air Conditioning Split | Air Conditioning Split | 21040013 | Toshiba | RAV16YKUE
ACS/R081A/002 | 1/RAL/R081/Ground/G.02 | Air Conditioning Split | Air Conditioning Split | 21040013 |  | RAS-M16KYV-E
ACS/R087/001 | 1/RAL/R087/Ground/GU.22 Plant Room | Air Conditioning Split | Air Conditioning Split | 1290123 | Daikin | RAVSM563UT
ACS/R089/001 | 1/RAL/R089/Ground/G.01 Operations Room | Air Conditioning Split | Air Conditioning Split | 1290123 | Toshiba | RAVSM563UT
ACS/R089/002 | 1/RAL/R089/Ground/G.02 Operations Office | Air Conditioning Split | Air Conditioning Split | 1030020 | Toshiba | RAVSM563UT
ACS/R089/003 | 1/RAL/R089/Ground/G.06 E/S Test | Air Conditioning Split | Air Conditioning Split | 2900225 | Toshiba | RAVSM1102CTE
ACS/R092/001 | 1/RAL/R092/1st Floor/1.39 Prep | Air Conditioning Split | Air Conditioning Split | 3000151 | Toshiba | RAVSM1404CTE
ACS/R092/002 | 1/RAL/R092/1st Floor/1.39 Prep | Air Conditioning Split | Air Conditioning Split | 3000151 | Toshiba | RAVSM1404CTE
ACS/R092/003 | 1/RAL/R092/2nd Floor/2U.03 Plant Room (North) | Air Conditioning Split | Air Conditioning Split | 7002057 | Toshiba | RANSVS1106BT-E
ACS/R097/001 | 1/RAL/R097/Ground/G.03 Operations Centre | Air Conditioning Split | Air Conditioning Split | 2L00132 | Toshiba | RANVS1106BT-E
ACS/R097/002 | 1/RAL/R097/Ground/G.03 Operations Centre | Air Conditioning Split | Air Conditioning Split | 504A0494 | Toshiba | RAVSM804UTE
ACS/R097/003 | 1/RAL/R097 | Air Conditioning Split | Air Conditioning Split | 72201556 | Toshiba | RAVSM802KRTE
ACS/R097/004 | 1/RAL/R097 | Air Conditioning Split | Air Conditioning Split | 511A0117 | Toshiba | RAVSM562KRTE
ACS/R097/005 | 1/RAL/R097 | Air Conditioning Split | Air Conditioning Split | 511A0119 | Toshiba | RAVSM802KRT
ACS/R097/006 | 1/RAL/R097/Ground/GU.11 Saturn Service Corridor | Air Conditioning Split | Air Conditioning Split |  | Toshiba | RAVSM563KRTE
ACS/R097/007 | 1/RAL/R097/Ground/GU.11 Saturn Service Corridor | Air Conditioning Split | Air Conditioning Split |  | Toshiba | RAVSM563KRTE
ACS/R097/008 | 1/RAL/R097/1st Floor/1U.04 Comms | Air Conditioning Split | Air Conditioning Split |  | Mitsubishi | MSZGA60VA
ACS/R097/009 | 1/RAL/R097/1st Floor/1.16-1.30 Catapult Main Office | Air Conditioning Split | Air Conditioning Split |  | Toshiba | PUHZ-P125VHA3
ACS/R100/001 | 1/RAL/R100/2nd Floor/2.22 Comms Room | Air Conditioning Split | Air Conditioning Split |  |  | RAV-SM804ATP-E
ACS/R100/002 | 1/RAL/R100/2nd Floor/2.22 Comms Room | Air Conditioning Split | Air Conditioning Split |  |  | RAV-SM804ATP-E
ACS/R100/003 | 1/RAL/R100/1st Floor/1.10 Comms Room | Air Conditioning Split | Air Conditioning Split |  |  | RAV-SM804ATP-E
ACS/R100/004 | 1/RAL/R100/1st Floor/1.10 Comms Room | Air Conditioning Split | Air Conditioning Split |  |  | RAV-SM804ATP-E
ACS/R100/005 | 1/RAL/R100/1st Floor/1.07 Substation 38 | Air Conditioning Split | Air Conditioning Split |  |  | RAV-SM804ATP-E
ACS/R100/006 | 1/RAL/R100/1st Floor/1.07 Substation 38 | Air Conditioning Split | Air Conditioning Split | 42300298 |  | RAV-SM804ATP-E
ACS/R100/007 | 1/RAL/R100/1st Floor/1.07 Substation 38 | Air Conditioning Split | Air Conditioning Split | 42200103 |  | RAV-SM804ATP-E
ACS/R100/008 | 1/RAL/R100/Ground/G.63 Comms Room | Air Conditioning Split | Air Conditioning Split | 42100206 |  | RAV-SM804ATP-E
ACS/R100/009 | 1/RAL/R100/Ground/G.63 Comms Room | Air Conditioning Split | Air Conditioning Split | 42100261 |  | RAV-SM804ATP-E
ACS/R100/010 | 1/RAL/R100/1st Floor/1.20 | Air Conditioning Split | Air Conditioning Split | 801A0078 |  | RAV-SM804ATP-E
ACS/R100/011 | 1/RAL/R100/1st Floor/1.20 | Air Conditioning Split | Air Conditioning Split | 71030049 |  | RAV-SM804ATP-E
ACS/R100/012 | 1/RAL/R100/2nd Floor/2.32 Disabled Toilet (South East) | Air Conditioning Split | Air Conditioning Split | 3240077 |  | RAV-SM804ATP-E
ACS/R100/013 | 1/RAL/R100/2nd Floor/2.32 Disabled Toilet (South East) | Air Conditioning Split | Air Conditioning Split | 505A0177 |  | RAV-SM804ATP-E
ACS/R103/001 | 1/RAL/R103/Ground/GU.01 Comms Room | Air Conditioning Split | Air Conditioning Split | 611A0096 | Toshiba | RAVSM806KRT-ER
ACS/R103/002 | 1/RAL/R103/Ground/GU.01 Comms Room | Air Conditioning Split | Air Conditioning Split | 72300092 | Toshiba | RAVSM806KRT-ER
ACS/R104/001 | 1/RAL/R104/Ground/GU.01 Comms Room | Air Conditioning Split | Air Conditioning Split | 707A0045 | Toshiba | RAVSM806KRT-ER
ACS/R104/002 | 1/RAL/R104/Ground/GU.01 Comms Room | Air Conditioning Split | Air Conditioning Split | 704A0170 | Toshiba | RAVSM806KRT-ER
ACS/R105/001 | 1/RAL/R105/Lower Ground/LGU.08 UPS Room B | Air Con Split | Air Conditioning Split | 72200197 | Toshiba | RAV-SM808CTP-E
ACS/R105/002 | 1/RAL/R105/Lower Ground/LGU.02 UPS Room A | Air Con Split | Air Conditioning Split | 63100066 | Toshiba | RAV-SM1108CTP-E
ACS/R106/001 | 1/RAL/R106/2nd Floor/2U.08 Mains Comms Room | Air Con Split | Air Conditioning Split | 72500071 | Toshiba | RAV-SM1108CTP-E
ACS/R106/002 | 1/RAL/R106/2nd Floor/2U.08 Mains Comms Room | Air Con Split | Air Conditioning Split | 63100095 | Toshiba | RAV-SM1108CTP-E
ACS/R115/208 | 1/RAL/R115/1st Floor/1.06 Comms Room | Air Con Split | Air Conditioning Split
ACS/R115/209 | 1/RAL/R115/1st Floor/1.06 Comms Room | Air Con Split | Air Conditioning Split
ACS/TCH/001 | 1/Coseners/Seminar Block/Ground/G.04 | Air Conditioning Split | Air Conditioning Split |  | Toshiba | RAV-SM560UT-E
ACS/TCH/002 | 1/Coseners/Seminar Block/Ground/G.03 | Air Conditioning Split | Air Conditioning Split |  | Toshiba | RAC-SM802KRT-E
ACS/TCH/003 | 1/Coseners/Main House/Ground/G.07 | Air Conditioning Split | Air Conditioning Split |  | Toshiba | RAV-SM562UT-E
ACS/TCH/004 | 1/Coseners | Air Conditioning Split | Air Conditioning Split |  | Toshiba | RAV-SM562UT-E
ACS/TCH/005 | 1/Coseners/Seminar Block/Ground/G.02 | Air Conditioning Split | Air Conditioning Split |  | Toshiba | RAV-SM562UT-E

## Computer Rack Cooling
Asset Code | Location | Asset_Description | Category | Asset_Serial_Number | Asset_Make | Asset_Model
CRC/R001/001 | 1/RAL/R001/Ground/G.43-G.44 | Computer Rack Cooling | Computer Rack Cooling | 10614920002 | AIREDALE | LOR6042U-C028-0
CRC/R001/002 | 1/RAL/R001/Ground/G.43-G.44 | Computer Rack Cooling | Computer Rack Cooling | 10614920002 | AIREDALE | LOR6042U-C028-0
CRC/R001/003 | 1/RAL/R001/Ground/G.43-G.44 | Computer Rack Cooling | Computer Rack Cooling | 10614910004 | AIREDALE | LOR6042U-C028-0
CRC/R001/004 | 1/RAL/R001/Ground/G.43-G.44 | Computer Rack Cooling | Computer Rack Cooling | 10614910003 | AIREDALE | LOR6042U-C028-0
CRC/R001/005 | 1/RAL/R001/Ground/G.43-G.44 | Computer Rack Cooling | Computer Rack Cooling | 1061490003 | AIREDALE | LOR6042U-C028-0
CRC/R001/006 | 1/RAL/R001/Ground/G.43-G.44 | Computer Rack Cooling | Computer Rack Cooling | 1064280001 | AIREDALE | LOR6042U-C028-0
CRC/R089/001 | 1/RAL/R089/Ground/G.09 HDP Computer room | Computer Rack Cooling | Computer Rack Cooling | 10614940001 | Emerson Liebert | CR040R
CRC/R089/002 | 1/RAL/R089/Ground/G.09 HDP Computer room | Computer Rack Cooling | Computer Rack Cooling | 10614910005 | Emerson Liebert | CR040R
CRC/R089/003 | 1/RAL/R089/Ground/G.09 HDP Computer room | Computer Rack Cooling | Computer Rack Cooling | 1061490001 | Emerson Liebert | CR040R
CRC/R089/004 | 1/RAL/R089/Ground/G.09 HDP Computer room | Computer Rack Cooling | Computer Rack Cooling | 10614910001 | Emerson Liebert | CR040R
CRC/R089/005 | 1/RAL/R089/Ground/G.09 HDP Computer room | Computer Rack Cooling | Computer Rack Cooling |  | Emerson Liebert | CR040R
CRC/R089/006 | 1/RAL/R089/Ground/G.09 HDP Computer room | Computer Rack Cooling | Computer Rack Cooling |  | Emerson Liebert | CR040R
CRC/R089/007 | 1/RAL/R089/Ground/G.09 HDP Computer room | Computer Rack Cooling | Computer Rack Cooling |  | Emerson Liebert | CR040R
CRC/R089/008 | 1/RAL/R089/Ground/G.09 HDP Computer room | Computer Rack Cooling | Computer Rack Cooling |  | Emerson Liebert | CR040R
CRC/R089/009 | 1/RAL/R089/Ground/G.09 HDP Computer room | Computer Rack Cooling | Computer Rack Cooling |  | Emerson Liebert | CR040R
CRC/R089/010 | 1/RAL/R089/Ground/G.09 HDP Computer room | Computer Rack Cooling | Computer Rack Cooling |  | Emerson Liebert | CR040R
CRC/R089/011 | 1/RAL/R089/Ground/G.09 HDP Computer room | Computer Rack Cooling | Computer Rack Cooling |  | Emerson Liebert | CR040R
CRC/R089/012 | 1/RAL/R089/Ground/G.09 HDP Computer room | Computer Rack Cooling | Computer Rack Cooling |  | Emerson Liebert | CR040R

## VRF
Asset Code | Location | Asset_Description | Category | Asset_Serial_Number | Asset_Make | Asset_Model
VRF/R071/100EXT01 | 1/RAL/R071/Roof | Fan Coil Units DX External | VRF Compressor Unit Ext
VRF/R071/100INT01 | 1/RAL/R071/2nd Floor/2.01 - 2.02 | Fan Coil Units DX Internal | Fan Coil Units DX Internal | 14780013 |  | RAV-134KH-PE
VRF/R071/100INT02 | 1/RAL/R071/2nd Floor/2.03 | Fan Coil Units DX Internal | Fan Coil Units DX Internal | 14680026 |  | RAV-134KH-PE
VRF/R071/100INT03 | 1/RAL/R071/2nd Floor/2.04 - 2.05 | Fan Coil Units DX Internal | Fan Coil Units DX Internal | 14780028 |  | RAV-134KH-PE
VRF/R071/100INT04 | 1/RAL/R071/2nd Floor/2.08 - 2.09 | Fan Coil Units DX Internal | Fan Coil Units DX Internal |  |  | RAV-134KH-PE
VRF/R071/100INT05 | 1/RAL/R071/2nd Floor/2.10 | Fan Coil Units DX Internal | Fan Coil Units DX Internal | 04480068 |  | RAV-134KH-PE
VRF/R071/100INT06 | 1/RAL/R071/2nd Floor/2.11 | Fan Coil Units DX Internal | Fan Coil Units DX Internal | 14280007 |  | RAV-134KH-PE
VRF/R071/100INT07 | 1/RAL/R071/2nd Floor/2.12 - 2.15 | Fan Coil Units DX Internal | Fan Coil Units DX Internal |  |  | RAV-134KH-PE
VRF/R071/100INT08 | 1/RAL/R071/2nd Floor/2.16 - 2.17 | Fan Coil Units DX Internal | Fan Coil Units DX Internal |  |  | RAV-134KH-PE
VRF/R089/100EXT01 | 1/RAL/R089/External/West | Fan Coil Units DX External | VRF Compressor Unit Ext | 80970058 | Toshiba | MMY-MAP1002FT8-E
VRF/R089/100EXT02 | 1/RAL/R089/External/West | Fan Coil Units DX External | VRF Compressor Unit Ext | 80270024 | Toshiba | MMY-MAP1002FT8-E
VRF/R089/100INT01 | 1/RAL/R089/1st Floor/F.19 | Fan Coil Units DX Internal | Fan Coil Units DX Internal |  | Toshiba | MMY-MAP1002FT8-E
VRF/R089/100INT02 | 1/RAL/R089/1st Floor/F.18 | Fan Coil Units DX Internal | Fan Coil Units DX Internal |  | Toshiba | MMD-AP0012BH
VRF/R089/100INT03 | 1/RAL/R089/1st Floor/F.18 | Fan Coil Units DX Internal | Fan Coil Units DX Internal |  | Toshiba | MMD-AP0071BH
VRF/R089/100INT04 | 1/RAL/R089/1st Floor/F.23 | Fan Coil Units DX Internal | Fan Coil Units DX Internal |  | Toshiba | MMD-AP0071BH
VRF/R089/100INT05 | 1/RAL/R089/1st Floor/F.48 | Fan Coil Units DX Internal | Fan Coil Units DX Internal |  | Toshiba | MMD-AP0181BH
VRF/R089/100INT06 | 1/RAL/R089/1st Floor/F.48 | Fan Coil Units DX Internal | Fan Coil Units DX Internal |  | Toshiba | MMD-AP0181BH
VRF/R089/100INT07 | 1/RAL/R089/1st Floor/F.22 | Fan Coil Units DX Internal | Fan Coil Units DX Internal |  | Toshiba | MMD-AP0071BH
VRF/R089/100INT08 | 1/RAL/R089/1st Floor/F.51 Meeting Room | Fan Coil Units DX Internal | Fan Coil Units DX Internal |  | Toshiba | MMD-AP0071BH
VRF/R089/100INT09 | 1/RAL/R089/1st Floor/F.50 Copier | Fan Coil Units DX Internal | Fan Coil Units DX Internal |  | Toshiba | MMD-AP0071BH
VRF/R089/100INT10 | 1/RAL/R089/1st Floor/F.21 | Fan Coil Units DX Internal | Fan Coil Units DX Internal |  | Toshiba | MMD-AP0151BH
VRF/R089/100INT11 | 1/RAL/R089/1st Floor/F.21 | Fan Coil Units DX Internal | Fan Coil Units DX Internal |  | Toshiba | MMD-AP0151BH
VRF/R089/100INT12 | 1/RAL/R089/1st Floor/F.21 | Fan Coil Units DX Internal | Fan Coil Units DX Internal |  | Toshiba | MMD-AP0071BH
VRF/R089/100INT13 | 1/RAL/R089/1st Floor/F.21 | Fan Coil Units DX Internal | Fan Coil Units DX Internal |  | Toshiba | MMD-AP0151BH
VRF/R089/100INT14 | 1/RAL/R089/1st Floor/F.26 | Fan Coil Units DX Internal | Fan Coil Units DX Internal |  | Toshiba | MMD-AP0071BH
VRF/R089/100INT15 | 1/RAL/R089/1st Floor/F.27 | Fan Coil Units DX Internal | Fan Coil Units DX Internal |  | Toshiba | MMD-AP0071BH
VRF/R089/100INT16 | 1/RAL/R089/1st Floor/F.30 | Fan Coil Units DX Internal | Fan Coil Units DX Internal |  | Toshiba | MMD-AP0071BH
VRF/R089/100INT17 | 1/RAL/R089/1st Floor/FU.04 Cleaners | Fan Coil Units DX Internal | Fan Coil Units DX Internal |  | Toshiba | MMD-AP0071BH
VRF/R089/100INT18 | 1/RAL/R089/1st Floor/F.31 | Fan Coil Units DX Internal | Fan Coil Units DX Internal |  | Toshiba | MMD-AP0091BH
VRF/R089/100INT19 | 1/RAL/R089/1st Floor/F.32 | Fan Coil Units DX Internal | Fan Coil Units DX Internal |  | Toshiba | MMD-AP0071BH
VRF/R089/100INT20 | 1/RAL/R089/1st Floor/F.31 | Fan Coil Units DX Internal | Fan Coil Units DX Internal |  | Toshiba | MMD-AP0091BH
VRF/R089/100INT21 | 1/RAL/R089/1st Floor/F.33 | Fan Coil Units DX Internal | Fan Coil Units DX Internal |  | Toshiba | MMD-AP0071BH
VRF/R089/200EXT01 | 1/RAL/R089/External/West | Fan Coil Units DX External | VRF Compressor Unit Ext |  | Toshiba | MMY-MAP1002FT8-E
VRF/R089/200EXT02 | 1/RAL/R089/External/West | Fan Coil Units DX External | VRF Compressor Unit Ext |  | Toshiba | MMY-MAP1002FT8-E
VRF/R089/200INT01 | 1/RAL/R089/1st Floor/F.18 | Fan Coil Units DX Internal | Fan Coil Units DX Internal |  | Toshiba | MMD-AP00121BH
VRF/R089/200INT02 | 1/RAL/R089/1st Floor/F.17 | Fan Coil Units DX Internal | Fan Coil Units DX Internal |  | Toshiba | MMD-AP0071BH
VRF/R089/200INT03 | 1/RAL/R089/1st Floor/F.16 | Fan Coil Units DX Internal | Fan Coil Units DX Internal |  | Toshiba | MMD-AP0121BH
VRF/R089/200INT04 | 1/RAL/R089/1st Floor/F.16 | Fan Coil Units DX Internal | Fan Coil Units DX Internal |  | Toshiba | MMD-AP0121BH
VRF/R089/200INT05 | 1/RAL/R089/1st Floor/F.15 | Fan Coil Units DX Internal | Fan Coil Units DX Internal |  | Toshiba | MMD-AP0071BH
VRF/R089/200INT06 | 1/RAL/R089/1st Floor/F.13 | Fan Coil Units DX Internal | Fan Coil Units DX Internal |  | Toshiba | MMD-AP0091BH
VRF/R089/200INT07 | 1/RAL/R089/1st Floor/F.13 | Fan Coil Units DX Internal | Fan Coil Units DX Internal |  | Toshiba | MMD-AP0071BH
VRF/R089/200INT08 | 1/RAL/R089/1st Floor/F.14 | Fan Coil Units DX Internal | Fan Coil Units DX Internal |  | Toshiba | MMD-AP0071BH
VRF/R089/200INT09 | 1/RAL/R089/1st Floor/F.12 Telephone Closet | Fan Coil Units DX Internal | Fan Coil Units DX Internal |  | Toshiba | MMD-AP0091BH
VRF/R089/200INT10 | 1/RAL/R089/1st Floor/F.43 | Fan Coil Units DX Internal | Fan Coil Units DX Internal |  | Toshiba | MMD-AP0071BH
VRF/R089/200INT11 | 1/RAL/R089/1st Floor/F.11 | Fan Coil Units DX Internal | Fan Coil Units DX Internal |  | Toshiba | MMD-AP0151BH
VRF/R089/200INT12 | 1/RAL/R089/1st Floor/F.10 | Fan Coil Units DX Internal | Fan Coil Units DX Internal |  | Toshiba | MMD-AP0071BH
VRF/R089/200INT13 | 1/RAL/R089/1st Floor/F.09 | Fan Coil Units DX Internal | Fan Coil Units DX Internal |  | Toshiba | MMD-AP0071BH
VRF/R089/200INT14 | 1/RAL/R089/1st Floor/F.08 | Fan Coil Units DX Internal | Fan Coil Units DX Internal |  | Toshiba | MMD-AP0241BH
VRF/R089/200INT15 | 1/RAL/R089/1st Floor/F.41 Access Grid | Fan Coil Units DX Internal | Fan Coil Units DX Internal | 80470022 | Toshiba | MMD-AP0151BH
VRF/R089/200INT16 | 1/RAL/R089/1st Floor/F.41 Access Grid | Fan Coil Units DX Internal | Fan Coil Units DX Internal | 80270027 | Toshiba | MMD-AP0151BH
VRF/R089/200INT17 | 1/RAL/R089/1st Floor/F.06 | Fan Coil Units DX Internal | Fan Coil Units DX Internal |  | Toshiba | MMD-AP0071BH
VRF/R089/200INT18 | 1/RAL/R089/1st Floor/F.05 | Fan Coil Units DX Internal | Fan Coil Units DX Internal |  | Toshiba | MMD-AP0071BH
VRF/R089/200INT19 | 1/RAL/R089/1st Floor/F.41 Access Grid | Fan Coil Units DX Internal | Fan Coil Units DX Internal |  | Toshiba | MMD-AP0151BH
VRF/R089/200INT20 | 1/RAL/R089/1st Floor/F.02 | Fan Coil Units DX Internal | Fan Coil Units DX Internal |  | Toshiba | MMD-AP0151BH
VRF/R089/200INT21 | 1/RAL/R089/1st Floor/F.02 | Fan Coil Units DX Internal | Fan Coil Units DX Internal |  | Toshiba | MMD-AP0151BH
VRF/R089/200INT22 | 1/RAL/R089/1st Floor/F.03 | Fan Coil Units DX Internal | Fan Coil Units DX Internal |  | Toshiba | MMD-AP0071BH
VRF/R089/300EXT01 | 1/RAL/R089/External/West | Fan Coil Units DX External | VRF Compressor Unit Ext |  | Toshiba | MMY-MAP1002FT8-E
VRF/R089/300EXT02 | 1/RAL/R089/External/West | Fan Coil Units DX External | VRF Compressor Unit Ext |  | Toshiba | MMY-MAP1002FT8-E
VRF/R089/300INT01 | 1/RAL/R089/2nd Floor/S.13 - S.17 | Fan Coil Units DX Internal | Fan Coil Units DX Internal |  | Toshiba | MMD-AP0071BH
VRF/R089/300INT02 | 1/RAL/R089/2nd Floor/S.13 - S.17 | Fan Coil Units DX Internal | Fan Coil Units DX Internal |  | Toshiba | MMD-AP0121BH
VRF/R089/300INT03 | 1/RAL/R089/2nd Floor/S.18 | Fan Coil Units DX Internal | Fan Coil Units DX Internal |  | Toshiba | MMD-AP0071BH
VRF/R089/300INT04 | 1/RAL/R089/2nd Floor/S.19 - S.20 | Fan Coil Units DX Internal | Fan Coil Units DX Internal |  | Toshiba | MMD-AP0071BH
VRF/R089/300INT05 | 1/RAL/R089/2nd Floor/S.19 - S.20 | Fan Coil Units DX Internal | Fan Coil Units DX Internal |  | Toshiba | MMD-AP0151BH
VRF/R089/300INT06 | 1/RAL/R089/2nd Floor/S.41 - S.42 | Fan Coil Units DX Internal | Fan Coil Units DX Internal |  | Toshiba | MMD-AP0071BH
VRF/R089/300INT07 | 1/RAL/R089/2nd Floor/S.44 Seminar | Fan Coil Units DX Internal | Fan Coil Units DX Internal |  | Toshiba | MMD-AP0151BH
VRF/R089/300INT08 | 1/RAL/R089/2nd Floor/S.21 - S.22 | Fan Coil Units DX Internal | Fan Coil Units DX Internal |  | Toshiba | MMD-AP0071BH
VRF/R089/300INT09 | 1/RAL/R089/2nd Floor/S.21 - S.22 | Fan Coil Units DX Internal | Fan Coil Units DX Internal |  | Toshiba | MMD-AP0071BH
VRF/R089/300INT10 | 1/RAL/R089/2nd Floor/S.21 - S.22 | Fan Coil Units DX Internal | Fan Coil Units DX Internal |  | Toshiba | MMD-AP0091BH
VRF/R089/300INT11 | 1/RAL/R089/2nd Floor/S.21 - S.22 | Fan Coil Units DX Internal | Fan Coil Units DX Internal |  | Toshiba | MMD-AP0151BH
VRF/R089/300INT12 | 1/RAL/R089/2nd Floor/S.48 | Fan Coil Units DX Internal | Fan Coil Units DX Internal |  | Toshiba | MMD-AP0071BH
VRF/R089/300INT13 | 1/RAL/R089/2nd Floor/S.49 | Fan Coil Units DX Internal | Fan Coil Units DX Internal | 80270020 | Toshiba | MMD-AP0071BH
VRF/R089/300INT14 | 1/RAL/R089/2nd Floor/S.26 | Fan Coil Units DX Internal | Fan Coil Units DX Internal | 80170043 | Toshiba | MMD-AP0071BH
VRF/R089/300INT15 | 1/RAL/R089/2nd Floor/S.50 | Fan Coil Units DX Internal | Fan Coil Units DX Internal |  | Toshiba | MMD-AP0071BH
VRF/R089/300INT16 | 1/RAL/R089/2nd Floor/S.25 | Fan Coil Units DX Internal | Fan Coil Units DX Internal |  | Toshiba | MMD-AP0071BH
VRF/R089/300INT17 | 1/RAL/R089/2nd Floor/S.51 | Fan Coil Units DX Internal | Fan Coil Units DX Internal |  | Toshiba | MMD-AP0071BH
VRF/R089/300INT18 | 1/RAL/R089/2nd Floor/S.27 | Fan Coil Units DX Internal | Fan Coil Units DX Internal |  | Toshiba | MMD-AP0071BH
VRF/R089/300INT20 | 1/RAL/R089/2nd Floor/S.28 | Fan Coil Units DX Internal | Fan Coil Units DX Internal |  | Toshiba | MMD-AP0151BH
VRF/R089/400EXT01 | 1/RAL/R089/External/West | Fan Coil Units DX External | VRF Compressor Unit Ext |  | Toshiba | MMY-MAP1002FT8-E
VRF/R089/400EXT02 | 1/RAL/R089/External/West | Fan Coil Units DX External | VRF Compressor Unit Ext |  | Toshiba | MMY-MAP1002FT8-E
VRF/R089/400INT01 | 1/RAL/R089/2nd Floor/S.13 - S.17 | Fan Coil Units DX Internal | Fan Coil Units DX Internal |  | Toshiba | MMD-AP0071BH
VRF/R089/400INT02 | 1/RAL/R089/2nd Floor/S.41 - S.42 | Fan Coil Units DX Internal | Fan Coil Units DX Internal |  | Toshiba | MMD-AP0071BH
VRF/R089/400INT03 | 1/RAL/R089/2nd Floor/S.13 - S.17 | Fan Coil Units DX Internal | Fan Coil Units DX Internal |  | Toshiba | MMD-AP0181BH
VRF/R089/400INT04 | 1/RAL/R089/2nd Floor/S.13 - S.17 | Fan Coil Units DX Internal | Fan Coil Units DX Internal |  | Toshiba | MMD-AP0181BH
VRF/R089/400INT05 | 1/RAL/R089/2nd Floor/S.12 | Fan Coil Units DX Internal | Fan Coil Units DX Internal |  | Toshiba | MMD-AP0071BH
VRF/R089/400INT06 | 1/RAL/R089/2nd Floor/S.11 | Fan Coil Units DX Internal | Fan Coil Units DX Internal |  | Toshiba | MMD-AP0071BH
VRF/R089/400INT07 | 1/RAL/R089/2nd Floor/S.10 | Fan Coil Units DX Internal | Fan Coil Units DX Internal |  | Toshiba | MMD-AP0071BH
VRF/R089/400INT08 | 1/RAL/R089/2nd Floor/S.09 | Fan Coil Units DX Internal | Fan Coil Units DX Internal |  | Toshiba | MMD-AP0071BH
VRF/R089/400INT09 | 1/RAL/R089/2nd Floor/S.08 | Fan Coil Units DX Internal | Fan Coil Units DX Internal |  | Toshiba | MMD-AP0091BH
VRF/R089/400INT10 | 1/RAL/R089/2nd Floor/S.07 | Fan Coil Units DX Internal | Fan Coil Units DX Internal |  | Toshiba | MMD-AP0071BH
VRF/R089/400INT11 | 1/RAL/R089/2nd Floor/S.35 Meeting Room | Fan Coil Units DX Internal | Fan Coil Units DX Internal |  | Toshiba | MMD-AP0181BH
VRF/R089/400INT12 | 1/RAL/R089/2nd Floor/S.01, S.03 - S.06 | Fan Coil Units DX Internal | Fan Coil Units DX Internal | 80170036 | Toshiba | MMD-AP0071BH
VRF/R089/400INT13 | 1/RAL/R089/2nd Floor/S.01, S.03 - S.06 | Fan Coil Units DX Internal | Fan Coil Units DX Internal | 80270004 | Toshiba | MMD-AP0091BH
VRF/R089/400INT14 | 1/RAL/R089/2nd Floor/S.34 Test Bed | Fan Coil Units DX Internal | Fan Coil Units DX Internal |  | Toshiba | MMD-AP0091BH
VRF/R089/400INT15 | 1/RAL/R089/2nd Floor/S.01, S.03 - S.06 | Fan Coil Units DX Internal | Fan Coil Units DX Internal |  | Toshiba | MMD-AP0071BH
VRF/R089/400INT16 | 1/RAL/R089/2nd Floor/S.01, S.03 - S.06 | Fan Coil Units DX Internal | Fan Coil Units DX Internal |  | Toshiba | MMD-AP0071BH
VRF/R089/400INT17 | 1/RAL/R089/2nd Floor/S.31 Coffee Area | Fan Coil Units DX Internal | Fan Coil Units DX Internal |  | Toshiba | MMD-AP0071BH
VRF/R089/400INT18 | 1/RAL/R089/2nd Floor/S.01, S.03 - S.06 | Fan Coil Units DX Internal | Fan Coil Units DX Internal |  | Toshiba | MMD-AP0151BH
VRF/R089/400INT19 | 1/RAL/R089/2nd Floor/S.02 | Fan Coil Units DX Internal | Fan Coil Units DX Internal |  | Toshiba | MMD-AP0071BH
VRF/R100/100EXT01 | 1/RAL/R100/Roof/3.03 Compound (External Plant) | Fan Coil Units DX External | VRF Compressor Unit Ext
VRF/R100/100INT01 | 1/RAL/R100/1st Floor/1.19 | Fan Coil Units DX Internal | Fan Coil Units DX Internal
VRF/R100/100INT02 | 1/RAL/R100/1st Floor/1.20 | Fan Coil Units DX Internal | Fan Coil Units DX Internal
VRF/R100/100INT03 | 1/RAL/R100/1st Floor/1.21 | Fan Coil Units DX Internal | Fan Coil Units DX Internal
VRF/R100/100INT04 | 1/RAL/R100/1st Floor/1.22 | Fan Coil Units DX Internal | Fan Coil Units DX Internal
VRF/R100/100INT05 | 1/RAL/R100/1st Floor/1.23 | Fan Coil Units DX Internal | Fan Coil Units DX Internal
VRF/R100/100INT06 | 1/RAL/R100/1st Floor/1.24 | Fan Coil Units DX Internal | Fan Coil Units DX Internal
VRF/R100/100INT07 | 1/RAL/R100/1st Floor/1.25 | Fan Coil Units DX Internal | Fan Coil Units DX Internal
VRF/R100/100INT08 | 1/RAL/R100/1st Floor/1.26 | Fan Coil Units DX Internal | Fan Coil Units DX Internal
VRF/R100/100INT09 | 1/RAL/R100/1st Floor/1.27 | Fan Coil Units DX Internal | Fan Coil Units DX Internal
VRF/R100/100INT10 | 1/RAL/R100/1st Floor/1.28 | Fan Coil Units DX Internal | Fan Coil Units DX Internal
VRF/R100/100INT11 | 1/RAL/R100/1st Floor/1.29 | Fan Coil Units DX Internal | Fan Coil Units DX Internal
VRF/R100/100INT12 | 1/RAL/R100/1st Floor/1.30 | Fan Coil Units DX Internal | Fan Coil Units DX Internal
VRF/R100/200EXT02 | 1/RAL/R100/Roof/3.03 Compound (External Plant) | Fan Coil Units DX External | VRF Compressor Unit Ext
VRF/R100/200INT01 | 1/RAL/R100/2nd Floor/2.37 | Fan Coil Units DX Internal | Fan Coil Units DX Internal
VRF/R100/200INT02 | 1/RAL/R100/2nd Floor/2.39 | Fan Coil Units DX Internal | Fan Coil Units DX Internal
VRF/R100/200INT03 | 1/RAL/R100/2nd Floor/2.40 | Fan Coil Units DX Internal | Fan Coil Units DX Internal
VRF/R100/200INT04 | 1/RAL/R100/2nd Floor/2.41 | Fan Coil Units DX Internal | Fan Coil Units DX Internal
VRF/R100/200INT05 | 1/RAL/R100/2nd Floor/2.42 | Fan Coil Units DX Internal | Fan Coil Units DX Internal
VRF/R100/200INT06 | 1/RAL/R100/2nd Floor/2.43 | Fan Coil Units DX Internal | Fan Coil Units DX Internal
VRF/R100/200INT07 | 1/RAL/R100/2nd Floor/2.44 | Fan Coil Units DX Internal | Fan Coil Units DX Internal
VRF/R100/200INT08 | 1/RAL/R100/2nd Floor/2.45 | Fan Coil Units DX Internal | Fan Coil Units DX Internal
VRF/R100/200INT09 | 1/RAL/R100/2nd Floor/2.46 | Fan Coil Units DX Internal | Fan Coil Units DX Internal
VRF/R100/200INT10 | 1/RAL/R100/2nd Floor/2.47 | Fan Coil Units DX Internal | Fan Coil Units DX Internal
VRF/R100/200INT11 | 1/RAL/R100/2nd Floor/2.48 | Fan Coil Units DX Internal | Fan Coil Units DX Internal
VRF/R100/200INT12 | 1/RAL/R100/2nd Floor/2.49 | Fan Coil Units DX Internal | Fan Coil Units DX Internal
VRF/R105/001 | 1/RAL/R105/Lower Ground/LG.09 Control Room | Air Conditioning VRF DX FCU | Fan Coil Units DX Internal | 72500249 | Toshiba | MMU-AP0184HP-E
VRF/R105/002 | 1/RAL/R105/Ground/GU.04 Kitchen | Air Conditioning VRF DX FCU | Fan Coil Units DX Internal | 72500255 | Toshiba | MMU-AP0244HP-E
VRF/R105/003 | 1/RAL/R105/Ground/GU.04 Kitchen | Air Conditioning VRF DX FCU | Fan Coil Units DX Internal | 72500224 | Toshiba | MMU-AP0184HP-E
VRF/R105/004 | 1/RAL/R105/Ground/G.06 Office | Air Conditioning VRF DX FCU | Fan Coil Units DX Internal | 70530337 | Toshiba | MMU-AP0074MH-E
VRF/R106/001 | 1/RAL/R106/1st Floor/1.10 Office | Air Conditioning VRF DX FCU | Fan Coil Units DX Internal | 72500055 | Toshiba | MMU-AP484HP-E
VRF/R106/002 | 1/RAL/R106/3rd Floor/3.06 Office | Air Conditioning VRF DX FCU | Fan Coil Units DX Internal | 72500027 | Toshiba | MMU-AP484HP-E
VRF/R106/003 | 1/RAL/R106/3rd Floor/3.06 Office | Air Conditioning VRF DX FCU | Fan Coil Units DX Internal | 70530333 | Toshiba | MMU-AP0074MH-E
VRF/R106/004 | 1/RAL/R106/1st Floor/1.10 Office | Air Conditioning VRF DX FCU | Fan Coil Units DX Internal | 72500061 | Toshiba | MMU-AP0074MH-E
VRF/R106/005 | 1/RAL/R106/1st Floor/1.10 Office | Air Conditioning VRF DX FCU | Fan Coil Units DX Internal | 72500064 | Toshiba | MMU-AP0074MH-E
VRF/R106/006 | 1/RAL/R106/1st Floor/1.10 Office | Air Conditioning VRF DX FCU | Fan Coil Units DX Internal | 72500063 | Toshiba | MMU-AP0074MH-E
VRF/R106/007 | 1/RAL/R106/2nd Floor/2.09 Office/Break Out Kitchen | Air Conditioning VRF DX FCU | Fan Coil Units DX Internal | 63200792 | Toshiba | MMU-AP0274HP-E
VRF/R106/008 | 1/RAL/R106/2nd Floor/2.09 Office/Break Out Kitchen | Air Conditioning VRF DX FCU | Fan Coil Units DX Internal | 63200200 | Toshiba | MMU-AP0274HP-E
VRF/R106/009 | 1/RAL/R106/2nd Floor/2.09 Office/Break Out Kitchen | Air Conditioning VRF DX FCU | Fan Coil Units DX Internal | 63200195 | Toshiba | MMU-AP0274HP-E
VRF/R106/010 | 1/RAL/R106/2nd Floor/2.09 Office/Break Out Kitchen | Air Conditioning VRF DX FCU | Fan Coil Units DX Internal | 63200197 | Toshiba | MMU-AP0274HP-E
VRF/R106/011 | 1/RAL/R106/3rd Floor/3.06 Office | Air Conditioning VRF DX FCU | Fan Coil Units DX Internal | 62100008 | Toshiba | MMC-AP0277HP1-E
VRF/R106/012 | 1/RAL/R106/3rd Floor/3.06 Office | Air Conditioning VRF DX FCU | Fan Coil Units DX Internal | 53000034 | Toshiba | MMC-AP0277HP1-E
VRF/R106/013 | 1/RAL/R106/3rd Floor/3.06 Office | Air Conditioning VRF DX FCU | Fan Coil Units DX Internal | 53000029 | Toshiba | MMC-AP0277HP1-E
VRF/R106/014 | 1/RAL/R106/4th Floor/4.06 Conference Room | Air Conditioning VRF DX FCU | Fan Coil Units DX Internal | 72700014 | Toshiba | MMC-AP0487HP1-E
VRF/R106/015 | 1/RAL/R106/External | VRF External | VRF Compressor Unit Ext |  | Toshiba | MMY-MAP2216FT8
VRF/R106/016 | 1/RAL/R106/External | VRF External | VRF Compressor Unit Ext |  | Toshiba | MMY-MAP2216FT8
VRF/R106/017 | 1/RAL/R106/External | VRF External | VRF Compressor Unit Ext |  | Toshiba | MMY-MAP2216FT8
VRF/R106/018 | 1/RAL/R106/External | VRF External | VRF Compressor Unit Ext |  | Toshiba | MMY-MAP2216FT8