## Supplier Completion Guide
The following aims to provide prospective suppliers with guidance on the completion of Annex B to Schedule 2; 1) Pricing is to be provided against each item where Calibration and/or Repair has been identified as being required - Standard pricing must be provided for all items within the Lot being quoted for. If this is not adhered to, the Bid will be considered non-compliant. 2) Greyed out cells do not require completion, as Calibration and/or Repair is not required for these items. These items are included for information as they are part of a higher assembly. Some comprising items may be required to carry out the calibration of the higher assembly. 3) CSORs (Calibration Statement of Work) have been provided in support of this Tender for pricing purposes only, as they are currently under review. 4) Where there is no CSOR listed in column M, there is no CSOR provided for that item.
Supplier Completion Guide
The following information aims to provide prospective suppliers with guidance on the completion of the pricing evaluation forms.
Pricing is to be provided against each item where Calibration or Repair has been identified as being required.
CSOR (Calibration Statement of Work) are provided for pricing purposes only as they are currently under review.
Where there is no CSOR listed in column M, there is no CSOR provided for that item
Each Lot will be evaluated on the totality of the prices provided against interested parties UKAS Accreditation their ability to complete the works In-House.
Questions | Guidance for Completion | Comments
Q1 | Provide pricing for a Standard Calibration to CSOR/British Standard or Manufactures specification (depending which is available) in accordance with the SoW. | Price is to be inclusive of collection and delivery fees from the authority’s nominated premises.
Q2 | Provide pricing for Repair & Standard Calibration CSOR/British Standard or Manufactures specification (depending which is available) in accordance with the SoW. | Price is to be inclusive of collection and delivery fees from the authority’s nominated premises.
Q3 | Provide response (In-House or Sub-Con) specifying whether your organisation has the capability to carry out the work at Q1 & Q2 In-House or you intend to utilise a Third party supplier.
Q4 | Please specify (Yes or No) whether the Laboratory your organisation intends to carry the works out in, covers this item under their UKAS Schedule of Calibration.
Q5 | If your response to Q3 was yes (i.e. you intend to Sub Contract the item to meet the requirements of Q1 & Q2), please specify company name and location. | Prices are to be inclusive of any handling fees along with collection and delivery costs to and from third party supplier.
Q6 | Provide pricing for UKAS Calibration. | Price is to be inclusive of collection and delivery fees from the authority’s nominated premises.
Q7 | Provide pricing for Repair & UKAS Calibration. | Price is to be inclusive of collection and delivery fees from the authority’s nominated premises.
Q8 | Provide response (In-House or Sub-Con) specifying whether your organisation has the capability to carry out the work at Q6 & Q7 In-House or you intend to utilise a Third party supplier.
Q9 | Please specify (Yes or No) whether the Laboratory your organisation intends to carry the works out in, covers this item under their UKAS Schedule of Calibration.
Q10 | If your response to Q8 was yes (i.e. you intend to Sub Contract the item to meet the requirements of Q6 & Q7), please specify company name and location. | Prices are to be inclusive of any handling fees along with collection and delivery costs to and from third party supplier.

## Lot Grouping
Lot 1 | Lot 2 | Lot 3 | Lot 4 | Lot 7 | Lot 8 | Lot 9
AMPLIFIERS | OSCILLOSCOPES | INSULATION TESTER | DISTORTION METERS | DIMENSIONAL | ACOUSTICS | MASS
ATTENUATORS | PULSE GENERATOR | POTENTIOMETERS | MEASURING RECEIVER | FORCE | SYNCRO TEST SET | MASS ON-SITE CALIBRATION
FILTERS | TIMERS | RCD | RADIO TEST SET | HARDNESS | HUMIDITY
BRIDGES | FREQUENCY | PAT | ANTENNA | TORQUE | TEMPERATURE
CALIBRATORS | MODULATION METER | CLAMPS |  | PRESSURE | TACHOMETER
EMC | DIRECTIONAL COUPLERS | MULTIMETERS
ESD | POWER | CAPACITANCE
PROBES | SIGNAL ANALYSER | RESISTANCE METERS
RADIOLOGICAL | SIGNAL GENERATORS | VOLTAGE STANDARDS
LOGIC | SPECTRUM ANALYSER
NETWORK ANALYSERS | WAVEFORM ANALYSERS

## Lot 1
SUB SET | LINE No. | DMC | NSN (FULL 13 NO SPACES) | PART No. | DESCRIPTION | GROUP | COMPRISING ITEM | SPECIAL CONDITIONS (EMC, ITAR ,ATEX) | CAL PERIOD MONTHS | OEM | CALIBRATION | REPAIR | CSOR | CSOR / OEM VERSION | CALIBRATION STANDARD REQUIRED | Comments | Q1 Std Calibration Price | Q2 Std Repair & Calibration price | Q3 Service provided In-House or Sub-Con | Q4 Item covered under Schedule of UKAS Accreditation by the LAB carrying out the Work. | Q5 If service is provided at Sub-Con please specify supplier detail | Q6 UKAS Calibration Price | Q7 UKAS Repair and Calibration Price | Q8 Service provided In-House or Sub-Con | Q9 Item covered under Schedule of UKAS Accreditation by the LAB carrying out the Work. | Q10 If service is provided at Sub-Con please specify supplier detail.
E02 | 1 | W115 | 5996015111122 | 10W1000C | RF AMPLIFIER | AMPLIFIERS | N | N | 12 | AMPLIFIER RESEARCH | YES | YES | 0289E | 3 | UKAS
E02 | 2 | W115 | 6625997791580 | 7265DSP | AMPLIFIER LOCK IN GP | AMPLIFIERS | N | N | 12 | EG & G SEALOL GMBH | YES | YES | 0465E | 1 | UKAS
E02 | 3 | W115 | 5996014926274 | 100W1000B | AMPLIFIER RADIO FREQUENCY | AMPLIFIERS | N | N | 24 | EMV LIMITED | YES | YES | 0288E | 2 | UKAS
E02 | 4 | W115 | 6625013339512 | 5725A | AMPLIFIER | AMPLIFIERS | N | N | 12 | FLUKE | YES | YES | - | - | UKAS
E02 | 5 | W115 | 5996014738814 | AMR30W1000M7 | RF AMPLIFIER | AMPLIFIERS | N | N | 12 | AMPLIFIER RESEARCH | YES | YES | - | - | UKAS
E02 | 6 | W115 | 5996014739333 | AMR75A250 | AMPLIFIER | AMPLIFIERS | N | N | 12 | AMPLIFIER RESEARCH | YES | YES | - | - | UKAS
E02 | 7 | W115 | 6030200038573 | FVA-60B-C-E1 | VARIABLE ATTENUATOR | ATTENUATORS | N | N | 12 | EXFO | YES | YES | 0481E | 1 | UKAS
E02 | 8 | Z4 | 5985993709301 | 8493A | 30DB ATTENUATOR | ATTENUATORS | N | N | 12 | AGILENT | YES | YES | 0378E | 4 | UKAS
E02 | 9 | W115 | 5985993469651 | VM7 | ATTENUATOR MEASUREMENT SYSTEM | ATTENUATORS | N | N | 12 | LUCAS WEINSCHEL | YES | YES | - | - | UKAS
E02 | 10 | W115 | 5985013083516 | 745-69 | STEP ATTENUATOR | ATTENUATORS | N | N | 12 | NARDA | YES | YES | - | - | UKAS
E02 | 11 | W115 | 5985002334626 | 768-30 | ATTENUATOR | ATTENUATORS | N | N | 12 | NARDA | YES | YES | 0386E | 4 | UKAS
E02 | 12 | Z4 | 5985011908134 | 40-10-34 | 10DB ATTENUATOR | ATTENUATORS | N | N | 12 | WEINSCHEL | YES | YES | 0387E | 4 | UKAS
E02 | 13 | W115 | 5985014718343 | 769-10 | 10 DB ATTENUATOR | ATTENUATORS | N | N | 12 | NARDA | YES | YES | - | - | UKAS
E02 | 14 | Z4 | 5985992842902 | 23448/873 | ATTENUATOR | ATTENUATORS | N | N | 12 | WEINSCHEL | YES | NO | 0447E | 1 | UKAS
E02 | 15 | Z4 | 5985996257377 | 2105 | ATTENUATOR | ATTENUATORS | N | N | 12 | WANDEL & GOLTERMANN | YES | NO | 0469E | 2 | UKAS
E02 | 16 | W115 | 5985004376443 | 355C | ATTENUATOR STEP | ATTENUATORS | N | N | 12 | KEYSIGHT | YES | YES | 0174E | 4 | UKAS
E02 | 17 | W115 | 5985010138502 | 8496B OPT 01 | ATTENUATOR MAUAL STEP 110DB | ATTENUATORS | N | N | 12 | KEYSIGHT | YES | YES | 0147E | 6 | UKAS
E02 | 18 | W115 | 5985999308035 | 865 | VARIABLE ATTENUATOR | ATTENUATORS | N | N | 24 | STEWART ELECTRONICS LTD | YES | YES | 0129E | 3 | UKAS
E02 | 19 | W115 | 5985012922384 | 40-20-43 | 20DB HIGH POWER FIXED COAXIAL ATTENUATOR | ATTENUATORS | N | N | 12 | AEROFLEX | YES | YES | 0387E | 4 | UKAS
E02 | 20 | Z4 | 5985013921352 | 45-40-34 | ATTENUATOR | ATTENUATORS | N | N | 12 | AEROFLEX | YES | YES | 0016E | 1 | UKAS
E02 | 21 | Z4 | 5985995496128 | TELONIC 8143A | ATTENUATOR | ATTENUATORS | N | N | 12 | TELONIC INSTRUMENTS LTD | YES | YES | - | - | UKAS
E02 | 22 | Z4 | 6625997935084 | TEK7A26 | DUAL TRACE AMPLIFIER | AMPLIFIERS | N | N | 12 | TEKTRONIX | YES | YES | 0511E | 2 | UKAS
E02 | 23 | W115 | 5915996503383 | TLNTTR315-3EE | TUNABLE NOTCH FILTER | FILTERS | N | N | 12 | BERKELEY INDUSTRIES | YES | YES | - | - | UKAS
E02 | 24 | W115 | 5915997967283 | TLNTTR190-3EE | TUNABLE NOTCH FILTER | FILTERS | N | N | 12 | BERKELEY INDUSTRIES | YES | YES | - | - | STD
E02 | 25 | - | NIV | CA4 | ON-SITE CALIBRATION OF CA4 CHARGE AMPLIFIER | AMPLIFIERS | N | N | 12 | LING DYNAMIC | YES | NO | 0019E | 1 | UKAS
E02 | 26 | Z4 | 6625992574165 | AS18 | PRECISION ATTENUATOR SET | ATTENUATORS | N | N | 12 | WEINSCHEL | YES | NO | - | - | UKAS
E02 | 27 | W115 | 5596012392803 | 8349B | MICROWAVE AMPLIFIER | AMPLIFIERS | N | N | 12 | HEWLETT PACKARD | YES | YES | - | - | UKAS
E02 | 28 | W352 | 5985004330067 | 8325 | 30 DB TENULINE COAXIAL ATTENUATOR | ATTENUATORS | N | N | 12 | BIRD | YES | NO | - | - | UKAS
E02 | 29 | 10MR | 5985010356912 | HEW33322G | ATTENUATOR | ATTENUATORS | N | N | 12 | KEYSIGHT | YES | NO | - | - | UKAS
E02 | 30 | - | 6625993083860 | BRU2609 | MEASURING AMPLIFIER | AMPLIFIERS | N | N | 12 | BRUEL | YES | NO | - | - | UKAS
E02 | 31 | - | NIV | 100-20 | ATTENUATOR | ATTENUATORS | N | N | 12 | ELECTRO IMPULSE | YES | NO | 0019E | 1 | UKAS
E02 | 32 | - | NIV35/6707 | GRA26AK | PREAMP | AMPLIFIERS | N | N | 12 | GRAS ACOUSTICS | YES | NO | - | - | UKAS
E02 | 33 | - | 6625998398122 | HEW8449A | PRE-AMPLIFIER | AMPLIFIERS | N | N | 12 | HEWLETT PACKARD | YES | NO | - | - | UKAS
E02 | 34 | - | NIV | CAMS-RESISTOR | S-CLASS RESISTOR | ATTENUATORS | N | N | 12 | CAMBRIDGE | YES | NO | 0019E | 1 | UKAS
E02 | 35 | W115 | 5894012561083 | EG&189 | SELECTIVE AMPLIFIER | AMPLIFIERS | N | N | 12 | EG AND G FLOW TECHNOLOGY | YES | NO | - | - | UKAS
E02 | 36 | W024 | 6625991272790 | HEW6060B | ELECTRONIC LOAD | ATTENUATORS | N | N | 12 | HEWLETT PACKARD | YES | NO | - | - | UKAS
E02 | 37 | - | NIVDSG/0381 | HEW85050-60006 | PRECISION TERMINATION | ATTENUATORS | N | N | 12 | HEWLETT PACKARD | YES | NO | - | - | UKAS
E02 | 38 | - | NIV | HEW85081B | INPUT MODULE | ATTENUATORS | N | N | 12 | HEWLETT PACKARD | YES | NO | 0019E | 1 | UKAS
E02 | 39 | - | NIVDSG/0381 | HEW909C | COAXIAL TERMINATION | ATTENUATORS | N | N | 12 | HEWLETT PACKARD | YES | NO | - | - | UKAS
E02 | 40 | - | NIV | WIL26N50 | PRECISION TERMINATION | ATTENUATORS | N | N | 12 | WILTRON | YES | NO | 0019E | 1 | UKAS
E02 | 41 | W115 | 6625121973771 | 334601002 | STEP ATTENUATOR,CALIBRATED,HIGH FREQUENCY | ATTENUATOR | N | N | 12 | ROHDE & SCHWARZ | YES | YES | 0149E | 3 | UKAS
E02 | 42 | - | NIVDSG/0755 | 138-645 | ACCESSORY KIT SYSTEM 11A | ATTENUATOR | N | N | 12 | AEROFLEX/WEINSCHEL | YES | NO | - | - | UKAS
E02 | 43 | W115 | 4920993680818 | TE6291 | FILTER TEST SET | FILTER | N | N | 24 | BCF DESIGNS | YES | YES | 0528E | 3 | UKAS
E02 | 44 | - | NIVDEC/0180 | 23-3329 | 50 OHM STANDARD TERMINATION | ATTENUATORS | N | N | 12 | RACAL -DANA | YES | NO | - | - | UKAS
E02 | 45 | W115 | 5985012840006 | 7225-1 | LINE IMPEDANCE NETWORK | FILTERS | N | N | 12 | SOLAR ELECTRONICS COMPANY | YES | YES | - | - | STD
E02 | 46 | - | NIVDEC/0580 | LI SN/100 | LI SN/100 | FILTERS | N | N | 12 | CONTROL TECHNOLOGY LTD | YES | NO | - | - | STD
E02 | 47 | Z4 | 5985991267210 | AC701 | MANUAL ATTENUATOR | ATTENUATORS | N | N | 12 | PASCALL | YES | NO | 0469E | 2 | STD
E02 | 48 | - | 5985014002329 | 45-3-43 | ATTENUATOR | ATTENUATORS | N | N | 12 | WEINSCHEL | YES | NO | - | - | STD
E02 | 49 | - | NIVDSG/0437 | 90-20-34 | ATTENUATOR | ATTENUATORS | N | N | 12 | WEINSCHEL | YES | NO | - | - | STD
E03 | 1 | W115 | 6625992126658 | FLUPM6306 | PROGRAMMABLE AUTOMATIC LCR MET | BRIDGES | N | N | 12 | FLUKE | YES | YES | 0417E | 2 | UKAS
E03 | 2 | Z4 | 6625991388307 | 6200 | CALIBRATION SET RF COMPONENTS | CALIBRATORS | MAIN ASSY | N | 12 | AEROFLEX | YES | NO | 0540E | 1 | UKAS
E03 | 3 | W115 | 6625997014955 | 6581-301F | FAULT LOCATING TEST KIT (TEST HEAD) | CALIBRATORS | 6625991388307 | N | 12 | AEROFLEX | YES | YES | 0540E | 1 | STD
E03 | 4 | Z4 | 5995999830112 | 54311-109U | RUGGED CABLE | CALIBRATORS | 6625991388307 | N | CNR | AEROFLEX | NO | NO | - | - | N/A
E03 | 5 | W115 | 5985011131376 | 26NF50 | TERMINATION | CALIBRATORS | N | N | 12 | ANRITSU | YES | YES | - | - | STD
E03 | 6 | W115 | 6625010370429 | 11683A | RANGE CALIBRATOR | CALIBRATORS | N | N | 12 | KEYSIGHT | YES | YES | - | - | UKAS
E03 | 7 | W115 | 6625992978179 | APTS3A | AUTOMATIC PROTECTION RELAY TEST SET | CALIBRATORS | MAIN ASSY | N | 12 | RELAY ENGINEERING SERVICES LTD | YES | YES | - | - | STD
E03 | 8 | W115 | 6625998130835 | APTS3A/001 | PROTECTION RELAY TEST SET | CALIBRATORS | 6625992978179 | N | 12 | RELAY ENGINEERING SERVICES LTD | YES | YES | - | - | STD
E03 | 9 | W115 | 6625992466438 | APTS3A/002 | TEST LEAD SET FOR APTS3A | CALIBRATORS | 6625992978179 | N | CNR | RELAY ENGINEERING SERVICES LTD | NO | YES | - | - | N/A
E03 | 10 | Z4 | 6625996674959 | APTS3A/003 | APTS 3A CARRY CASE | CALIBRATORS | 6625992978179 | N | CNR | RELAY ENGINEERING SERVICES LTD | NO | NO | - | - | N/A
E03 | 11 | Z4 | 6625996134637 | APTS3A/004 | TRANSPORT CASE APTS3A | CALIBRATORS | 6625992978179 | N | CNR | RELAY ENGINEERING SERVICES LTD | NO | NO | - | - | N/A
E03 | 12 | W115 | 6625014410491 | 5720A | MULTIFUNCTION CALIBRATOR | CALIBRATORS | N | N | 12 | FLUKE | YES | YES | - | - | UKAS
E03 | 13 | W115 | 6695015606107 | N4692A | ELECTRONIC CALIBRATION MODULE | CALIBRATORS | N | N | 12 | KEYSIGHT | YES | YES | - | - | UKAS
E03 | 14 | W115 | 6625992416786 | 5720A-03 | CALIBRATOR | CALIBRATORS | N | N | 12 | FLUKE | YES | YES | 0442E | 1 | UKAS
E03 | 15 | W115 | 6625993001431 | 5320A/VLC/CASE | MULTI FUNCTION CALIBRATOR | CALIBRATORS | MAIN ASSY | N | 12 | FLUKE | YES | YES | - | - | STD
E03 | 16 | W115 | 6625993886354 | 5320A/VLC | MULTI FUNCTION ELECTRICAL TESTER | CALIBRATORS | 6625993001431 | N | 12 | FLUKE | YES | YES | - | - | STD
E03 | 17 | Z4 | 6625993417018 | 5320 CASE | CASE MULTI FUNCTION ELECTRICAL TESTER | CALIBRATORS | 6625993001431 | N | CNR | FLUKE | NO | NO | - | - | N/A
E03 | 18 | W115 | 6625997601342 | 5100B | CALIBRATOR | CALIBRATORS | N | N | 12 | FLUKE | YES | YES | - | - | UKAS
E03 | 19 | Z4 | 6625993231008 | 54424/003 | CALIBRATION KIT | CALIBRATORS | N | N | 12 | TRESCAL LIMITED | YES | NO | - | - | STD
E03 | 20 | W115 | 6625010862041 | 515A | CALIBRATOR | CALIBRATORS | N | N | 12 | FLUKE | YES | YES | 0470E | 3 | UKAS
E03 | 21 | W115 | 6625014946968 | 5520A-SC600 | CALIBRATOR WITH SCOPE OPTION | CALIBRATORS | N | N | 12 | FLUKE | YES | YES | - | - | STD
E03 | 22 | W115 | 6625995370037 | TIM2003S | CALIBRATOR | CALIBRATORS | N | N | 12 | TIME ELECTRONICS LIMITED | YES | YES | 0279E | 5 | STD
E03 | 23 | W115 | 6625996475589 | TIM2003N | DC VOLTAGE CALIBRATOR | CALIBRATORS | N | N | 6 | TIME ELECTRONICS LIMITED | YES | YES | 0283E | 2 | UKAS
E03 | 24 | W115 | 6625996594373 | WAYB905 | PRECISION BRIDGE | BRIDGES | N | N | 12 | WAYNE KERR LTD | YES | YES | - | - | UKAS
E03 | 25 | W115 | 6625015222734 | AGI85032F | N TYPE CALIBRATION KIT | CALIBRATORS | N | N | 12 | KEYSIGHT | YES | YES | - | - | STD
E03 | 26 | W115 | 6625993708292 | WAV9100 | CALIBRATION SYSTEM | CALIBRATORS | MAIN ASSY | N | 12 | FLUKE | YES | YES | 0047E | 4 | STD
E03 | 27 | Z4 | 6150996260791 | 9105-S257 | CABLE ASSEMBLY | CALIBRATORS | 6625993708292 | N | CNR | FLUKE | NO | NO | - | - | N/A
E03 | 28 | Z4 | 5950993166837 | 9100-200-S257 | COIL ASSEMBLY | CALIBRATORS | 6625993708292 | N | CNR | FLUKE | NO | NO | - | - | N/A
E03 | 29 | Z4 | 7025996350836 | 9100-50-S257 | MOUSE,DATA ENTRY | CALIBRATORS | 6625993708292 | N | CNR | FLUKE | NO | NO | - | - | N/A
E03 | 30 | Z4 | 4920995938054 | 9100-60-S257 | CASE, ELECTRICAL | CALIBRATORS | 6625993708292 | N | CNR | FLUKE | NO | NO | - | - | N/A
E03 | 31 | W115 | 4920999170014 | 9100-65-S257 | CASE, ELECTRICAL | CALIBRATORS | 6625993708292 | N | CNR | FLUKE | NO | YES | - | - | N/A
E03 | 32 | Z4 | 6625998835944 | 9100 | CALIBRATOR | CALIBRATORS | 6625993708292 | N | 12 | FLUKE | YES | NO | 0047E | 4 | STD
E03 | 33 | W115 | 6625993680500 | 9100-SCOPEKIT-S257 | OSCILLOSCOPE KIT | CALIBRATORS | 6625993708292 | N | CNR | FLUKE | NO | YES | - | - | N/A
E03 | 34 | Z4 | 7025995717071 | 9100-40-S257 | OPTICAL READER | CALIBRATORS | 6625993708292 | N | CNR | FLUKE | NO | NO | - | - | N/A
E03 | 35 | Z4 | 6625999303078 | 920287-2-S257 | LEAD TESTER | CALIBRATORS | 6625993708292 | N | CNR | FLUKE | NO | NO | - | - | N/A
E03 | 36 | Z4 | 4920995072142 | DA401213 | LEAD SET ASSEMBLY | CALIBRATORS | 6625993708292 | N | CNR | FLUKE | NO | NO | - | - | N/A
E03 | 37 | W115 | 6625997648293 | FLU5100B | CALIBRATOR | CALIBRATORS | N | N | 6 | FLUKE | YES | YES | - | - | UKAS
E03 | 38 | W115 | 6625998062939 | HEW85032B | CALIBRATION KIT | CALIBRATORS | N | N | 12 | KEYSIGHT | YES | YES | - | - | UKAS
E03 | 39 | W115 | 6625995737940 | 9100 | CALIBRATION SYSTEM UNIVERSAL | CALIBRATORS | MAIN ASSY | N | 12 | FLUKE | YES | YES | 0047E | 4 | STD
E03 | 40 | Z4 | 6150996260791 | 9105-S257 | CABLE ASSEMBLY | CALIBRATORS | 6625995737940 | N | CNR | FLUKE | NO | NO | - | - | N/A
E03 | 41 | Z4 | 5950993166837 | 9100-200-S257 | COIL ASSEMBLY | CALIBRATORS | 6625995737940 | N | CNR | FLUKE | NO | NO | - | - | N/A
E03 | 42 | Z4 | 7025996350836 | 9100-50-S257 | MOUSE,DATA ENTRY | CALIBRATORS | 6625995737940 | N | CNR | FLUKE | NO | NO | - | - | N/A
E03 | 43 | Z4 | 4920995938054 | 9100-60-S257 | CASE, ELECTRICAL | CALIBRATORS | 6625995737940 | N | CNR | FLUKE | NO | NO | - | - | N/A
E03 | 44 | W115 | 6625993680500 | 9100-SCOPEKIT-S257 | OSCILLOSCOPE KIT | CALIBRATORS | 6625995737940 | N | CNR | FLUKE | NO | YES | - | - | N/A
E03 | 45 | Z4 | 4920999170014 | 9100-65-S257 | CASE, ELECTRICAL | CALIBRATORS | 6625995737940 | N | CNR | FLUKE | NO | NO | - | - | N/A
E03 | 46 | W115 | 6625998835944 | 9100 | CALIBRATOR | CALIBRATORS | 6625995737940 | N | 12 | FLUKE | YES | YES | 0047E | 4 | STD
E03 | 47 | Z4 | 7025995717071 | 9100-40-S257 | OPTICAL READER | CALIBRATORS | 6625995737940 | N | CNR | FLUKE | NO | NO | - | - | N/A
E03 | 48 | Z4 | 4920993523493 | 9105-S257 | ADAPTOR SAFETY | CALIBRATORS | 6625995737940 | N | CNR | FLUKE | NO | NO | - | - | N/A
E03 | 49 | Z4 | 4920995072142 | DA401213 | LEAD SET ASSEMBLY | CALIBRATORS | 6625995737940 | N | CNR | FLUKE | NO | NO | - | - | N/A
E03 | 50 | W115 | 6695015538606 | MAU8650P | TNC CALIBRATION KIT | CALIBRATORS | N | N | 12 | MAURY MICROWAVE | YES | YES | - | - | STD
E03 | 51 | DAS10 | 7320993004908 | HI 765 - 00 | CALIBRATION TEST PLUG | CALIBRATORS | N | N | 12 | HANNA INSTRUMENTS LTD | YES | NO | - | - | UKAS
E03 | 52 | - | NIVN IV 35/6830 | SNI255RL | INTERFACE AND FOUR SENSORS | CALIBRATORS | N | N | 12 | ROBYDOME ELECTRONICS | YES | NO | - | - | STD
E03 | 53 | - | NIV | 1109N | THERMISTOR MOUNT | CALIBRATORS | N | N | 12 | OMRON | YES | NO | 0024E | 6 | STD
E03 | 54 | - | NIV | 8508A | MULTIMETER, REFERENCE | CALIBRATORS | N | N | 12 | FLUKE | YES | NO | 0024E | 6 | UKAS
E03 | 55 | - | NIV | 4024 | POWER SENSOR | CALIBRATORS | N | N | 12 | BIRD | YES | NO | 0024E | 6 | UKAS
E03 | 56 | 9AS9 | 2815993006852 | 602609 | FIELD TEST SET FOR APU 163069 | CALIBRATORS | N | N | 12 | DM SYSTEMS AND TEST LTD | YES | NO | - | - | STD
E03 | 57 | 110AC | 5340991966002 | 1409-F | STANDARD CAPACITOR | CALIBRATORS | N | N | 12 | GENERAL RADIO | YES | NO | - | - | UKAS
E03 | 58 | - | NIV | 220070-47 | DC DIELECTRIC TEST SET | CALIBRATORS | N | N | 12 | MEGGER | YES | NO | 0024E | 6 | UKAS
E03 | 59 | - | NIV | C8001 | REFERENCE STANDARD CAPACITOR | CALIBRATORS | N | N | 12 | SULLIVAN | YES | NO | 0024E | 6 | UKAS
E03 | 60 | - | NIV | C1101 | PRECISION AIR CAPACITOR | CALIBRATORS | N | N | 12 | SULLIVAN | YES | NO | 0024E | 6 | UKAS
E03 | 61 | 10S | 6625993273858 | 1409-9712 | STANDARD CAPACITOR | CALIBRATORS | N | N | 12 | GENERAL RADIO | YES | NO | - | - | UKAS
E03 | 62 | 10S | 6625995531893 | 5790A | AC MEASUREMENT STANDARD | CALIBRATORS | N | N | 12 | FLUKE | YES | NO | - | - | UKAS
E03 | 63 | - | 2590997721053 | 51659-016 | CREW BAY FIELD TEST KIT | CALIBRATORS | N | N | 12 | GRAVINER | YES | NO | - | - | STD
E03 | 64 | - | NIVDSG/0213 | QC-10 | CALIBRATOR | CALIBRATORS | N | N | 12 | QUEST TECHNOLOGIES | YES | NO | - | - | UKAS
E03 | 65 | - | NIV | TRX-11iS | MULTI-FUNCTION CALIBRATOR | CALIBRATORS | N | N | 12 | GE DRUCK | YES | NO | 0055E | 3 | UKAS
E03 | 66 | W116 | 6625015424349 | A50099 | CALIBRATION DEVICE | CALIBRATORS | N | N | 12 | BAND-IT | YES | YES | 0014M | 1 | STD
E03 | 67 | SK5 | 6625993711279 | 5500A | CALIBRATOR | CALIBRATORS | N | N | 12 | FLUKE | YES | NO | - | - | STD
E03 | 68 | - | NIV | 0.01 | MICRO FARAD STD CAP | CALIBRATORS | N | N | 12 | LOCAL MANUFACTURE | YES | NO | 0055E | 3 | UKAS
E03 | 69 | - | NIV | 4180 | IR CALIBRATOR | CALIBRATORS | N | N | 12 | FLUKE | YES | NO | 0055E | 3 | STD
E03 | 70 | W115 | 6625992130426 | FLU5320A | MULTIFUNCTION TEST CALIBRATOR | CALIBRATORS | N | N | 12 | FLUKE | YES | NO | - | - | UKAS
E03 | 71 | - | 6625991435324 | CRRCRL511E | CALIBRATOR | CALIBRATORS | N | N | 12 | CIRRUS | YES | NO | - | - | UKAS
E03 | 72 | - | NIV | GEN1409-Y | 1.0UF STANDARD CAPACITOR | CALIBRATORS | N | N | 12 | GENERAL RADIO | YES | NO | 0055E | 3 | UKAS
E03 | 73 | W115 | 6625996542023 | B424 | UNIVERSAL BRIDGE | BRIDGES | N | N | 12 | WAYNE KERR LTD | YES | YES | 0438E | 2 | STD
E03 | 74 | W115 | 6625013061355 | 5700A | CALIBRATOR FREQUENCY | CALIBRATORS | N | N | 12 | FLUKE | YES | YES | - | - | UKAS
E03 | 75 | - | NIV | GEN1409-Y | 1.0UF STANDARD CAPACITOR | CALIBRATORS | N | N | 12 | GENERAL RADIO | Yes | No | 0055E | 3 | UKAS
E03 | 76 | A835 | 6625997416268 | 4707 | CALIBRATOR | CALIBRATOR | N | N | 12 | DATRON | YES | NO | - | - | STD
E03 | 77 | W115 | 5985011131376 | 28NF50-2 | TERMINATION 50OHM DC TO 18GHZ | CALIBRATORS | N | N | 12 | ANRITSU | YES | YES | - | - | STD
E03 | 78 | W115 | 6625991115111 | 4808 | MULTIFUNCTION CALIBRATOR | CALIBRATORS | N | N | 12 | WAVETEK | YES | YES | - | - | UKAS
E04 | 1 | W115 | 6625994887982 | MFM 3000 | FLUXMETER | EMC | N | N | 12 | COMBINOVA | YES | YES | 0439E | 1 | STD
E04 | 2 | W115 | 6625999875663 | 51-663 | LIGHTNING SURGE METER SET | EMC | N | EMC | 12 | ALCATEL | YES | YES | - | - | STD
E04 | 3 | W115 | 6655014676984 | FM5004 | MAGNETIC DISTORTION METER | EMC | N | EMC | 12 | AMPLIFIER RESEARCH | YES | YES | - | - | STD
E04 | 4 | W115 | 6625993912539 | MOD-EHP200 | PROBE, MAGNETIC FIELD, INTERFERENCE MEASURING | EMC | N | N | 12 | LINK MICROTEK LIMITED | YES | YES | - | - | STD
E04 | 5 | Z4 | 6665992253101 | X1 | MICROWAVE MONITOR | EMC | N | N | 24 | APPOLLO ENTER | YES | YES | - | - | UKAS
E04 | 6 | W115 | 6625123512810 | EMR300 PLUS PROBES | RF SURVEY METER | EMC | MAIN ASSY | N | 12 | NARDA | YES | YES | 0659E | 1 | UKAS
E04 | 7 | W115 | 6625123444985 | BN2244/31 | METER FIELD STRENGTH | EMC | 6625123512810 | N | 12 | NARDA | YES | YES | - | - | UKAS
E04 | 8 | W115 | 6625123512261 | BN2244/90.20 | PROBE TYPE 8 | EMC | 6625123512810 | N | 12 | NARDA | YES | YES | - | - | UKAS
E04 | 9 | W115 | 6625015307196 | 2244/90.81 | TYPE 33C PROBE | EMC | 6625123512810 | N | 12 | NARDA | YES | YES | - | - | UKAS
E04 | 10 | W115 | 6625123512262 | BN2244/90.26 | PROBE TYPE 10 | EMC | 6625123512810 | N | 12 | NARDA | YES | YES | - | - | UKAS
E04 | 11 | W115 | 6625123512263 | BN2244/90.28 | PROBE TYPE 12 | EMC | 6625123512810 | N | 12 | NARDA | YES | YES | - | - | UKAS
E04 | 12 | W115 | 6625014663669 | 8850B-23 | METER FIELD STRENGTH | EMC | N | N | 12 | NARDA | YES | YES | - | - | UKAS
E04 | 13 | W115 | 4920997022587 | 1082-8007-10 | EMC TEST RECEIVER | EMC | N | N | 12 | ROHDE & SCHWARZ | YES | YES | 0315E | 1 | STD
E04 | 14 | Z4 | 6625123271620 | EP6 | MEASURING RECEIVER | EMC | N | N | 12 | ROHDE & SCHWARZ | YES | NO | - | - | STD
E04 | 15 | W115 | 6625014976908 | HI-3603 | VFL SURVEY METER | EMC | N | N | 12 | HOLADAY INDUSTRIES INC | YES | YES | - | - | UKAS
E04 | 16 | W115 | 6625123569487 | ESVS10 | EMI TEST RECEIVER | EMC | N | N | 12 | ROHDE & SCHWARZ | YES | YES | 0316E | 3 | STD
E04 | 17 | W115 | 5985123499259 | ESM20/08(A) | RADIATION MONITOR | EMC | N | N | 12 | CHASE COMMUNICATIONS LIMITED | YES | YES | 0571E | 1 | STD
E04 | 18 | W115 | 6625151784300 | PMM 8053A | PORTABLE FIELD METER | EMC | MAIN ASSY | N | 12 | PMM | YES | YES | - | - | STD
E04 | 19 | W115 | 6625151784301 | EP105 | ELECTRIC FIELD PROBE | EMC | 6625151784300 | N | 12 | PMM | YES | YES | - | - | STD
E04 | 20 | W115 | 6625151784304 | HP102 | MAGNETIC FIELD PROBE | PROBES | 6625151784300 | N | 12 | PMM | YES | YES | - | - | STD
E04 | 21 | W115 | 6665014529560 | 8844D-0.5 | PERSONAL MONITOR | EMC | N | N | 12 | NARDA | YES | YES | - | - | UKAS
E04 | 22 | W115 | 6625013672603 | 8841C-05S | RF MONITOR SET | EMC | N | N | 12 | NARDA | YES | YES | - | - | UKAS
E04 | 23 | W115 | 6625992132857 | 3001 | SELECTIVE RADIATION METER SET | EMC | MAIN ASSY | N | 24 | NARDA | YES | YES | - | - | UKAS
E04 | 24 | W115 | 6625123786977 | 3581/01 | H FIELD TRI AXIS ANTENNA | EMC | 6625992132857 | N | 24 | NARDA | YES | YES | - | - | STD
E04 | 25 | Z4 | 6140123787109 | 3001/90.01 | BATTERY PACK | EMC | 6625992132857 | N | CNR | NARDA | NO | NO | - | - | N/A
E04 | 26 | Z4 | 6625123786978 | 3001-90.06 | TRIPOD ADAPTOR | EMC | 6625992132857 | N | CNR | NARDA | NO | NO | - | - | N/A
E04 | 27 | W115 | 6130123786981 | 3001/90.07 | EXTERNAL CHARGER | EMC | 6625992132857 | N | CNR | NARDA | NO | YES | - | - | N/A
E04 | 28 | Z4 | 6130123786979 | 3501/90.02 | ANTENNA HOLDER FOR 3 AXIS ANTENNA | EMC | 6625992132857 | N | CNR | NARDA | NO | NO | - | - | N/A
E04 | 29 | W115 | 6625123786976 | 3001-101-SRM | SELECTIVE RADIATION METER | EMC | 6625992132857 | N | CNR | NARDA | NO | YES | - | - | N/A
E04 | 30 | - | NIV | 3501/01 | E FIELD TRI AXIS ANTENNA | EMC | 6625992132857 | N | 24 | NARDA | YES | NO | 0019E | 1 | STD
E04 | 31 | W115 | 6625993614742 | 8711/8741 | MONITOR RF SET | EMC | MAIN ASSY | N | 12 | NARDA | YES | YES | - | - | UKAS
E04 | 32 | Z4 | 6625013805461 | 8711 | BROADBAND ISOTROPIC RADIATION METER | EMC | 6625993614742 | N | 12 | NARDA | YES | NO | - | - | UKAS
E04 | 33 | W115 | 6625013427525 | 8741 | RF PROBE | EMC | 6625993614742 | N | 12 | NARDA | YES | YES | - | - | UKAS
E04 | 34 | W115 | 6625014828252 | FP 5031 | PROBE MAGNETIC FIELD | PROBES | N | N | 12 | AMPLIFIER RESEARCH | YES | YES | - | - | STD
E04 | 35 | W115 | 6625991990767 | 91550-1 | CURRENT PROBE | PROBES | N | N | 12 | SINGER GERTSCH | YES | YES | - | - | UKAS
E04 | 36 | W115 | 6515014726563 | FP2033 | HIGH ELECTRIC FIELD PROBE KIT | PROBES | N | N | 12 | AMPLIFIER RESEARCH | YES | YES | - | - | STD
E04 | 37 | W115 | 6625010863130 | Y8100 | PROBE AC/DC CURRENT | PROBES | N | N | 12 | FLUKE | YES | YES | 0415E | 3 | STD
E04 | 38 | W115 | 6625015162147 | RID-240B-S | PROBE CURRENT INDUCTOR | PROBES | N | EMC | 12 | PRODYN TECHNOLOGIES | YES | YES | - | - | UKAS
E04 | 39 | Z4 | 6625015162148 | 1-125-2HF | CURRENT PROBE | PROBES | N | EMC | 12 | PRODYN TECHNOLOGIES | YES | NO | - | - | STD
E04 | 40 | W115 | 6625123275158 | URV5-Z1 | DC PROBE URV5-Z1 | PROBES | N | N | 12 | ROHDE & SCHWARZ | YES | YES | - | - | STD
E04 | 41 | W115 | 6625991998947 | 91197-1 | CURRENT PROBE | PROBES | N | EMC | 12 | SINGER GERTSCH | YES | YES | - | - | UKAS
E04 | 42 | W115 | 6625996327373 | 94111-1 | PROBE CURRENT | PROBES | N | N | 12 | KEYSIGHT | YES | YES | - | - | UKAS
E04 | 43 | W115 | 6625014675895 | FP2000 | PROBE MAGNETIC FIELD INTERFERENCE MEASURING | PROBES | N | N | 12 | AMPLIFIER RESEARCH | YES | YES | - | - | STD
E04 | 44 | W115 | 6515014726559 | FP2103 | ELECTRIC FIELD PROBE | PROBES | N | N | 12 | AMPLIFIER RESEARCH | YES | YES | - | - | STD
E04 | 45 | W115 | 5950014887010 | TR2520 | CURRENT PROBE | PROBES | N | N | 12 | DRANETZ BMI | YES | YES | - | - | UKAS
E04 | 46 | W115 | 6625015765478 | 952001B | RF PROBE | PROBES | N | N | 12 | BOONTON ELECTRONICS | YES | YES | - | - | UKAS
E04 | 47 | W115 | 6625013027887 | HEW41800A | ACTIVE PROBE | PROBES | N | N | 12 | HEWLET PACKARD | YES | YES | - | - | STD
E04 | 48 | Z4 | 6625015243429 | 6741-1 | RF CURRENT PROBE | PROBES | N | N | 12 | A. T. PARKER, INC | YES | NO | - | - | UKAS
E04 | 49 | W115 | 6625015918112 | FP7060/KIT | ISOTROPIC E FIELD PROBE | PROBES | MAIN ASSY | N | 12 | AMPLIFIER RESEARCH | YES | YES | - | - | UKAS
E04 | 50 | W115 | 6655015918111 | FM7004 | FIELD MONITOR | PROBES | 6625015918112 | N | 12 | AMPLIFIER RESEARCH | YES | YES | - | - | UKAS
E04 | 51 | W115 | 6655015918113 | FC2050 | FIBRE OPTIC CABLE | PROBES | 6625015918112 | N | CNR | AMPLIFIER RESEARCH | NO | YES | - | - | N/A
E04 | 52 | W115 | 6625015918114 | FC2100 | FIBRE OPTIC CABLE | PROBES | 6625015918112 | N | CNR | AMPLIFIER RESEARCH | NO | YES | - | - | N/A
E04 | 53 | W115 | 6625995913494 | HAPTM MK3a | HAZARDOUS AREA PERSONNEL TEST METER (HAPTM) MK3A | RADIOLOGICAL | MAIN ASSY | N | 12 | ASSYSTEM UK LTD | YES | YES | - | - | STD
E04 | 54 | Z4 | 6625997903306 | 1150-2281-025 | 10M TEST LEAD | RADIOLOGICAL | 6625995913494 | N | CNR | ASSYSTEM UK LTD | NO | NO | - | - | N/A
E04 | 55 | W115 | 6625994414556 | ESS OR CES46800 | EMI TEST RECEIVER | EMC | N | N | 12 | RHODE & SHWARTZ | YES | YES | - | - | STD
E04 | 56 | W115 | 6625123569486 | ESHS10 | EMI TEST RECEIVER | EMC | N | N | 12 | RHODE & SHWARTZ | YES | YES | 0314E | 3 | STD
E04 | 57 | W115 | 4935997903877 | 1150-2281-001 | HAPTM MK3 | ESD | N | N | 12 | ASSYSTEM UK LTD | YES | YES | - | - | STD
E04 | 58 | W115 | 6625998316754 | ESSD/MOD1 | GENERAL PURPOSE AUDIT KIT | ESD | MAIN ASSY | N | 12 | VERMASON | YES | YES | 0087E | 1 | STD
E04 | 59 | W115 | 6625997026562 | BM80/2 | INSULATION TEST SET | ESD | 6625998316754 | N | 12 | VERMASON | YES | YES | 0351E | 7 | STD
E04 | 60 | W115 | 6625996167526 | PFK-100 | FIELD METER SET | ESD | 6625998316754 | N | 12 | VERMASON | YES | YES | - | - | STD
E04 | 61 | W115 | 6625997221287 | 111007 | ROUND PROBE 5 LB WEIGHT | ESD | 6625998316754 | N | 12 | VERMASON | YES | YES | - | - | STD
E04 | 62 | Z4 | 5935994503638 | 3M Type 3004MOD | STUD CONNECTION KIT | ESD | 6625998316754 | N | CNR | VERMASON | NO | NO | - | - | N/A
E04 | 63 | W115 | 6625997702482 | WSM-01-RAF | MONITOR ESD | ESD | 6625998316754 | N | 12 | VERMASON | YES | YES | 0507E | 1 | STD
E04 | 64 | W115 | 6625992522320 | MEGFT6/12 | BREAK DOWN TESTER | RADIOLOGICAL | N | N | 12 | AVO MEGGER INSTRUMENTS LTD | YES | YES | - | - | STD
E04 | 65 | W115 | 6625992530221 | FLU80I-1010 | DC/AC CURRENT PROBE | PROBES | N | N | 12 | FLUKE | YES | YES | 0416E | 6 | STD
E04 | 66 | W115 | 6625997395983 | TEKAM503 | CURRENT PROBE AMPLIFIER SET | PROBES | MAIN ASSY | N | 12 | TEKTRONIX | YES | YES | 0082E | 5 | STD
E04 | 67 | W115 | 6625996575090 | AM503 | CURRENT PROBE AMPLIFIER | PROBES | 6625997395983 | N | 12 | TEKTRONIX | YES | YES | - | - | STD
E04 | 68 | W115 | 6625996575089 | 010-6302-01 | PROBE CURRENT | PROBES | 6625997395983 | N | 12 | TEKTRONIX | YES | YES | - | - | STD
E04 | 69 | W115 | 6625014687407 | HI-3702 | CLAMP-ON INDUCED CURRENT METER | EMC | MAIN ASSY | N | 12 | HOLADAY INDUSTRIES INC | YES | YES | - | - | UKAS
E04 | 70 | W115 | 6625014828854 | HI 4416 | NUMERIC REMOTE READOUT | EMC | 6625014687407 | N | 12 | HOLADAY INDUSTRIES INC | YES | YES | - | - | UKAS
E04 | 71 | W115 | 6625995901574 | MOD-XTO1 | RADIO FREQUENCY MONITOR SET | EMC | MAIN ASSY | N | 12 | NARDA MICROWAVE | YES | YES | 0035E | 1 | UKAS
E04 | 72 | W115 | 6625999753249 | VIPBELTBK01 | BELT REMOTE VIBRATOR | EMC | 6625995901574 | N | CNR | NARDA MICROWAVE | NO | YES | - | - | N/A
E04 | 73 | W115 | 6625998788480 | VIPPHPOUCH01 | POUCH REMOTE VIBRATOR | EMC | 6625995901574 | N | CNR | NARDA MICROWAVE | NO | YES | - | - | N/A
E04 | 74 | W115 | 6625015050577 | 2184770 | CASE CLIMBERS HARNESS | EMC | 6625995901574 | N | CNR | NARDA MICROWAVE | NO | YES | - | - | N/A
E04 | 75 | W115 | 5985994947934 | 21847600 | CASE SOFT WITH BELT CLIP | EMC | 6625995901574 | N | CNR | NARDA MICROWAVE | NO | YES | - | - | N/A
E04 | 76 | W115 | 6625991339259 | 001-77-41-LINK-TECH3-BLK | CASE TEST SET | EMC | 6625995901574 | N | CNR | NARDA MICROWAVE | NO | YES | - | - | N/A
E04 | 77 | W115 | 6625014940024 | D8860 | MONITOR RADIO FREQUENCY | EMC | 6625995901574 | N | 12 | NARDA MICROWAVE | YES | YES | - | - | UKAS
E04 | 78 | W115 | 6625015529385 | 11110100 | REMOTE VIBRATOR | EMC | 6625995901574 | N | CNR | NARDA MICROWAVE | NO | YES | - | - | N/A
E04 | 79 | W115 | 6625015208784 | NAR8731 | ISOTROPIC PROBE | EMC | N | N | 12 | NARDA MICROWAVE | YES | YES | - | - | UKAS
E04 | 80 | - | 6625151784302 | EP330 | ELECTRIC FIELD PROBE | PROBES | N | N | 12 | NARDA MICROWAVE | YES | NO | - | - | UKAS
E04 | 81 | - | 6625151784303 | HP032 | MAGNETIC FIELD PROBE | PROBES | N | N | 12 | NARDA MICROWAVE | YES | NO | - | - | UKAS
E04 | 82 | O668 | 6625999307280 | 1661CS | LOGIC ANALYZER | PROBES | N | N | 12 | KEYSIGHT | YES | NO | - | - | STD
E04 | 83 | - | NIV IV 34/1691 | D-100S with P25 | DIGITAL INDICATING UNIT WITH PROBE | PROBES | N | N | 12 | CAIG LABORATORIES | YES | NO | - | - | STD
E04 | 84 | - | NIVN IV DSG0051 | 94430-6 | CURRENT PROBE | PROBES | N | N | 12 | LINDGREN | YES | NO | - | - | UKAS
E04 | 85 | - | NIV | CSP8441 | CURRENT PROBE | PROBES | N | N | 12 | SCHAFFNER | YES | NO | 0055E | 3 | UKAS
E04 | 86 | - | NIV | HI-4433-STE | ISOTROPIC FIELD PROBE | EMC | N | N | 12 | HOLADAY | YES | NO | 0055E | 3 | STD
E04 | 87 | W115 | 6625015367841 | FP2083 | ISOTROPIC FIELD PROBE | EMC | N | N | 12 | AMPLIFIER RESEARCH | YES | NO | - | - | STD
E04 | 88 | - | NIV | 354.3000.56 | ESVP TEST RECEIVER | EMC | N | N | 12 | ROHDE & SCHWARZ | YES | NO | 0055E | 3 | STD
E04 | 89 | W614 | 6625999684034 | H455R | ELECTROSTATIC FIELD METER | EMC | N | N | 12 | VERMASON | YES | NO | - | - | STD
E04 | 90 | - | NIVDSG/0430 | ESCI 3 1166.5950.03 | EMI TEST RECEIVER | EMC | N | N | 12 | ROHDE & SCHWARZ | YES | NO | - | - | STD
E04 | 91 | - | 6625011665409 | 94606-4 | CURRENT PROBE | PROBES | N | N | 12 | AILTECH | YES | NO | - | - | STD
E04 | 92 | - | NIVDSG/0757 | MCO717171 | MICROWAVE LEAKAGE DETECTOR | EMC | N | N | 12 | TELE-PRODUCTS | YES | NO | - | - | UKAS
E04 | 93 | - | NIVDSG/0171 | SRM-3006 | SELECTIVE RADIATION METER | EMC | N | N | 12 | NARDA | YES | NO | - | - | UKAS
E04 | 94 | - | AH 2067 (NIV) | BCP-200/510 | LF CURRENT PROBE | PROBES | N | N | 12 | A.H. SYSTEMS INC | YES | NO | - | - | STD
E04 | 95 | - | VAIHMI41-HMP45 | HMP41-45 | PROBE | PROBES | N | N | 12 | VAISALA | YES | NO | - | - | STD
E04 | 96 | - | NIV | 8053A | PORTABLE FIELD METER | EMC | N | N | 12 | PMW | YES | NO | 0055E | 3 | UKAS
E04 | 97 | - | NIV | EP105 | ELECTRIC FIEL PROBE | EMC | N | N | 12 | PMW | YES | NO | 0055E | 3 | UKAS
E04 | 98 | - | NIV | EP330 | MAGNETIC FIEL PROBE | EMC | N | N | 12 | PMW | YES | NO | 0055E | 3 | UKAS
E04 | 99 | - | NIV | HP032 | MAGNETIC FIEL PROBE | EMC | N | N | 12 | PMW | YES | NO | 0055E | 3 | UKAS
E04 | 100 | - | NIV | HP102 | MAGNETIC FIEL PROBE | EMC | N | N | 12 | PMW | YES | NO | 0055E | 3 | UKAS
E04 | 101 | W115 | 6625991990767 | 91550-1 | CURRENT PROBE | PROBES | N | N | 12 | TEGAM | YES | NO | - | - | STD
E04 | 102 | Z4 | 6625121970877 | ESVP | TEST RECEIVER | EMC | N | N | 12 | R & S | YES | NO | - | - | STD
E04 | 103 | - | NIV | HI-3604 | ELF SURVEY METER | EMC | N | N | 12 | HDY | YES | NO | 0055E | 3 | UKAS
E04 | 104 | - | NIV35/6716 | CASCEL-460PDM | DOSIMETER | RADIOLOGICAL | N | N | 12 | CASELLA | YES | NO | - | - | STD
E04 | 105 | W115 | 6625013246352 | NAR8723 | RADIATION PROBE 300MHZ-40GHZ | EMC | N | N | 12 | NARDA MICROWAVE | YES | NO | - | - | UKAS
E04 | 106 | W115 | 6625013603363 | NAR8752N | ISOTROPIC PROBE | EMC | N | N | 12 | NARDA MICROWAVE | YES | NO | - | - | UKAS
E04 | 107 | W115 | 6625015005041 | NAR8845D-0.5 | RADIATION HAZARD MONITOR | EMC | N | N | 12 | NARDA MICROWAVE | YES | NO | - | - | UKAS
E04 | 108 | - | NIV | FISF-33-2 | RF CURRENT PROBE | PROBES | N | N | 12 | FISCHER | YES | NO | 0055E | 3 | STD
E04 | 109 | - | NIV | NAR8712 | SURVEY METER | EMC | N | N | 12 | NARDA MICROWAVE | YES | NO | 0055E | 3 | UKAS
E04 | 110 | - | NIV | NAR8718 | ELECTRO.MAG.SURV.MTR. | EMC | N | N | 12 | NARDA MICROWAVE | YES | NO | 0055E | 3 | UKAS
E04 | 111 | - | NIV | NAR8725 | ISOTROPIC PROBE | EMC | N | N | 12 | NARDA MICROWAVE | YES | NO | 0055E | 3 | UKAS
E04 | 112 | - | NIV | NAR8747 | FIBER OPTIC TRANSMITTER | EMC | N | N | 12 | NARDA MICROWAVE | YES | NO | 0055E | 3 | UKAS
E04 | 113 | - | NIV | RBNTX90 | MICROWAVE LEAKAGE DETECTOR | EMC | N | N | 12 | ROBIN | YES | NO | 0055E | 3 | STD
E04 | 114 | W115 | 6625991097151 | GM1 | FLUXMETER | EMC | N | N | 12 | HIRST | YES | YES | - | - | STD
E04 | 115 | W115 | 6625014663668 | HI 4460 | FIELD STRENGTH METER | EMC | N | N | 12 | HOLADAY INDUSTRIES INC | YES | YES | - | - | STD
E04 | 116 | W115 | 6625992567101 | 8718-23 | FLUX METER | EMC | MAIN ASSY | N | 12 | NARDA MICROWAVE | YES | YES | - | - | UKAS
E04 | 117 | W115 | 6625993784254 | 8725 | E FIELD PROBE | EMC | 6625992567101 | N | 12 | NARDA MICROWAVE | YES | YES | - | - | UKAS
E04 | 118 | 34E1B | 6625995479055 | MFB 100 | MAGNETIC FLUX METER | EMC | N | N | 12 | ELY CHEMICAL CO LTD | YES | NO | - | - | STD
E04 | 119 | 4XX | 6625999736515 | MFH 250 | MAGNETIC FIELD STRENGTH METER | EMC | N | N | 12 | ELY CHEMICAL CO LTD | YES | NO | - | - | STD
E04 | 120 | 6625 | 6655014828253 | AR FM 5501 | RECORDER MAGNETIC DISTORTION | EMC | N | N | 12 | AMPLIFIER RESEARCH | YES | NO | - | - | STD
E04 | 121 | - | NIV | 8053A | PORTABLE FIELD METER | EMC | N | N | 12 | NARDA MICROWAVE | YES | NO | 0055E | 3 | UKAS
E04 | 122 | W115 | 6625991822930 | HI-4433-STE | ISOTROPIC FIELD PROBE | EMC | N | N | 12 | HOLADEV INDUSTRIES | YES | NO | - | - | STD
E04 | 123 | 4XE | 6635992139044 | Autosigma 3000 | Electrical Conductivity Meter | EMC | N | N | 12 | GE Inspection Technologies | YES | NO | 0066M | 1 | STD
E04 | 124 | - | NIVDSG/0376 | NBM-520 | RADIATION HAZARD METER | EMC | N | N/A | 12 | NARDA | YES | NO | - | - | STD
E04 | 125 | Z4 | 6625010627051 | 80I-600 | CURRENT PROBE | PROBES | N | N | 12 | FLUKE | YES | NO | 0203E | 4 | STD
E07 | 1 | W115 | 6625991338891 | 16802A | LOGIC ANALYZER | LOGIC | N | N | 24 | AGILENT | YES | YES | - | - | UKAS
E07 | 2 | W115 | 6625992608201 | DNT2820 | DATABUS NETWORK TEST KIT | LOGIC | MAIN ASSY | N | 12 | ULTRA ELECTRONICS | YES | YES | - | - | UKAS
E07 | 3 | W115 | 4920996239127 | S2476 | DATA BUS NETWORK TESTER | LOGIC | 6625992608201 | N | 12 | ULTRA ELECTRONICS | YES | YES | 0404E | 3 | UKAS
E07 | 4 | W115 | 4920993506668 | DE2481 | SPARES KIT FOR DNT2820 DATABUS NETWORK TESTER | LOGIC | 6625992608201 | N | CNR | ULTRA ELECTRONICS | NO | YES | - | - | N/A
E07 | 5 | W115 | 4940998808092 | DE2491 | REPAIR KIT DATABUS | LOGIC | 6625992608201 | N | CNR | ULTRA ELECTRONICS | NO | YES | - | - | N/A
E07 | 6 | W115 | 4920992512174 | DE3300 | ARINC 429 TEST SET | LOGIC | 6625992608201 | N | 12 | ULTRA ELECTRONICS | YES | YES | - | - | UKAS
E07 | 7 | W115 | 6625999085747 | S2250-A-MoD VER 1 | PROTOCOL ANALYSER | LOGIC | MAIN ASSY | N | 12 | SUNRISE TELECOM INCORPORATED | YES | YES | - | - | UKAS
E07 | 8 | W115 | 7030992255075 | 01-100621A | X 25 SOFTWARE | LOGIC | 6625999085747 | N | CNR | SUNRISE TELECOM INCORPORATED | NO | YES | - | - | N/A
E07 | 9 | W115 | 6625992428820 | 2841B | 2MBIT DATA ANALYSER | LOGIC | N | N | 24 | AEROFLEX | YES | YES | 0293E | 2 | STD
E07 | 10 | W115 | 4920015520005 | N4691B Option MOF | ECAL MODULE | NETWORK ANALYSERS | N | N | 12 | KEYSIGHT | YES | YES | 0639E | 1 | UKAS
E07 | 11 | W115 | 6625015605637 | E8363B UNL with Opts 010 014 016 080 081 | NETWORK ANALYSER | NETWORK ANALYSERS | N | N | 12 | KEYSIGHT | YES | YES | 0497E | 1 | UKAS
E07 | 12 | W115 | 6625990220103 | S818A | ANALYSER NETWORK SET | NETWORK ANALYSERS | MAIN ASSY | N | 12 | ANRITSU | YES | YES | 0619E | 2 | UKAS
E07 | 13 | Z4 | 5935014760963 | 40-115 | ADAPTOR | NETWORK ANALYSERS | 6625990220103 | N | CNR | ANRITSU | NO | NO | - | - | N/A
E07 | 14 | Z4 | 5935014760965 | 806-141 | 12 VOLT DC ADAPTOR | NETWORK ANALYSERS | 6625990220103 | N | CNR | ANRITSU | NO | NO | - | - | N/A
E07 | 15 | Z4 | 5985012549468 | 22N50 | OPEN/SHORT | NETWORK ANALYSERS | 6625990220103 | N | 12 | ANRITSU | YES | NO | - | - | UKAS
E07 | 16 | Z4 | 5985014575939 | 28N50-2 | PRECISION LOAD | NETWORK ANALYSERS | 6625990220103 | N | 12 | ANRITSU | YES | NO | - | - | UKAS
E07 | 17 | W115 | 6625991338784 | E5071B SET | NETWORK ANALYSER SET | NETWORK ANALYSERS | MAIN ASSY | N | 12 | AGILENT | YES | YES | 0406E | 1 | UKAS
E07 | 18 | W115 | 6625994714088 | E5071B | ENA SERIES NETWORK ANALYZER | NETWORK ANALYSERS | 6625991338784 | N | 12 | AGILENT | YES | YES | - | - | UKAS
E07 | 19 | W115 | 7025993604866 | E5071B-810 | KEYBOARD DATA ENTRY | NETWORK ANALYSERS | 6625991338784 | N | CNR | AGILENT | NO | YES | - | - | N/A
E07 | 20 | W115 | 7025999831224 | E5071B-820 | MOUSE DATA ENTRY | NETWORK ANALYSERS | 6625991338784 | N | CNR | AGILENT | NO | YES | - | - | N/A
E07 | 21 | W115 | 8145995082780 | 9211-2658 | TRANSIT CASE | NETWORK ANALYSERS | 6625991338784 | N | CNR | AGILENT | NO | YES | - | - | N/A
E07 | 22 | W115 | 6625001932217 | 8745A | S PARAMETER TEST SET | NETWORK ANALYSERS | N | N | 12 | AGILENT | YES | YES | - | - | UKAS
E07 | 23 | W115 | 6625013972907 | 8720C | NETWORK ANALYSER | NETWORK ANALYSERS | N | N | 12 | AGILENT | YES | YES | 0632E | 1 | STD
E07 | 24 | W115 | 6625993502030 | NFA001UK | NOISE FIGURE ANALYSER SET | NETWORK ANALYSERS | MAIN ASSY | N | 12 | AGILENT | YES | YES | 0527E | 3 | UKAS
E07 | 25 | W115 | 6625994139208 | N8973A OPT HO2 | NOISE FIGURE ANALYSER 10 MHZ TO 3050 MHZ | NETWORK ANALYSERS | 6625993502030 | N | 12 | AGILENT | YES | YES | 0294E | 4 | STD
E07 | 26 | W115 | 6625992651284 | N4001A | NOISE SOURCE | NETWORK ANALYSERS | 6625993502030 | N | 12 | AGILENT | YES | YES | 0319E | 3 | UKAS
E07 | 27 | Z4 | 6150991318570 | 8120-8139 | CABLE ASSEMBLY | NETWORK ANALYSERS | 6625992651284 | N | CNR | AGILENT | NO | NO | - | - | N/A
E07 | 28 | W115 | 6625015931543 | E5071C | ENA SERIES NETWORK ANALYZER | NETWORK ANALYSERS | N | N | 12 | AGILENT | YES | YES | - | - | UKAS
E07 | 29 | W115 | 6625997874476 | 11722A | SENSOR MODULE | NETWORK ANALYSERS | N | N | 12 | HEWLETT PACKARD | YES | YES | - | - | UKAS
E07 | 30 | W115 | 6625993775285 | HP8753E OPT006 | NETWORK ANALYSER | NETWORK ANALYSERS | N | N | 12 | AGILENT | YES | YES | 0337E | 4 | UKAS
E07 | 31 | W115 | 6625012577152 | HP8970B | NOISE FIGURE METER | NETWORK ANALYSERS | N | N | 12 | AGILENT | YES | YES | 0248E | 3 | UKAS
E07 | 32 | W115 | 6625995737126 | 2841 | TELECOM ANALYSER | NETWORK ANALYSERS | MAIN ASSY | N | 24 | AEROFLEX | YES | YES | 0646E | 1 | STD
E07 | 33 | W115 | 6625999960632 | 2841 | ANALYSER SET DIGITAL | NETWORK ANALYSERS | 6625995737126 | N | 24 | AEROFLEX | YES | YES | - | - | STD
E07 | 34 | W115 | 6625123536479 | EB200 + OPT DS SU BP | RADIO SPECTRUM ANALYSER | NETWORK ANALYSERS | N | N | 12 | ROHDE & SCHWARZ | YES | YES | 0365E | 2 | UKAS
E07 | 35 | W115 | 6625015668553 | 4300E-C | PUMA 4300E-C PUMA TELECOM/DATACOM ANALYSER ITU VERSION | NETWORK ANALYSERS | N | N | 12 | EXFO | YES | YES | 0622E | 1 | STD
E07 | 36 | W115 | 6625990563685 | 2853S | DIGITAL COMMS ANALYSER | NETWORK ANALYSERS | N | N | 12 | AEROFLEX | YES | YES | - | - | STD
E07 | 37 | W115 | 6625994998029 | 9343M | LCR DATABRIDGE | LOGIC | MAIN ASSY | N | 12 | MOD | YES | YES | 0135E | 4 | UKAS
E07 | 38 | 3V7 | 6625995171214 | 9343M-302 | TEST LEAD | LOGIC | 6625994998029 | N | CNR | MOD | NO | NO | - | - | N/A
E07 | 39 | 3V7 | 6625995339517 | 15-7002 | POUCH | LOGIC | 6625994998029 | N | CNR | MOD | NO | NO | - | - | N/A
E07 | 40 | 3V7 | 6625997967949 | 9343M-303 | TEST LEAD | LOGIC | 6625994998029 | N | CNR | MOD | NO | NO | - | - | N/A
E07 | 41 | Z4 | 6625998760197 | ALCR6605-00 | LEAD ADAPTOR AXIAL | LOGIC | 6625994998029 | N | CNR | MOD | NO | NO | - | - | N/A
E07 | 42 | W115 | 6625994955673 | 9343M | LCR DATA BRIDGE (BARE ITEM) | LOGIC | 6625994998029 | N | 12 | MOD | YES | YES | 0135E | 4 | UKAS
E07 | 43 | W115 | 7025996660613 | 5237 | DATA RECORDER SET | LOGIC | MAIN ASSY | N | 48 | MICRO MOVEMENTS LTD | YES | YES | 0318E | 1 | STD
E07 | 44 | W115 | 7025993475241 | 5236 | DATA ACQUISTION UNIT | LOGIC | 7025996660613 | N | 48 | MICRO MOVEMENTS LTD | YES | YES | 0318E | 1 | STD
E07 | 45 | Z4 | 6625991318293 | MML5238 | DATA RECORDER TEST SET LEAD | LOGIC | 7025996660613 | N | CNR | MICRO MOVEMENTS LTD | NO | NO | - | - | N/A
E07 | 46 | W115 | 6625991115367 | 6200B | MICROWAVE TEST SET | NETWORK ANALYSERS | MAIN ASSY | N | 12 | AEROFLEX | YES | YES | 0239E | 4 | UKAS
E07 | 47 | Z4 | 5998998461873 | 59000-182V | MEMORY CARD | NETWORK ANALYSERS | 6625991115367 | N | CNR | AEROFLEX | NO | NO | - | - | N/A
E07 | 48 | Z4 | 6625997861613 | 54124-0275 | FRONT STOWAGE COVER | NETWORK ANALYSERS | 6625991115367 | N | CNR | AEROFLEX | NO | NO | - | - | N/A
E07 | 49 | Z4 | 6625999691700 | 54112-156F | CARRYING TRANSIT CASE | NETWORK ANALYSERS | 6625991115367 | N | CNR | AEROFLEX | NO | NO | - | - | N/A
E07 | 50 | W115 | 6625994533382 | 562333/002 | DETECTOR HD | NETWORK ANALYSERS | 6625991115367 | N | 12 | AEROFLEX | YES | YES | 0086E | 1 | UKAS
E07 | 51 | W115 | 6625996635082 | 6200/305 | MICROWAVE TEST SET | NETWORK ANALYSERS | 6625991115367 | N | 12 | AEROFLEX | YES | YES | 0239E | 4 | UKAS
E07 | 52 | Z42 | 5995995511684 | 43138-663 | SENSOR CABLE | NETWORK ANALYSERS | 6625996635082 | N | CNR | AEROFLEX | NO | NO | - | - | N/A
E07 | 53 | Z4 | 6150996459232 | 43123-076Y | CABLE ASSEMBLY POWER | NETWORK ANALYSERS | 6625996635082 | N | CNR | AEROFLEX | NO | NO | - | - | N/A
E07 | 54 | Z4 | 5999994356524 | 6950/069 | CAP ELECTRICAL | NETWORK ANALYSERS | 6625996635082 | N | CNR | AEROFLEX | NO | NO | - | - | N/A
E07 | 55 | W115 | 6625997214869 | 6500 | AUTOMATIC AMPLITUDE ANALYSER | NETWORK ANALYSERS | N | N | 6 | AEROFLEX | YES | YES | - | - | UKAS
E07 | 56 | W115 | 6625998422583 | 2841 | DATA ANALYSER SET | LOGIC | MAIN ASSY | N | 24 | AEROFLEX | YES | YES | - | - | STD
E07 | 57 | W115 | 6625999960632 | 2841 | ANALYSER SET DIGITAL | LOGIC | 6625998422583 | N | 24 | AEROFLEX | YES | YES | - | - | UKAS
E07 | 58 | W115 | 6625994138121 | 6200/306 | MICROWAVE TEST SET | NETWORK ANALYSERS | MAIN ASSY | N | 12 | AEROFLEX | YES | YES | - | - | UKAS
E07 | 59 | W115 | 5995997384743 | 43138/665 | DC SENSOR CABLE 3 MTR | NETWORK ANALYSERS | 6625994138121 | N | CNR | AEROFLEX | NO | YES | - | - | N/A
E07 | 60 | W115 | 6625998322890 | 6230A | DETECTOR SCALER | NETWORK ANALYSERS | 6625994138121 | N | 12 | AEROFLEX | YES | YES | 0086E | 1 | UKAS
E07 | 61 | Z4 | 5998998317926 | 59000-280L | MEMORY CARD | NETWORK ANALYSERS | 6625994138121 | N | CNR | AEROFLEX | NO | NO | - | - | N/A
E07 | 62 | Z4 | 5998998460421 | 59000-264R | CIRCUIT CARD ASSEMBLY | NETWORK ANALYSERS | 6625994138121 | N | CNR | AEROFLEX | NO | NO | - | - | N/A
E07 | 63 | 5998 | 5998998117708 | 59000-186T | 512KB MEMORY CARD | NETWORK ANALYSERS | 6625994138121 | N | CNR | AEROFLEX | NO | NO | - | - | N/A
E07 | 64 | Z4 | 6625997861613 | 54124-0275 | FRONT STOWAGE COVER | NETWORK ANALYSERS | 6625994138121 | N | CNR | AEROFLEX | NO | NO | - | - | N/A
E07 | 65 | Z4 | 6625999691700 | 54112-156F | CARRYING TRANSIT CASE | NETWORK ANALYSERS | 6625994138121 | N | CNR | AEROFLEX | NO | NO | - | - | N/A
E07 | 66 | W115 | 7010995735362 | 3195314-2 | RUGGEDISED EQUIPMENT CONTROLLER | LOGIC | MAIN ASSY | N | CNR | RAYTHEON SYSTEMS LIMITED | NO | YES | - | - | N/A
E07 | 67 | W115 | 7025995735363 | 3195311-1 | INTERFACE UNIT | LOGIC | 7010995735362 | N | CNR | RAYTHEON SYSTEMS LIMITED | NO | YES | - | - | N/A
E07 | 68 | Z4 | 6140995735359 | 3195302-1 | BATTERY (LI) | LOGIC | 7010995735362 | N | CNR | RAYTHEON SYSTEMS LIMITED | NO | NO | - | - | N/A
E07 | 69 | 47TEA | 5995994121006 | 209-21M | CABLE ASSEMBLY POWER ELECTRICAL - UK | LOGIC | 7010995735362 | N | CNR | RAYTHEON SYSTEMS LIMITED | NO | NO | - | - | N/A
E07 | 70 | W115 | 7025014652194 | 09J1195 | REMOVABLE HARD DISK | LOGIC | 7010995735362 | N | CNR | RAYTHEON SYSTEMS LIMITED | NO | YES | - | - | N/A
E07 | 71 | Z4 | 6130014652701 | ZVC70NS19E | ADAPTOR AC | LOGIC | 7010995735362 | N | CNR | RAYTHEON SYSTEMS LIMITED | NO | NO | - | - | N/A
E07 | 72 | W115 | 6625995318643 | TDMG-2C | TELEGRAPH & DATA SIGNAL ANALYSER | LOGIC | N | N | 60 | TREND NETWORKS SERVICES | YES | YES | - | - | STD
E07 | 73 | W115 | 6625991209036 | PMP-20(BN876-04) | NOISE METER | NETWORK ANALYSERS | MAIN ASSY | N | 12 | JDSU UK LIMITED | YES | YES | 0576E | 1 | UKAS
E07 | 74 | W115 | 6625999732890 | BN 2090/01 | CASE METER | NETWORK ANALYSERS | 6625991209036 | N | CNR | JDSU UK LIMITED | NO | YES | - | - | N/A
E07 | 75 | W115 | 6130992542878 | BN 2068/01 | CHARGER BATTERY | NETWORK ANALYSERS | 6625991209036 | N | CNR | JDSU UK LIMITED | NO | YES | - | - | N/A
E07 | 76 | W115 | 6625999774774 | S2476N | DATABUS TEST SET | LOGIC | MAIN ASSY | N | 12 | ULTRA | YES | YES | 0091E | 1 | STD
E07 | 77 | Z4 | 5985998958722 | S2476NC | CALIBRATION PAD | LOGIC | 6625999774774 | N | 12 | ULTRA | YES | NO | 0601E | 1 | STD
E07 | 78 | Z4 | 6150998568257 | BC292A0282 | CABLE ASSEMBLY | LOGIC | 6625999774774 | N | CNR | ULTRA | NO | NO | - | - | N/A
E07 | 79 | W115 | 6625995841950 | IP6.2 | FOUR WIRE COUPLING NETWORK | LOGIC | MAIN ASSY | N | 12 | HAEFELY EMILE UND CIE AG | YES | YES | - | - | UKAS
E07 | 80 | W115 | 6150995174500 | 93804.1 | CABLE HIGH VOLTAGE | LOGIC | 6625995841950 | N | CNR | HAEFELY EMILE UND CIE AG | NO | YES | - | - | N/A
E07 | 81 | W115 | 6625998930194 | E8362B + OPT 16 | NETWORK ANALYSER | NETWORK ANALYSERS | N | N | 12 | AGILENT TECHNOLOGIES UK LIMITED | YES | YES | - | - | STD
E07 | 82 | W115 | 7010998339526 | A-770-7 | RUGGEDISED LAPTOP COMPUTER SET | LOGIC | MAIN ASSY | N | CNR | RUGGED SYSTEMS LIMITED | NO | YES | - | - | N/A
E07 | 83 | Z4 | 8460014147271 | RSPN 1025 | CARRYING CASE | LOGIC | 7010998339526 | N | CNR | RUGGED SYSTEMS LIMITED | NO | NO | - | - | N/A
E07 | 84 | Z4 | 6130999277176 | RSPN 2037 | CHARGER BATTERY | LOGIC | 7010998339526 | N | CNR | RUGGED SYSTEMS LIMITED | NO | NO | - | - | N/A
E07 | 85 | Z4 | 6150995810839 | RSPN 2038 | CABLE ASSEMBLY | LOGIC | 7010998339526 | N | CNR | RUGGED SYSTEMS LIMITED | NO | NO | - | - | N/A
E07 | 86 | W115 | 6680992608155 | DI-550 | DATA ANALYSER SET | LOGIC | MAIN ASSY | N | 12 | SKF | YES | YES | - | - | UKAS
E07 | 87 | W115 | 6680996314980 | D1-550 | DATA COLLECTOR | LOGIC | 6680992608155 | N | 12 | SKF | YES | YES | - | - | UKAS
E07 | 88 | Z4 | 6130991294535 | ICU-1 | CHARGER BATTERY | LOGIC | 6680992608155 | N | CNR | SKF | NO | NO | - | - | N/A
E07 | 89 | W115 | 6130996403765 | PSU-1 | POWER SUPPLY | LOGIC | 6680992608155 | N | CNR | SKF | NO | YES | - | - | N/A
E07 | 90 | Z4 | 5995998845746 | CA-15 | CABLE ASSEMBLY SPECIAL PURPOSE ELECTRICAL | LOGIC | 6680992608155 | N | CNR | SKF | NO | NO | - | - | N/A
E07 | 91 | Z9BAT | 6140991968062 | BP-4 | BATTERY PACK | LOGIC | 6680992608155 | N | CNR | SKF | NO | NO | - | - | N/A
E07 | 92 | Z4 | 6680994885933 | STR-1 | STRAP CARRYING | LOGIC | 6680992608155 | N | CNR | SKF | NO | NO | - | - | N/A
E07 | 93 | Z4 | 5995995992721 | MC-UK | CABLE ASSEMBLY SPECIAL PURPOSE ELECTRICAL | LOGIC | 6680992608155 | N | CNR | SKF | NO | NO | - | - | N/A
E07 | 94 | Z4 | 5995991322010 | CA-11 | CABLE ASSEMBLY SPECIAL PURPOSE ELECTRICAL | LOGIC | 6680992608155 | N | CNR | SKF | NO | NO | - | - | N/A
E07 | 95 | W115 | 7021999945956 | CMC-400-RN | DATA COLLECTOR | LOGIC | MAIN ASSY | N | 12 | SKF | YES | YES | - | - | UKAS
E07 | 96 | Z4 | 6680994832045 | MTN/N51 | QUICK CONNECT MOUNTING STUD | LOGIC | 7021999945956 | N | CNR | SKF | NO | NO | - | - | N/A
E07 | 97 | Z4 | 5995995992721 | MC-UK | CABLE ASSEMBLY SPECIAL PURPOSE ELECTRICAL | LOGIC | 7021999945956 | N | CNR | SKF | NO | NO | - | - | N/A
E07 | 98 | Z4 | 6130997245875 | PSU-13 | POWER SUPPLY | LOGIC | 7021999945956 | N | CNR | SKF | NO | NO | - | - | N/A
E07 | 99 | Z4 | 6150992302719 | CA-38 | CABLE ASSEMBLY | LOGIC | 7021999945956 | N | CNR | SKF | NO | NO | - | - | N/A
E07 | 100 | Z4 | 7021998346838 | STY-2 | STYLUS | LOGIC | 7021999945956 | N | CNR | SKF | NO | NO | - | - | N/A
E07 | 101 | W115 | 6625991477371 | SSE20-MOD | DIGITAL ANALYSER SET | LOGIC | MAIN ASSY | N | 12 | PHOENIX DATACOM | YES | YES | 0296E | 1 | UKAS
E07 | 102 | W115 | 6625995797961 | SSE20 | DIGITAL ANALYSER | LOGIC | 6625991477371 | N | 12 | PHOENIX DATACOM | YES | YES | 0296E | 1 | UKAS
E07 | 103 | Z4 | 6130993554329 | SS138 | BATTERY CHARGER | LOGIC | 6625991477371 | N | CNR | PHOENIX DATACOM | NO | NO | - | - | N/A
E07 | 104 | Z4 | 6150998338490 | SA145-UK | MAINS LEAD | LOGIC | 6625991477371 | N | CNR | PHOENIX DATACOM | NO | NO | - | - | N/A
E07 | 105 | W115 | 6625993691418 | SSE20 MOD/001 | CABLE AND ADAPTOR SET | LOGIC | 6625991477371 | N | CNR | PHOENIX DATACOM | NO | YES | - | - | N/A
E07 | 106 | W115 | 6625993017300 | SS101 | CARRY CASE | LOGIC | 6625991477371 | N | CNR | PHOENIX DATACOM | NO | YES | - | - | N/A
E07 | 107 | W115 | 6625012853481 | 560A | NETWORK ANALYSER | NETWORK ANALYSERS | N | N | 12 | ANRITSU | YES | YES | - | - | STD
E07 | 108 | W115 | 6625992541565 | HEW8753A | NETWORK ANALYZER | NETWORK ANALYSERS | N | N | 12 | HEWLETT PACKARD | YES | YES | 0337E | 4 | STD
E07 | 109 | W115 | 6625998761471 | HEW1660E | LOGIC ANALYZER | LOGIC | N | N | 12 | HEWLETT PACKARD | YES | YES | - | - | STD TRACEABLE
E07 | 110 | W115 | 6625993958107 | AGI8753ES | NETWORK ANALYSER | NETWORK ANALYSERS | N | N | 12 | HEWLETT PACKARD | YES | YES | 0286E | 3 | UKAS
E07 | 111 | W115 | 5995999582000 | AGI85133-60016 | FLEXABLE TEST PORT CABLE | NETWORK ANALYSERS | N | N | 12 | AGILENT TECHNOLOGIES | YES | YES | - | - | STD
E07 | 112 | W115 | 6625011943821 | HEW346B +Opt 001 | NOISE SOURCE | NETWORK ANALYSERS | N | N | 12 | HEWLETT PACKARD | YES | YES | 0648E | 1 | UKAS
E07 | 113 | W115 | 6625013741328 | AGI8757D | SCALAR ANALYSER | NETWORK ANALYSERS | N | N | 12 | AGILENT TECHNOLOGIES | YES | YES | 0640E | 1 | UKAS
E07 | 114 | W115 | 6625015406227 | AGIE5062A | NETWORK ANALYSER | NETWORK ANALYSERS | N | N | 12 | AGILENT TECHNOLOGIES | YES | YES | 0630E | 1 | UKAS
E07 | 115 | W115 | 6625015520006 | AGIN5230A | PNA-L MICROWAVE NTWK ANALYSER | NETWORK ANALYSERS | N | N | 12 | AGILENT TECHNOLOGIES | YES | YES | 0638E | 1 | UKAS
E07 | 116 | W115 | 6625015821205 | ANRMS2036A | 2-PORT VNA MASTER | NETWORK ANALYSERS | MAIN ASSY | N | 12 | ANRITSU | YES | YES | - | - | UKAS
E07 | 117 | W115 | 6625015823084 | MA24104A | IN-LINE HIGH POWER SENSOR | NETWORK ANALYSERS | 6625015821205 | N | 12 | ANRITSU | YES | YES | - | - | UKAS
E07 | 118 | W115 | 5995015194555 | 15NNF50-1.5C | CABLE | NETWORK ANALYSERS | 6625015821205 | N | CNR | ANRITSU | NO | YES | - | - | N/A
E07 | 119 | W115 | 6130991521165 | 2000-1374 | BATTERY CHARGER | NETWORK ANALYSERS | 6625015821205 | N | CNR | ANRITSU | NO | YES | - | - | N/A
E07 | 120 | Z4 | 6625015584206 | 760-243-R | TRANSIT CASE | NETWORK ANALYSERS | 6625015821205 | N | CNR | ANRITSU | NO | NO | - | - | N/A
E07 | 121 | W115 | 6625015819647 | MS2036A | VECTOR NETWORK ANALYSER | NETWORK ANALYSERS | 6625015821205 | N | 12 | ANRITSU | YES | YES | - | - | UKAS
E07 | 122 | W115 | 6625015830918 | MA24106A | TRUE RMS USB POWER SENSOR | NETWORK ANALYSERS | 6625015821205 | N | 12 | ANRITSU | YES | YES | - | - | UKAS
E07 | 123 | W115 | 6625015823093 | ODTF-1 | OPTICAL DTF MODULE | NETWORK ANALYSERS | 6625015821205 | N | 12 | ANRITSU | YES | YES | - | - | UKAS
E07 | 124 | W115 | 5895992125597 | 42N50A-30 | AATTENUATOR 30DB | NETWORK ANALYSERS | 6625015821205 | N | 12 | ANRITSU | YES | YES | - | - | UKAS
E07 | 125 | W115 | 5935012227464 | 34NN50A | ADAPTOR | NETWORK ANALYSERS | 6625015821205 | N | CNR | ANRITSU | NO | YES | - | - | N/A
E07 | 126 | W115 | 5935014615223 | 34NFNF50 | ADAPTOR | NETWORK ANALYSERS | 6625015821205 | N | CNR | ANRITSU | NO | YES | - | - | N/A
E07 | 127 | W115 | 6625992415682 | FIR6000A | COMMUNICATIONS ANALYSER | NETWORK ANALYSERS | N | N | 12 | TTC | YES | YES | - | - | STD
E07 | 128 | W115 | 6625996629295 | IFR6240F | FAULT LOCATOR | NETWORK ANALYSERS | N | N | 12 | AEROFLEX | YES | YES | - | - | STD
E07 | 129 | - | NIV | D2000PRO | ISDN ANALYSER & TESTER | LOGIC | N | N | 12 | AETHRA | YES | NO | 0055E | 3 | STD
E07 | 130 | - | 6625014711247 | FLUDSP-2000 | CABLE ANALYSER | LOGIC | MAIN ASSY | N | 12 | FLUKE | YES | NO | - | - | STD
E07 | 131 | - | NIV | DSP-2000SR | REMOTE UNIT | NETWORK ANALYSERS | 6625014711247 | N | 12 | FLUKE | YES | NO | 0055E | 3 | STD
E07 | 132 | - | NIV | Tico 735 | RATE METER | LOGIC | N | N | 12 | HENGSTLER | YES | NO | 0055E | 3 | STD
E07 | 133 | - | NIVDSG/0527 | HST-3000C | ISDN TESTER | LOGIC | N | N | 12 | Acterna | YES | NO | - | - | STD
E07 | 134 | - | NIVDSG/0527 | HST-3000 SIM TI/CU | ETHERNET MODULE | LOGIC | N | N | 12 | Acterna | YES | NO | - | - | UKAS
E07 | 135 | - | HNGTICO735 | C628-40000 | RATE METER | LOGIC | N | N | 12 | Veeder-Root | YES | NO | - | - | UKAS
E07 | 136 | - | AGTE5070B | E5070B | ENA SERIES NETWORK ANALYZER | NETWORK ANALYSERS | N | N | 12 | Agilent | YES | NO | - | - | STD
E07 | 137 | W115 | 6625014963819 | J2300E | PROTOCOL ANALYSER | LOGIC | N | N | 12 | HP | YES | NO | - | - | UKAS
E07 | 138 | W115 | 6625994204591 | MD6430A | DATA ANALYSER TESTER | LOGIC | N | N | 12 | ANTITSU | YES | NO | - | - | UKAS
E07 | 139 | O668 | 6625013290518 | HEW1652B | LOGIC ANALYZER | LOGIC | N | N | 12 | HEWLETT PACKARD | YES | NO | - | - | STD
E07 | 140 | 6625 | 6625992123284 | AGIE9340A | PERSONAL LOGIC ANALYSER | LOGIC | N | N | 12 | KEYSIGHT | YES | NO | - | - | UKAS
E07 | 141 | - | NIV | 1660E | LOGIC ANALYSER | LOGIC | N | N | 12 | HP | YES | NO | 0058E | 3 | UKAS
E07 | 142 | - | NIV | MTT-27 | TRANSMISSION TESTING MODULE | LOGIC | N | N | 12 | SUNSET | YES | NO | 0058E | 3 | UKAS
E07 | 143 | - | NIV | R-2001D | COMMS SYSTEM ANALYSER | LOGIC | N | N | 12 | MOTOROLA | YES | NO | 0058E | 3 | STD
E07 | 144 | W115 | 6625998337555 | AGIE8363B | VECTOR NETWORK ANALYSER | NETWORK ANALYSERS | N | N | 12 | AGILENT TECHNOLOGIES | YES | NO | - | - | STD TRACEABLE
E07 | 145 | - | 6625992128284 | AGIE9340A | LOGICWAVE PC LOGIC ANALYSER | LOGIC | N | N | 12 | AGILENT TECHNOLOGIES | YES | NO | - | - | UKAS
E07 | 146 | - | 6625014585217 | HEW8720D | VECTOR NETWORK ANALYSER | NETWORK ANALYSERS | N | N | 12 | HEWLETT PACKARD | YES | NO | - | - | UKAS
E07 | 147 | 6A3D | 6625014716560 | HEW8753D | NETWORK ANALYSER | NETWORK ANALYSERS | N | N | 12 | HEWLETT PACKARD | YES | NO | - | - | STD
E07 | 148 | 0685/P | 6625013176057 | HEW8757C | SCALAR ANALYSER | NETWORK ANALYSERS | N | N | 12 | HEWLETT PACKARD | YES | NO | - | - | UKAS
E07 | 149 | 110MR | 6625013364552 | HEW8757E | SCALAR ANALYSER | NETWORK ANALYSERS | N | N | 12 | HEWLETT PACKARD | YES | NO | - | - | UKAS
E07 | 150 | - | NIV | TTC42522 | INTERFACE V.35/RS-449/X.21 | LOGIC | N | N | 12 | TELECOMS TECHNIQUES CORP. | YES | NO | 0061E | 3 | STD
E07 | 151 | - | 6625994928563 | WANPFA-35 | 2 M/BIT TESTER | NETWORK ANALYSERS | N | N | 12 | WANDEL AND GOLTERMANN | YES | NO | - | - | STD
E07 | 152 | - | NIVDEC/0177 | ETS2 | ETHERSCOPE SERIES 2 | NETWORK ANALYSERS | N | N | 12 | FLUKE | YES | NO | - | - | STD
E07 | 153 | - | 6625994979325 | MTS-6000 | COMPACT NETWORK TEST PLATFORM | NETWORK ANALYSERS | N | N | 12 | JDSU/WESTOVER SCIENTIFIC | YES | NO | - | - | STD
E07 | 154 | - | NIVDEC/0464 | E5061B | KEYSIGHT NETWORK ANALYSER | NETWORK ANALYSERS | N | N | 12 | KEYSIGHT | YES | NO | - | - | STD
E07 | 155 | W115 | 6625995173122 | SS2250 | PROTOL ANALYSER(TEST SET INTERFACE) | NETWORK ANALYSERS | N | N | 12 | SUNRISE TELECOM INC | YES | YES | - | - | STD
E07 | 156 | - | NIVDEC/0482 | OPTIVIEW | FLUKE OPTIVIEW ANALYSER | NETWORK ANALYSERS | N | N | 12 | FLUKE | YES | NO | - | - | STD
E07 | 157 | W115 | 6625995986636 | 4395A | ANALYSER SET | NETWORK ANALYSERS | N | N | 12 | AGILENT | YES | YES | - | - | STD
E07 | 158 | W115 | 6625015668553 | PUMA 4300E | TELECOM/DATACOM ANALYSER | NETWORK ANALYSERS | N | N | 12 | EXFO | YES | YES | 0622E | 1 | STD
E07 | 159 | - | NIVDEC/0412 | 9917A | FIELD FOX MICROWAVE ANALYSER | NETWORK ANALYSERS | N | N | 12 | AGILENT | YES | NO | - | - | STD
E07 | 160 | - | NIVDEC/0037 | MS2024B | VECTOR NETWORK ANALYSER | NETWORK ANALYSERS | N | N | 12 | ANRITSU | YES | NO | - | - | STD
E07 | 161 | - | NIVDEC/1032 | DSX2-8000QI/G INT | CABLE ANALYSER | NETWORK ANALYSERS | N | N | 12 | FLUKE | YES | NO | - | - | STD

## Lot 2
SUB SET | LINE No. | DMC | NSN (FULL 13 NO SPACES) | PART No. | DESCRIPTION | GROUP | COMPRISING ITEM | SPECIAL CONDITIONS (EMC, ITAR ,ATEX) | CAL PERIOD MONTHS | OEM | CALIBRATION | REPAIR | CSOR | CSOR / OEM VERSION | CALIBRATION STANDARD REQUIRED | COMMENTS | Q1 Std Calibration Price | Q2 Std Repair & Calibration price | Q3 Service provided In-House or Sub-Con | Q4 Item covered under Schedule of UKAS Accreditation by the LAB carrying out the Work. | Q5 If service is provided at Sub-Con please specify supplier detail | Q6 UKAS Calibration Price | Q7 UKAS Repair and Calibration Price | Q8 Service provided In-House or Sub-Con | Q9 Item covered under Schedule of UKAS Accreditation by the LAB carrying out the Work. | Q10 If service is provided at Sub-Con please specify supplier detail.
E06 | 1 | W115 | 6625993540651 | MSO6104A SET | OSCILLOSCOPE SET | OSCILLOSCOPES | MAIN ASSY | N | 12 | AGILENT TECHNOLOGIES UK LIMITED | YES | YES | 0405E | 1 | UKAS | CALIBRATION PERFORMED AS PER CSOR
E06 | 2 | W115 | 6625993806986 | MSO6104A | OSCILLOSCOPE | OSCILLOSCOPES | 6625993540651 | N | 12 | AGILENT TECHNOLOGIES UK LIMITED | YES | YES | 0405E | 1 | UKAS | CALIBRATION PERFORMED ACROSS FULL RANGE
E06 | 3 | W115 | 8145999685168 | N2917A | SHIPPING AND STORAGE CONTAINER | OSCILLOSCOPES | 6625993540651 | N | CNR | AGILENT TECHNOLOGIES UK LIMITED | NO | YES | - | - | N/A
E06 | 4 | W115 | 6625996872393 | 10073C | PROBE LEAD ASSEMBLY | OSCILLOSCOPES | 6625993540651 | N | CNR | AGILENT TECHNOLOGIES UK LIMITED | NO | YES | - | - | N/A
E06 | 5 | W115 | 6625991614366 | 54620-68701 | PROBE LEAD ASSEMBLY | OSCILLOSCOPES | 6625993540651 | N | CNR | AGILENT TECHNOLOGIES UK LIMITED | NO | YES | - | - | N/A
E06 | 6 | W115 | 6625997086692 | ISKGOS-6112 | OSCILLOSCOPE SET | OSCILLOSCOPES | MAIN ASSY | N | 12 | ASPEN ELECTRONICS LTD | YES | YES | 0525E | 3 | UKAS | CALIBRATION PERFORMED ACROSS FULL RANGE
E06 | 7 | W115 | 6625999580501 | AE 1651 | OSCILLOSCOPE | OSCILLOSCOPES | 6625997086692 | N | 12 | ASPEN ELECTRONICS LTD | YES | YES | - | - | UKAS | CALIBRATION PERFORMED ACROSS FULL RANGE
E06 | 8 | W115 | 6625996019040 | 9500B/3200 | OSCILLOSCOPE CALIBRATOR | OSCILLOSCOPES | N | N | 12 | FLUKE | YES | YES | - | - | UKAS | CALIBRATION PERFORMED ACROSS FULL RANGE
E06 | 9 | W115 | 6625992257724 | 199C/004S/MOD | DIGITAL HANDHELD OSCILLOSCOPE SET | OSCILLOSCOPES | MAIN ASSY | N | 12 | FLUKE | YES | YES | 0169E | 5 | STD | CALIBRATION PERFORMED AS PER CSOR
E06 | 10 | Z4 | 6130992976583 | BC190/804 | POWER ADAPTER BATTERY CHARGER | OSCILLOSCOPES | 6625992257724 | N | CNR | FLUKE | NO | NO | - | - | N/A
E06 | 11 | Z4 | 6625995625344 | VPS200-R, Now VPS210-R, 384-878 | VOLTAGE PROBE SET 1 X 101 RED 200MHZ | OSCILLOSCOPES | 6625992257724 | N | CNR | FLUKE | NO | NO | - | - | N/A
E06 | 12 | Z4 | 4920991475515 | AS200-R, 394-4509 | PROBE SET RED | OSCILLOSCOPES | 6625992257724 | N | CNR | FLUKE | NO | NO | - | - | N/A
E06 | 13 | Z4 | 6625994103344 | VPS200-G, Now VPS210-G, 384-888 | VOLTAGE PROBE SET GRAY 1 X 101 GRAY 200MHZ | OSCILLOSCOPES | 6625992257724 | N | CNR | FLUKE | NO | NO | - | - | N/A
E06 | 14 | Z4 | 4920998833213 | AS200-G, 394-4515 | PROBE SET GRAY | OSCILLOSCOPES | 6625992257724 | N | CNR | FLUKE | NO | NO | - | - | N/A
E06 | 15 | 6625 | 6625993958292 | TLS 200 | TEST LEAD SET | OSCILLOSCOPES | 6625992257724 | N | CNR | FLUKE | NO | NO | - | - | N/A
E06 | 16 | 6625 | 6625999578373 | C190 | HEAVY DUTY HARD CASE | OSCILLOSCOPES | 6625992257724 | N | CNR | FLUKE | NO | NO | - | - | N/A
E06 | 17 | W115 | 6625992517735 | 199C | DIGITAL HANDHELD OSCILLOSCOPE | OSCILLOSCOPES | 6625992257724 | N | 12 | FLUKE | YES | YES | 0169E | 5 | STD | CALIBRATION PERFORMED ACROSS FULL RANGE
E06 | 18 | W115 | 6625015148185 | 9530 | ACTIVE HEAD | OSCILLOSCOPES | N | N | 12 | FLUKE | YES | YES | - | - | UKAS | CALIBRATION PERFORMED ACROSS FULL RANGE. REPAIR UDERTAKEN BY FLUKE.
E06 | 19 | W115 | 6625995355970 | PM3082 | OSCILLOSCOPE | OSCILLOSCOPES | MAIN ASSY | N | 12 | FLUKE | YES | YES | 0114E | 4 | STD | CALIBRATION PERFORMED AS PER CSOR
E06 | 20 | 3V7 | 6625997262872 | PM 8992/801 | POUCH ACCESSORIES | OSCILLOSCOPES | 6625995355970 | N | CNR | FLUKE | NO | NO | - | - | N/A
E06 | 21 | 0657 | 6625013943093 | 532244770121 | FRONT COVER | OSCILLOSCOPES | 6625995355970 | N | CNR | FLUKE | NO | NO | - | - | N/A
E06 | 22 | Z4 | 5935999405662 | 309783 & B35X13F999X99 | ADAPTOR | OSCILLOSCOPES | 6625995355970 | N | 12 | FLUKE | YES | NO | - | - | STD | CALIBRATION PERFORMED ACROSS FULL RANGE
E06 | 23 | 10AD | 6625171087833 | PM9010/091 | PROBE 10:1 | OSCILLOSCOPES | 6625995355970 | N | CNR | FLUKE | NO | NO | - | - | N/A
E06 | 24 | Z1SP | 6625997715543 | 5322 321 21617 | MAINS CABLE | OSCILLOSCOPES | 6625995355970 | N | CNR | FLUKE | NO | NO | - | - | N/A
E06 | 25 | W115 | 6625014119747 | PM9001/001 and PM9001/002 | PROBE, TEST, 1:1 | OSCILLOSCOPES | 6625995355970 | N | CNR | FLUKE | NO | YES | - | - | N/A
E06 | 26 | W115 | 6625014649738 | WFM91 | WAVEFORM MONITOR | OSCILLOSCOPES | N | N | 12 | TEKTRONIX | YES | YES | - | - | STD | CALIBRATION PERFORMED ACROSS FULL RANGE
E06 | 27 | W115 | 6625999111888 | HP54540 | OSCILLOSCOPE | OSCILLOSCOPES | N | N | 12 | KEYSIGHT | YES | YES | - | - | STD | CALIBRATION PERFORMED ACROSS FULL RANGE
E06 | 28 | W115 | 6625015259485 | TDS3052B | DIGITAL OSCILLOSCOPE SET | OSCILLOSCOPES | MAIN ASSY | N | 12 | TEKTRONIX | YES | YES | 0170E | 6 | STD | CALIBRATION PERFORMED AS PER CSOR
E06 | 29 | W115 | 6625015259486 | TDS3052B & TDS3GV | 500MHZ BANDWIDH DIGITAL OSCILLOSCOPE | OSCILLOSCOPES | 6625015259485 | N | 12 | TEKTRONIX | YES | YES | 0170E | 6 | STD | CALIBRATION PERFORMED ACROSS FULL RANGE
E06 | 30 | W115 | 6625014716313 | TDS3052 OPT RF | TWO CHANNEL COLOR DIGITAL PHOSPHOR OSCILLOSCOPE | OSCILLOSCOPES | MAIN ASSY | N | 12 | TEKTRONIX | YES | YES | 0170E | 6 | STD | CALIBRATION PERFORMED AS PER CSOR
E06 | 31 | W115 | 6625998553017 | TDS3052 WITH TDS3GM | OSCILLOSCOPE DIGITAL | OSCILLOSCOPES | 6625014716313 | N | 12 | TEKTRONIX | YES | YES | 0170E | 6 | STD | CALIBRATION PERFORMED ACROSS FULL RANGE
E06 | 32 | W115 | 6625013392391 | TEK2440 | OSCILLOSCOPE | OSCILLOSCOPES | N | N | 12 | TEKTRONIX | YES | YES | 0581E | 1 | STD | CALIBRATION PERFORMED ACROSS FULL RANGE
E06 | 33 | W115 | 6625994212270 | GX5000 MOD | PULSE GEN | PULSE GENERATOR | MAIN ASSY | N | 12 | METRIX ELECTRONICS PLC | YES | YES | 0425E | 3 | STD | CALIBRATION PERFORMED AS PER CSOR
E06 | 34 | Z4 | 6625995492610 | GX5000-MOD Front Panel | PROTECTOR RIGID FRONT PANEL | PULSE GENERATOR | 6625994212270 | N | CNR | METRIX ELECTRONICS PLC | NO | NO | - | - | N/A
E06 | 35 | Z4 | 5995992193951 | GX5000-MOD Power Cord | CABLE ASSY MAINS | PULSE GENERATOR | 6625994212270 | N | CNR | METRIX ELECTRONICS PLC | NO | NO | - | - | N/A
E06 | 36 | Z4 | 6625998181036 | GX5000-MOD Carry Case | CASE CARRYING | PULSE GENERATOR | 6625994212270 | N | CNR | METRIX ELECTRONICS PLC | NO | NO | - | - | N/A
E06 | 37 | P810 | 5920142241254 | 218.001 | FUSE 1A | PULSE GENERATOR | 6625994212270 | N | CNR | METRIX ELECTRONICS PLC | NO | NO | - | - | N/A
E06 | 38 | W115 | 6625996638464 | GX5000 MOD | PULSE GENERATOR | PULSE GENERATOR | 6625994212270 | N | 12 | METRIX ELECTRONICS PLC | YES | YES | 0425E | 3 | STD | CALIBRATION PERFORMED AS PER CSOR
E06 | 39 | W115 | 6625999223859 | TDS3054B-RF | DIGITAL OSCILLOSCOPE SET 500MHZ 4 CHANNEL | OSCILLOSCOPES | MAIN ASSY | N | 12 | TEKTRONIX | YES | YES | 0170E | 6 | STD | CALIBRATION PERFORMED AS PER CSOR
E06 | 40 | W115 | 6625015093158 | TDS3054B + TDS3GV | DIGITAL PHOSPHOR OSCILLOSCOPE | OSCILLOSCOPES | 6625999223859 | N | 12 | TEKTRONIX | YES | YES | 0170E | 6 | STD | CALIBRATION PERFORMED AS PER CSOR
E06 | 41 | Z4 | 6625009078358 | P6101B | OSCILLSCOPE PROBE 1:1 | OSCILLOSCOPES | 6625999223859 | N | CNR | TEKTRONIX | NO | NO | - | - | N/A
E06 | 42 | Z4 | 6625015259487 | HCTEK321 | HARD TRANSIT CASE | OSCILLOSCOPES | 6625999223859 | N | CNR | TEKTRONIX | NO | NO | - | - | N/A
E06 | 43 | Z4 | 6625015259489 | AC3000 | SOFT TRANSIT CASE | OSCILLOSCOPES | 6625999223859 | N | CNR | TEKTRONIX | NO | NO | - | - | N/A
E06 | 44 | Z4 | 6625014175349 | P6139A | OSCILLOSCOPE PROBE 10:1 | OSCILLOSCOPES | 6625999223859 | N | CNR | TEKTRONIX | NO | NO | - | - | N/A
E06 | 45 | W115 | 6625998777993 | 6148 | PULSE GENERATOR MODULATOR | PULSE GENERATOR | N | N | 12 | AEROFLEX | YES | YES | - | - | STD | CALIBRATION PERFORMED ACROSS FULL RANGE
E06 | 46 | W115 | 6625995178462 | PM5715, OS300 | PULSE GENERATOR 50MH | PULSE GENERATOR | N | N | 12 | FLUKE | YES | YES | - | - | STD | CALIBRATION PERFORMED ACROSS FULL RANGE
E06 | 47 | W115 | 6625010456274 | HEW8005B | PULSE GENERATOR | PULSE GENERATOR | N | N | 12 | HEWLET PACKARD | YES | YES | - | - | STD | CALIBRATION PERFORMED ACROSS FULL RANGE
E06 | 48 | W115 | 6625011905008 | 8112A | PULSE GENERATOR | PULSE GENERATOR | N | N | 12 | KEYSIGHT | YES | YES | 0119E | 5 | STD | CALIBRATION PERFORMED AS PER CSOR
E06 | 49 | W115 | 6625012038660 | HP5328A OPT 010/011/030/041/913 | COUNTER TIMER | TIMERS | N | N | 12 | KEYSIGHT | YES | YES | 0400E | 2 | STD | CALIBRATION PERFORMED AS PER CSOR
E06 | 50 | W115 | 6625995005097 | 53131A OPT 001 ABA H12 | COUNTER TIMER UNIVERSAL | TIMERS | N | N | 12 | KEYSIGHT | YES | YES | 0154E | 4 | STD | CALIBRATION PERFORMED AS PER CSOR
E06 | 51 | Z4 | 6625996815694 | AE1652 | TEST PROBE 1:1/1:10 | OSCILLOSCOPES | 6625997086692 | N | CNR | ASPEN ELECTRONICS | NO | NO | - | - | N/A
E06 | 52 | Z4 | 5996995550445 | AE1653 | UK POWER CORD | OSCILLOSCOPES | 6625997086692 | N | CNR | ASPEN ELECTRONICS | NO | NO | - | - | N/A
E06 | 53 | W115 | 6625011274955 | 5335A | COUNTER TIMER UNIVERSAL | TIMERS | N | N | 12 | KEYSIGHT | YES | YES | - | - | STD | CALIBRATION PERFORMED ACROSS FULL RANGE
E06 | 54 | W115 | 6625997678248 | PM3380B | 100MHZ COMBISCOPE | OSCILLOSCOPES | N | N | 12 | FLUKE | YES | YES | 0162E | 3 | STD | CALIBRATION PERFORMED AS PER CSOR
E06 | 55 | W115 | 6625997277960 | 2232 OPT A2 | DIGITAL STORAGE OSCILLOSCOPE | OSCILLOSCOPES | N | N | 12 | TEKTRONIX | YES | YES | 0115E | 3 | STD | CALIBRATION PERFORMED AS PER CSOR
E06 | 56 | W115 | 6625997439270 | 1992 OPT 04ES/55/60 | COUNTER TIME | TIMERS | N | N | 12 | RACAL | YES | YES | 0283E | 2 | STD | CALIBRATION PERFORMED AS PER CSOR
E06 | 57 | W115 | 6625996843802 | TDS3054 Opt RF | OSCILLOSCOPE | OSCILLOSCOPES | N | N | 12 | TEKTRONIX | YES | YES | 0170E | 6 | STD | CALIBRATION PERFORMED AS PER CSOR
E06 | 58 | W115 | 6625004713015 | TEK465 | OSCILLOSCOPE | OSCILLOSCOPES | N | N | 12 | TEKTRONIX | YES | YES | - | - | STD | CALIBRATION PERFORMED ACROSS FULL RANGE
E06 | 59 | W115 | 6625012738156 | TEK2465B | OSCILLOSCOPE | OSCILLOSCOPES | N | N | 12 | TEKTRONIX | YES | YES | 0308E | 4 | STD | CALIBRATION PERFORMED AS PER CSOR
E06 | 60 | W115 | 6625996287335 | HEW86220A | PLUG-IN UNIT | OSCILLOSCOPES | N | N | 18 | HEWLETT PACKARD | YES | YES | - | - | STD | CALIBRATION PERFORMED ACROSS FULL RANGE
E06 | 61 | W115 | 6625996564977 | HP81110A & HPS81111A | PULSE/PATTERN GENERATOR | PULSE GENERATOR | N | N | 12 | HEWLETT PACKARD | YES | YES | 0046E | 1 | STD | CALIBRATION PERFORMED ACROSS FULL RANGE
E06 | 62 | W115 | 6625997569529 | LCYLT264M | WAVERUNNER OSCILLOSCOPE | OSCILLOSCOPES | N | N | 12 | LECROY | YES | YES | - | - | STD | CALIBRATION PERFORMED ACROSS FULL RANGE
E06 | 63 | W115 | 6625014403392 | AGI54616B | OSCILLOSCOPE | OSCILLOSCOPES | N | N | 12 | KEYSIGHT | YES | YES | 0310E | 3 | STD | CALIBRATION PERFORMED AS PER CSOR
E06 | 64 | 56A | 6625012754766 | 2246 | OSCILLOSCOPE | OSCILLOSCOPES | N | N | 12 | TEKTRONIX | YES | NO | - | - | STD | CALIBRATION PERFORMED ACROSS FULL RANGE
E06 | 65 | - | NIV | V1565 | 100MHZ OSCILLOSCOPE | OSCILLOSCOPES | N | N | 12 | HITACHI | YES | NO | 0055E | 3 | STD | CALIBRATION PERFORMED ACROSS FULL RANGE
E06 | 66 | - | NIVDEC/0114 | TG2511 | PULSE GENERATOR | PULSE GENERATOR | N | N | 12 | TTI | YES | NO | - | - | STD
E06 | 67 | - | NIVDEC/0553 | V-1565 | OSCILLOSCOPE | OSCILLOSCOPES | N | N | 12 | HITACHI | YES | NO | - | - | STD
E06 | 68 | - | NIVDEC/0528 | 53220A | UNIVERSAL COUNTER/TIMER | TIMERS | N | N | 12 | AGILENT | YES | NO | - | - | STD
E06 | 69 | - | NIVDEC/0770 | MDO4104C | OSCILLOSCOPE SET | OSCILLOSCOPES | N | N | 12 | TEKTRONIX | YES | NO | - | - | STD
E06 | 70 | - | NIVDEC/0859 | IDS-1104B | DIGITAL STORAGE OSCILLOSCOPE | OSCILLOSCOPES | N | N | 12 | RS | YES | NO | - | - | STD
E06 | 71 | - | NIVDEC/0865 | STD-11-2 | APPLIED TECHNICAL SYSTEMS TIMER 32kHz | TIMERS | N | N | 12 | APPLIED TECHNICAL SYSTEMS | YES | NO | - | - | STD
E08 | 1 | W115 | 6625014647876 | 53132A OPT 010 | COUNTER | FREQUENCY | N | N | 12 | KEYSIGHT | YES | YES | - | - | UKAS | CALIBRATION PERFORMED ACROSS FULL RANGE
E08 | 2 | W115 | 6625991665497 | S266 | FREQUENCY STANDARD SET | FREQUENCY | MAIN ASSY | N | 12 | FLUKE | YES | YES | - | - | UKAS | CALIBRATION PERFORMED ACROSS FULL RANGE
E08 | 3 | W115 | 5985991273241 | 910R-01 | GPS ANTENNA | FREQUENCY | 6625991665497 | N | CNR | FLUKE | NO | YES | - | - | N/A
E08 | 4 | W115 | 5995998654114 | 910R-02 | CABLE 20 METRE FOR GPS ANTENNA | FREQUENCY | 6625991665497 | N | CNR | FLUKE | NO | YES | - | - | N/A
E08 | 5 | W115 | 6625998581244 | 910R-S266 | FREQUENCY STANDARD | FREQUENCY | 6625991665497 | N | CNR | FLUKE | NO | YES | - | - | N/A
E08 | 6 | W115 | 6625997864628 | 1998 | FREQUENCY COUNTER | FREQUENCY | MAIN ASSY | N | 12 | THALES | YES | YES | 0111E | 5 | UKAS | CALIBRATION PERFORMED ACROSS FULL RANGE
E08 | 7 | Z4 | 5995996498050 | 23-3416 | CABLE ASSY POWER ELECT | FREQUENCY | 6625997864628 | N | CNR | RACAL | NO | NO | - | - | N/A
E08 | 8 | Z4 | 6625998313971 | 15-7008 | POUCH STOWAGE | FREQUENCY | 6625997864628 | N | CNR | RACAL | NO | NO | - | - | N/A
E08 | 9 | W115 | 5920993526626 | NONE | FUSE LINK 250MA | FREQUENCY | 6625997864628 | N | CNR | RACAL | NO | NO | - | - | N/A
E08 | 10 | W115 | 5920997913495 | 23-0052 | FUSE LINK 500MA SURGE | FREQUENCY | 6625997864628 | N | CNR | RACAL | NO | NO | - | - | N/A
E08 | 11 | W115 | 5920999503898 | NONE | FUSE 13GHZ (PACK OF 5) | FREQUENCY | 6625997864628 | N | CNR | RACAL | NO | NO | - | - | N/A
E08 | 12 | Z4 | 6625997811571 | 15-5004 | DUST COVER | FREQUENCY | 6625997864628 | N | CNR | RACAL | NO | NO | - | - | N/A
E08 | 13 | W115 | 6625992446301 | 1998 | FREQUENCY COUNTER BARE ITEM | FREQUENCY | 6625997864628 | N | 12 | RACAL | YES | YES | 0111E | 5 | UKAS | CALIBRATION PERFORMED ACROSS FULL RANGE
E08 | 14 | W115 | 6625992722789 | MF2414B | MICROWAVE FREQUENCY COUNTER | FREQUENCY | N | N | 12 | ANRITSU | YES | YES | 0549E | 1 | UKAS | CALIBRATION PERFORMED AS PER CSOR
E08 | 15 | W115 | 6625994622240 | 8841C-01 | MONITOR, RADIO FREQUENCY | FREQUENCY | N | N | 24 | NARDA | YES | YES | 0270E | 5 | STD | REPAIR UNDERTSAKEN BY DMST. CALIBRATION PERFORMED AS PER CSOR
E08 | 16 | W115 | 6625998400956 | HP3586C OPT908 | SELECTIVE LEVEL METER | FREQUENCY | N | N | 12 | KEYSIGHT | YES | YES | - | - | UKAS | CALIBRATION PERFORMED ACROSS FULL RANGE
E08 | 17 | W115 | 6625996235830 | 451 | PULSE COUNTER | FREQUENCY | N | N | 12 | RACAL | YES | YES | - | - | UKAS | CALIBRATION PERFORMED ACROSS FULL RANGE
E08 | 18 | W115 | 6625997811669 | 6145 | PULSE MODULATOR | MODULATION METER | N | N | 12 | AEROFLEX | YES | YES | - | - | UKAS | CALIBRATION PERFORMED ACROSS FULL RANGE
E08 | 19 | W115 | 6625010814156 | 8901A Opt 3&10 | MODULATION ANALYSER | MODULATION METER | N | N | 12 | KEYSIGHT | YES | YES | - | - | UKAS | CALIBRATION PERFORMED ACROSS FULL RANGE
E08 | 20 | Z4 | 6625998342667 | A7-MX | FREQUENCY | FREQUENCY | N | N | 12 | QUARTZLOCK (UK) LTD | YES | NO | - | - | UKAS | CALIBRATION PERFORMED ACROSS FULL RANGE
E08 | 21 | Z4 | 6625991222343 | 6233A | SCALAR DETECTOR | FREQUENCY | N | N | 12 | IFR | YES | NO | - | - | UKAS | CALIBRATION PERFORMED ACROSS FULL RANGE
E08 | 22 | W115 | 6625997804898 | 1250 | FREQUENCY RESPONSE ANALYSER | FREQUENCY | N | N | 12 | SOLATRON GROUP LTD | YES | YES | 0277E | 5 | UKAS | CALIBRATION PERFORMED ACROSS FULL RANGE
E08 | 23 | W115 | 6625997879023 | 1250A | FREQUENCY RESPONSE ANALYSER | FREQUENCY | N | N | 12 | SOLATRON GROUP LTD | YES | YES | 0277E | 5 | UKAS | CALIBRATION PERFORMED ACROSS FULL RANGE
E08 | 24 | W115 | 6625013378124 | HP5361B | FREQUENCY COUNTER | FREQUENCY | N | N | 12 | KEYSIGHT | YES | YES | - | - | UKAS | CALIBRATION PERFORMED ACROSS FULL RANGE
E08 | 25 | W115 | 5895991481389 | LF1-400 | CONVERTER, FREQUENCY, ELECTRONIC | FREQUENCY | N | N | 24 | MAGNUS-POWER | YES | YES | - | - | UKAS | CALIBRATION PERFORMED ACROSS FULL RANGE
E08 | 26 | W115 | 6625996603701 | HP3325A OPT 001 909 | FREQUENCY SYNTHESISER | FREQUENCY | N | N | 12 | KEYSIGHT | YES | YES | 0252E | 4 | UKAS | CALIBRATION PERFORMED ACROSS FULL RANGE
E08 | 27 | W115 | 6625005314752 | HEW5345A | COUNTER FREQUENCY | FREQUENCY | N | N | 12 | HEWLETT PACKARD | YES | YES | - | - | UKAS | CALIBRATION PERFORMED ACROSS FULL RANGE
E08 | 28 | W115 | 6625012388830 | HEW8901B | MODULATION ANALYZER | MODULATION METER | N | N | 12 | HEWLETT PACKARD | YES | YES | - | - | UKAS | CALIBRATION PERFORMED ACROSS FULL RANGE
E08 | 29 | W115 | 6625013036545 | HUN1000 | TRACKER | FREQUENCY | N | N | 12 | HUNTRON INSTRUMENTS Ltd | YES | YES | - | - | UKAS | CALIBRATION PERFORMED ACROSS FULL RANGE
E08 | 30 | W115 | 6625994496886 | TEKFG5010 | FUNCTION GENERATOR | FREQUENCY | N | N | 12 | TEKTRONIX | YES | YES | 0514E | 1 | UKAS | CALIBRATION PERFORMED ACROSS FULL RANGE
E08 | 31 | W115 | 6625996459235 | MI-TF2169 | PULSE MODULATOR | MODULATION METER | N | N | 12 | AEROFLEX | YES | YES | - | - | UKAS | CALIBRATION PERFORMED ACROSS FULL RANGE
E08 | 32 | W115 | 6625996485826 | HEW86222B | RF PLUG-IN UNIT 0.01-2.4GHZ | FREQUENCY | N | N | 12 | HEWLETT PACKARD | YES | YES | - | - | UKAS | CALIBRATION PERFORMED ACROSS FULL RANGE
E08 | 33 | W115 | 6625996549929 | MI-TF2300BM | MODULATION METER | MODULATION METER | N | N | 12 | AEROFLEX | YES | YES | - | - | UKAS | CALIBRATION PERFORMED ACROSS FULL RANGE
E08 | 34 | W115 | 6625997011644 | RAD1991 | UNIVERSAL COUNTER | FREQUENCY | MAIN ASSY | N | 12 | RACAL ELECTRONICS Ltd | YES | YES | 0017E | 5 | UKAS | CALIBRATION PERFORMED ACROSS FULL RANGE
E08 | 35 | Z4 | 5995995879592 | 23-9202 | CABLE ASSEMBLY | FREQUENCY | 6625997011644 | N | CNR | RACAL ELECTRONICS Ltd | NO | NO | - | - | N/A
E08 | 36 | W115 | 6625993002397 | 1991 | COUNTER TIMER UNIVERSAL | FREQUENCY | 6625997011644 | N | 12 | RACAL ELECTRONICS Ltd | YES | YES | 0017E | 5 | UKAS | CALIBRATION PERFORMED ACROSS FULL RANGE
E08 | 37 | 3V7 | 6625994957785 | 15-7003 | POUCH | FREQUENCY | 6625997011644 | N | CNR | RACAL ELECTRONICS Ltd | NO | NO | - | - | N/A
E08 | 38 | W115 | 6625997570584 | MI-2305 | MODULATION METER | MODULATION METER | N | N | 12 | AEROFLEX | YES | YES | 0390E | 3 | UKAS | CALIBRATION PERFORMED ACROSS FULL RANGE
E08 | 39 | W115 | 6625013935966 | EIP28B | FREQUENCY COUNTER 26.5GHZ | FREQUENCY | N | N | 12 | EIP CORPORATION | YES | YES | - | - | UKAS | CALIBRATION PERFORMED ACROSS FULL RANGE
E08 | 40 | W115 | 6625993376164 | PUUCNT-90 | TIMER/COUNTER/ANALYSER | FREQUENCY | MAIN ASSY | N | 12 | PENDULUM INSTS | YES | YES | 0591E | 2 | UKAS | CALIBRATION PERFORMED ACROSS FULL RANGE
E08 | 41 | W115 | 6625992127932 | CNT-90 | FREQUENCY COUNTER | FREQUENCY | 6625993376164 | N | 12 | PENDULUM INSTS | YES | YES | 0591E | 2 | UKAS | CALIBRATION PERFORMED ACROSS FULL RANGE
E08 | 42 | W116 | 6625994348349 | WESS109-6-60 | FREQUENCY METER | FREQUENCY | N | N | 36 | WESTON AEROSPACE LTD | YES | YES | - | - | UKAS | CALIBRATION PERFORMED ACROSS FULL RANGE
E08 | 43 | Z99TEL | 6625996203593 | SD0241175 | TEST SET ACOUSTIC ACCESSORIES | FREQUENCY | N | N | 12 | RACAL ACOUSTICS LTD | YES | NO | - | - | UKAS | CALIBRATION PERFORMED ACROSS FULL RANGE
E08 | 44 | NIV | NIVDSG/0284 | 8657A | SIGNAL GENERATOR | FREQUENCY | N | N | 12 | KEYSIGHT | YES | NO | - | - | UKAS | CALIBRATION PERFORMED ACROSS FULL RANGE
E08 | 45 | NIV | NIVN IV DSG0381 | 8902G | SWR ACCESSORY KIT | FREQUENCY | N | N | 12 | HEWLETT PACKARD | YES | NO | - | - | UKAS | CALIBRATION PERFORMED ACROSS FULL RANGE
E08 | 46 | NIV | NIVN IV DSG0476 | SV106 | HUMAN VIBRATION METER | FREQUENCY | N | N | 12 | SVENTEK | YES | NO | - | - | STD | ASSUMES VIBRATION METER ONLY. REPAIR UNDERTAKEN BY DMST. CALIBRATION PERFORMED ACROSS FULL RANGE
E08 | 47 | A807 | 6625014687901 | 53150A | FREQUENCY COUNTER | FREQUENCY | N | N | 12 | AGILENT | YES | NO | - | - | UKAS | CALIBRATION PERFORMED ACROSS FULL RANGE
E08 | 48 | NIV | NIV | HEW5327B | COUNTER | FREQUENCY | N | N | 12 | HEWLETT PACKARD | YES | NO | 0024E | 6 | UKAS | CALIBRATION PERFORMED ACROSS FULL RANGE
E08 | 49 | - | 6625010336625 | MI TF2304 | FM/AM MODULATION METER | MODULATION METER | N | N | 12 | MARCONI INSTRUMENTS | YES | NO | - | - | UKAS | CALIBRATION PERFORMED ACROSS FULL RANGE
E08 | 50 | W115 | 6625997465601 | 2305 | MODULATION METER | MODULATION METER | N | N | 12 | MARCONI INSTRUMENTS | YES | YES | 0390E | 3 | STD
E08 | 51 | W115 | 6625999111198 | SI 1250 | FREQUENCY RESPONSE ANALYSER | FREQUENCY | N | N | 12 | SOLARTRON | YES | YES | 0277E | 5 | STD
E08 | 52 | W115 | 6625010203946 | 11664A | DETECTOR ADAPTOR | POWER | N | N | 12 | KEYSIGHT | YES | YES | - | - | UKAS
E08 | 53 | W115 | 6625013288046 | 4421 | POWER METER | POWER | N | N | 12 | BIRD ELECTRONIC | YES | YES | - | - | STD
E08 | 54 | W115 | 6625013854918 | HP 5347A+OPT 002070 | T101 P-METER | POWER | N | N | 12 | KEYSIGHT | YES | YES | - | - | STD | UKAS NOT AVAILABLE - KEYSIGHT ARE OEM
E08 | 55 | W115 | 6625014696011 | EMP2000 | POWER METER | POWER | N | N | 12 | MOLEECTRON DETECTOR INC | YES | YES | - | - | UKAS
E08 | 56 | W115 | 6625991266298 | EPM1000 | POWER METER | POWER | N | N | 12 | SELEX | YES | YES | - | - | UKAS
E08 | 57 | W115 | 5895994854197 | 5010 | BIRD DUEL ELEMENT SECTION | POWER | N | N | 12 | BIRD ELECTRONIC | YES | YES | - | - | STD
E08 | 58 | W115 | 6625995100601 | T625 | CABLE FAULT LOCATOR | POWER | MAIN ASSY | N | 12 | BICOTEST LIMITED | YES | YES | 0095E | 1 | UKAS
E08 | 59 | Z4 | 6625992620225 | T625 | TEST LEAD SET | POWER | 6625995100601 | N | CNR | BICOTEST LIMITED | NO | NO | - | - | N/A
E08 | 60 | W115 | 6625993826259 | 6914 | POWER SENSOR | POWER | N | N | 12 | AEROFLEX | YES | YES | 0237E | 3 | STD
E08 | 61 | W115 | 6625997995889 | 6910 | POWER SENSOR | POWER | N | N | 12 | AEROFLEX | YES | YES | 0237E | 3 | STD
E08 | 62 | W115 | 5985014739334 | DC3010 | DIRECTIONAL COUPLER | POWER | N | N | 12 | AMPLIFIER RESEARCH | YES | YES | - | - | STD
E08 | 63 | W115 | 6625992331198 | 5000 | POWER METER | POWER | N | N | 36 | BIRD ELECTRONIC | YES | YES | - | - | STD
E08 | 64 | W115 | 6625013275030 | 4021 | POWER SENSOR | POWER | N | N | 12 | BIRD ELECTRONIC | YES | YES | - | - | STD
E08 | 65 | W115 | 6625013275031 | 4022 | DIRECTIONAL POWER SENSOR | POWER | N | N | 12 | BIRD ELECTRONIC | YES | YES | - | - | STD
E08 | 66 | W115 | 5985014854197 | 5010T | DIRECTIONAL POWER SENSOR | POWER | N | N | 12 | BIRD ELECTRONIC | YES | YES | 0359E | 1 | STD
E08 | 67 | W115 | 6625993762280 | 4300 | RF POWER METER | POWER | N | N | 12 | BOONTON ELECTRONICS | YES | YES | - | - | STD
E08 | 68 | W115 | 6625994356650 | QB8M | VSWR TEST SET | POWER | N | N | 12 | CHELTON LIMITED T/A COBHAM ANTENNA SYSTEMS | YES | YES | - | - | UKAS
E08 | 69 | W115 | 6625013472983 | HP8990A | PEAK POWER ANALYZER | POWER | N | N | 12 | KEYSIGHT | YES | YES | 0083E | 1 | UKAS
E08 | 70 | W115 | 6625013474904 | 84812A | PEAK POWER SENSOR | POWER | N | N | 12 | KEYSIGHT | YES | YES | 0085E | 1 | STD
E08 | 71 | W115 | 6130013135547 | 6032A | SYSTEM POWER SUPPLY | POWER | N | N | 12 | KEYSIGHT | YES | YES | - | - | UKAS
E08 | 72 | W115 | 6625991962648 | HL1116A | PEAK POWER CALIBRATOR | POWER | N | N | 12 | NAVCOM DEFENCE ELECTRONICS | YES | YES | - | - | STD
E08 | 73 | W115 | 6625123401362 | NRVZ51 | POWER SENSOR THERMAL | POWER | N | N | 12 | ROHDE & SCHWARZ | YES | YES | - | - | STD
E08 | 74 | W115 | 6625123404381 | OLP-10 | OPTICAL POWER METER | POWER | N | N | 12 | WANDEL & GOLTERMANN | YES | YES | - | - | STD
E08 | 75 | W115 | 6625011669370 | 84811A | POWER SENSOR | POWER | N | N | 12 | KEYSIGHT | YES | YES | - | - | STD
E08 | 76 | W115 | 6625014647962 | PP4300 | POWER SUPPLY ANALYSER | POWER | N | N | 12 | DRANETZ BMI | YES | YES | 0291E | 3 | STD
E08 | 77 | W115 | 6625121834077 | PSU0290.8014.02 | RF RELAY MONITOR MATRIX PSU | POWER | N | N | 12 | ROHDE & SCHWARZ | YES | YES | - | - | STD
E08 | 78 | W115 | 6625004882923 | 10KH1 | BIRD WATTMETER ELEMENT | POWER | N | N | 36 | BIRD ELECTRONIC | YES | YES | - | - | STD
E08 | 79 | W115 | 6625014939529 | ML2437A | POWER METER | POWER | MAIN ASSY | N | 12 | ANRITSU | YES | YES | 0530E | 3 | STD
E08 | 80 | W115 | 6625996798203 | ML24004-12 | FRONT COVER | POWER | 6625014939529 | N | CNR | ANRITSU | NO | YES | - | - | N/A
E08 | 81 | W115 | 4920997566954 | W041-26-0502-AS | ACCESSORY KIT (TOR GR) | POWER | MAIN ASSY | N | 12 | AWARE SIMULATION LIMITED | YES | YES | - | - | STD
E08 | 82 | W115 | 4920998200826 | W041-26-0202-AS | RF HEAD 2 FREQ ASSY | POWER | 4920997566954 | N | CNR | AWARE SIMULATION LIMITED | NO | YES | - | - | N/A
E08 | 83 | W115 | 5865996284897 | W041-26-0510-AS | CASE ASSY | POWER | 4920997566954 | N | CNR | AWARE SIMULATION LIMITED | NO | YES | - | - | N/A
E08 | 84 | W115 | 4920997525570 | W041-26-0316-AS | EXTENSION TUBE ASSEMBLY | POWER | 4920997566954 | N | CNR | AWARE SIMULATION LIMITED | NO | YES | - | - | N/A
E08 | 85 | W115 | 4920997889265 | W041-26-0315-AS | BASE TUBE ASSEMBLY | POWER | 4920997566954 | N | CNR | AWARE SIMULATION LIMITED | NO | YES | - | - | N/A
E08 | 86 | W115 | 4920994615659 | W041-26-0420-AS | CONTROL CABLE ASSY | POWER | 4920997566954 | N | CNR | AWARE SIMULATION LIMITED | NO | YES | - | - | N/A
E08 | 87 | W115 | 4920990218448 | W041-26-0504-AS | ACCESSORY KIT HERC TRISTAR SENTRY MERLIN) PRFSS CONTROL UNIT | POWER | MAIN ASSY | N | 12 | AWARE SIMULATION LIMITED | YES | YES | - | - | STD
E08 | 88 | W115 | 4920995510077 | W041-26-0204AS | RF HEAD ASSY | POWER | 4920990218448 | N | CNR | AWARE SIMULATION LIMITED | NO | YES | - | - | N/A
E08 | 89 | W115 | 5865996284897 | W041-26-0510-AS | CASE ASSY | POWER | 4920990218448 | N | CNR | AWARE SIMULATION LIMITED | NO | YES | - | - | N/A
E08 | 90 | W115 | 4920997525570 | W041-26-0316-AS | EXTENSION TUBE ASSEMBLY | POWER | 4920990218448 | N | CNR | AWARE SIMULATION LIMITED | NO | YES | - | - | N/A
E08 | 91 | W115 | 4920997889265 | W041-26-0315-AS | BASE TUBE ASSEMBLY | POWER | 4920990218448 | N | CNR | AWARE SIMULATION LIMITED | NO | YES | - | - | N/A
E08 | 92 | W115 | 4920994615659 | W041-26-0420-AS | CONTROL CABLE ASSY | POWER | 4920990218448 | N | CNR | AWARE SIMULATION LIMITED | NO | YES | - | - | N/A
E08 | 93 | W115 | 6625014236599 | 8502 | PEAK POWER METER | POWER | MAIN ASSY | N | 12 | GIGA-TRONICS INCORPORATED | YES | YES | 0586E | 1 | STD
E08 | 94 | W115 | 6625997005702 | 16934 | PEAK POWER SENSOR | POWER | 6625014236599 | N | 12 | AEROFLEX | YES | YES | - | - | STD
E08 | 95 | W115 | 6130993759475 | PCR2000LA | POWER SUPPLY | POWER | N | N | 12 | KIKUSUI ELECTRONICS | YES | YES | - | - | UKAS
E08 | 96 | W115 | 6625012882454 | 91703221 | POWER SENSOR | POWER | N | N | 12 | BOONTON ELECTRONICS | YES | YES | - | - | STD
E08 | 97 | W115 | 6130999859606 | TSX3510P | POWER SUPPLY | POWER | N | N | 12 | THURLBY THANDER | YES | YES | - | - | UKAS
E08 | 98 | W115 | 6625015003267 | 4231A | RF POWER METER | POWER | N | N | 12 | BOONTON ELECTRONICS | YES | YES | - | - | STD
E08 | 99 | W115 | 5895015148185 | 9530 | ACTIVE HEAD | POWER | N | N | 12 | FLUKE | YES | YES | - | - | STD
E08 | 100 | W115 | 6625999169942 | VOLPM3000A | UNIVERSAL POWER ANALYSER | POWER | N | N | 12 | VOLTECH INSTRUMENTS LTD | YES | YES | - | - | STD
E08 | 101 | Z4 | 6625014854120 | DPM-5A | 25-60MHZ 5W ELEMENT | POWER | N | N | 36 | BIRD | YES | NO | - | - | STD
E08 | 102 | Z4 | 6625014854121 | DPM-50B | ELEMENT | POWER | N | N | 36 | BIRD | YES | NO | - | - | STD
E08 | 103 | Z4 | 6625014854122 | DPM-50A | ELEMENT | POWER | N | N | 36 | BIRD | YES | NO | - | - | STD
E08 | 104 | Z4 | 6625014854124 | DPM-500H | ELEMENT | POWER | N | N | 36 | BIRD | YES | NO | - | - | STD
E08 | 105 | Z4 | 6625014854125 | DPM-500A | ELEMENT | POWER | N | N | 36 | BIRD | YES | NO | - | - | STD
E08 | 106 | Z4 | 6625014854126 | DPM-5B | ELEMENT | POWER | N | N | 36 | BIRD | YES | NO | - | - | STD
E08 | 107 | Z4 | 6625014854127 | DPM-500B | ELEMENT | POWER | N | N | 36 | BIRD | YES | NO | - | - | STD
E08 | 108 | Z4 | 6625014854128 | DPM-50H | ELEMENT | POWER | N | N | 36 | BIRD | YES | NO | - | - | STD
E08 | 109 | Z4 | 6625014854129 | DPM-5H | ELEMENT | POWER | N | N | 36 | BIRD | YES | NO | - | - | STD
E08 | 110 | Z4 | 6625991475465 | DPM-5C | 100-250MHZ 5W ELEMENT | POWER | N | N | 36 | ASPEN ELECTRONICS LTD | YES | NO | - | - | STD
E08 | 111 | Z4 | 6625992381483 | DPM-50D | ELEMENT | POWER | N | N | 36 | ASPEN ELECTRONICS LTD | YES | NO | - | - | UKAS
E08 | 112 | Z4 | 6625992730055 | DPM-5D | 200-500MHZ 5W ELEMENT | POWER | N | N | 36 | ASPEN ELECTRONICS LTD | YES | NO | - | - | STD
E08 | 113 | Z4 | 6625996655703 | DPM-50C | ELEMENT | POWER | N | N | 36 | BIRD | YES | NO | - | - | STD
E08 | 114 | Z4 | 6625997238447 | DPM-50L1 | ELEMENT | POWER | N | N | 36 | BIRD | YES | NO | - | - | STD
E08 | 115 | Z4 | 6625998196047 | DPM-50J | ELEMENT | POWER | N | N | 36 | BIRD | YES | NO | - | - | STD
E08 | 116 | W115 | 5985006858933 | T1080 | COUPLER DIRECTIONAL WAVEGUIDE | POWER | N | N | 24 | NARDA MICROWAVE | YES | YES | - | - | UKAS
E08 | 117 | W115 | 6625995750739 | E-100RC | EDC VOLTAGE SOURCE | POWER | N | N | 12 | LYONS INSTRUMENTS LTD | YES | YES | - | - | UKAS
E08 | 118 | W115 | 6625997725153 | 6511 | DETECTOR | POWER | N | N | 12 | AEROFLEX | YES | YES | - | - | UKAS
E08 | 119 | W115 | 6625994066428 | 6960B | POWER METER | POWER | MAIN ASSY | N | 12 | AEROFLEX | YES | YES | 0126E | 6 | STD
E08 | 120 | 3V7 | 5935997819279 | 31BNC-N-50-1 | ADAPTOR CONNECTOR | POWER | 6625994066428 | N | CNR | AEROFLEX | NO | NO | - | - | N/A
E08 | 121 | 3V7 | 6625996610925 | 54124-022L | STOWAGE COVER | POWER | 6625994066428 | N | CNR | AEROFLEX | NO | NO | - | - | N/A
E08 | 122 | 3V7 | 6625993006314 | 46884-597A | ACCESSORY POUCH | POWER | 6625994066428 | N | CNR | AEROFLEX | NO | NO | - | - | N/A
E08 | 123 | Z4 | 5995995511684 | 43138-663 | SENSOR CABLE | POWER | 6625994066428 | N | CNR | AEROFLEX | NO | NO | - | - | N/A
E08 | 124 | Z4 | 6150999673658 | 54341-012F | MAINS LEAD | POWER | 6625994066428 | N | CNR | AEROFLEX | NO | NO | - | - | N/A
E08 | 125 | Z4 | 5995994493723 | 43138-154 | DC ELECTRICAL LEAD | POWER | 6625994066428 | N | CNR | AEROFLEX | NO | NO | - | - | N/A
E08 | 126 | W115 | 6625998402669 | 6960B OPT 1,3,4 | POWER METER | POWER | 6625994066428 | N | 12 | AEROFLEX | YES | YES | 0126E | 6 | UKAS
E08 | 127 | Z4 | 5985013982979 | 6534-4 | ATTENUATOR FIXED | POWER | 6625994066428 | N | 12 | AEROFLEX | YES | NO | 0009E | - | UKAS
E08 | 128 | W115 | 6625014770908 | E4418B(A) | POWER METER | POWER | N | N | 12 | KEYSIGHT | YES | YES | 0407E | 1 | STD
E08 | 129 | W115 | 6625992640632 | S820D/MOD/TK | SITE MASTER | POWER | MAIN ASSY | N | 12 | ANRITSU | YES | YES | 0163E | 1 | STD
E08 | 130 | W115 | 6625015394493 | S820D | FREQUENCY DOMAIN REFLECTOMETER SITEMASTER | POWER | 6625992640632 | N | 12 | ANRITSU | YES | YES | - | - | STD
E08 | 131 | W115 | 6625015502384 | S8X0D/5 | MONITOR RADIO FREQUENCY | POWER | 6625992640632 | N | CNR | ANRITSU | NO | YES | - | - | N/A
E08 | 132 | W115 | 6625015502386 | S8X0D/11NF | PROD TEST | POWER | 6625992640632 | N | CNR | ANRITSU | NO | YES | - | - | N/A
E08 | 133 | W115 | 5985015503159 | SM/PL-1 | DUMMY LOAD ELECTRICAL | POWER | 6625992640632 | N | CNR | ANRITSU | NO | YES | - | - | N/A
E08 | 134 | W115 | 5930015503158 | 40-168 & 40-187-R | ADAPTOR SWITCH ACTUATOR | POWER | 6625992640632 | N | CNR | ANRITSU | NO | YES | - | - | N/A
E08 | 135 | Z4 | 1095015271420 | 48258 | CASE SOFT CARRYING | POWER | 6625992640632 | N | CNR | ANRITSU | NO | NO | - | - | N/A
E08 | 136 | Z4 | 6625013844417 | 5400-71N50 | DETECTOR UNIT | POWER | 6625992640632 | N | CNR | ANRITSU | NO | NO | - | - | N/A
E08 | 137 | Z4 | 6140015269126 | 633-27 | BATTERY STORAGE NIMH | POWER | 6625992640632 | N | CNR | ANRITSU | NO | NO | - | - | N/A
E08 | 138 | Z4 | 5935014760965 | 806-141 | 12 VOLT DC ADAPTOR | POWER | 6625992640632 | N | CNR | ANRITSU | NO | NO | - | - | N/A
E08 | 139 | Z4 | 5985012549468 | 22N50 | OPEN/SHORT | POWER | 6625992640632 | N | 12 | ANRITSU | YES | NO | - | - | UKAS
E08 | 140 | Z4 | 5985014575939 | 28N50-2 | PRECISION LOAD | POWER | 6625992640632 | N | 12 | ANRITSU | YES | NO | - | - | UKAS
E08 | 141 | W115 | 6625999026947 | S331A | ANALYSER CABLE & ANTENNA SET | POWER | MAIN ASSY | N | 12 | ANRITSU | YES | YES | 0440E | 2 | UKAS
E08 | 142 | Z4 | 5935014760963 | 40-115 | ADAPTOR | POWER | 6625999026947 | N | CNR | ANRITSU | NO | NO | - | - | N/A
E08 | 143 | W115 | 6625999682591 | S331A | ANALYSER ANTENNA & CABLES | POWER | 6625999026947 | N | 12 | ANRITSU | YES | YES | 0440E | 2 | UKAS
E08 | 144 | Z4 | 5985014584896 | SM/PL-1 | DUMMY LOAD | POWER | 6625999026947 | N | CNR | ANRITSU | NO | NO | - | - | N/A
E08 | 145 | Z4 | 5935014760965 | 806-141 | 12 VOLT DC ADAPTOR | POWER | 6625999026947 | N | CNR | ANRITSU | NO | NO | - | - | N/A
E08 | 146 | Z4 | 5985012549468 | 22N50 | OPEN/SHORT | POWER | 6625999026947 | N | 12 | ANRITSU | YES | NO | - | - | UKAS
E08 | 147 | Z4 | 6625013844417 | 5400-71N50 | DETECTOR UNIT | POWER | 6625999026947 | N | CNR | ANRITSU | NO | NO | - | - | N/A
E08 | 148 | W115 | 6625015560199 | 5000-EX | DIGITAL POWER METER | POWER | MAIN ASSY | N | 12 | BIRD | YES | YES | - | - | STD
E08 | 149 | W115 | 1080015559709 | 5000-030 | CARRY CASE BIRD 5000EX | POWER | 6625015560199 | N | CNR | BIRD | NO | YES | - | - | N/A
E08 | 150 | W115 | 5935015559711 | 4240-405 | BNC ADAPTOR | POWER | 6625015560199 | N | CNR | BIRD | NO | YES | - | - | N/A
E08 | 151 | W115 | 6130015559712 | 5A2226 | MAINS ADAPTOR BIRD 5000EX | POWER | 6625015560199 | N | CNR | BIRD | NO | YES | - | - | N/A
E08 | 152 | W115 | 6625002624073 | 4314 | RF WATTMETER | POWER | N | N | 12 | BIRD | YES | YES | - | - | STD
E08 | 153 | W115 | 6625014299277 | 80350A | PEAK POWER SENSOR | POWER | N | N | 12 | GIGATRONICS | YES | YES | 0084E | 1 | STD
E08 | 154 | W115 | 6130997460303 | 800T-300-500-0-25-3 | OSCILLATOR UNIT | POWER | N | N | 24 | GARMIN EUROPE | YES | YES | - | - | STD
E08 | 155 | W115 | 6625990015818 | 56923/900 | RF POWER SENSOR | POWER | N | N | 12 | AEROFLEX | YES | YES | 0237E | 3 | STD
E08 | 156 | W115 | 6625999133579 | WTD 158090 | TEST KIT RF POWER | POWER | MAIN ASSY | N | 12 | QINETIQ LIMITED | YES | YES | 0052E | - | STD
E08 | 157 | W115 | 6625999132931 | WTC 158050 | TEST SET | POWER | 6625999133579 | N | 12 | QINETIQ LIMITED | YES | YES | 0052E | - | STD
E08 | 158 | W115 | 5999015313427 | 900061-002 | RF CONDITIONING UNIT | POWER | N | N | 12 | DRS TECHNOLOGIES | YES | YES | - | - | STD
E08 | 159 | W115 | 6625995318990 | TSA101 | WATTMETER ACCESSORY SET A | POWER | MAIN ASSY | N | 36 | BIRD | YES | YES | 0011E | - | STD
E08 | 160 | Z4 | 6625008684638 | 250C | BIRD WATTMETER ELEMENT | POWER | 6625995318990 | N | 36 | BIRD | YES | NO | 0375E | - | STD
E08 | 161 | Z4 | 6625995317068 | 1000P | BIRD WATTMETER ELEMENT | POWER | 6625995318990 | N | 36 | BIRD | YES | NO | 0375E | 4 | STD
E08 | 162 | W115 | 6625006780464 | 100D | BIRD WATTMETER ELEMENT | POWER | 6625995318990 | N | 36 | BIRD | YES | YES | 0375E | 4 | STD
E08 | 163 | Z4 | 6625003077124 | 50D | BIRD WATTMETER ELEMENT | POWER | 6625995318990 | N | 36 | BIRD | YES | NO | 0375E | 4 | STD
E08 | 164 | Z4 | 6625998266600 | 5A | BIRD WATTMETER ELEMENT | POWER | 6625995318990 | N | 36 | BIRD | YES | NO | 0375E | 4 | STD
E08 | 165 | Z4 | 6625996252432 | 5B | BIRD WATTMETER ELEMENT | POWER | 6625995318990 | N | 36 | BIRD | YES | NO | 0375E | 4 | STD
E08 | 166 | Z4 | 6625007674215 | 5C | BIRD WATTMETER ELEMENT | POWER | 6625995318990 | N | 36 | BIRD | YES | NO | 0375E | 4 | STD
E08 | 167 | W115 | 6625995318989 | TSA 10 | WATTMETER SET | POWER | MAIN ASSY | N | 12 | BIRD | YES | YES | 0010E | - | STD
E08 | 168 | W115 | 6625006495070 | BIRD 43 | WATTMETER RF THRULINE | POWER | 6625995318989 | N | 36 | BIRD | YES | YES | 0499E | 1 | STD
E08 | 169 | - | 6625009512785 | 1000H | BIRD WATTMETER ELEMENT | POWER | 6625995318989 | N | 36 | BIRD | YES | NO | 0375E | 4 | STD
E08 | 170 | Z4 | 6625009808255 | 25C | BIRD WATTMETER ELEMENT | POWER | 6625995318989 | N | 36 | BIRD | YES | NO | 0375E | 4 | STD
E08 | 171 | Z4 | 6625004972912 | 5D | BIRD WATTMETER ELEMENT | POWER | 6625995318989 | N | 36 | BIRD | YES | NO | 0375E | 4 | STD
E08 | 172 | Z4 | 6625009542784 | 250H | BIRD WATTMETER ELEMENT | POWER | 6625995318989 | N | 36 | BIRD | YES | NO | 0375E | 4 | STD
E08 | 173 | W115 | 6625008057100 | 100H | BIRD WATTMETER ELEMENT | POWER | 6625995318989 | N | 36 | BIRD | YES | YES | 0375E | 4 | STD
E08 | 174 | Z4 | 6625005815894 | 25D | BIRD WATTMETER ELEMENT | POWER | 6625995318989 | N | 36 | BIRD | YES | NO | 0375E | 4 | STD
E08 | 175 | W115 | 6625997772930 | BIRD TSA 103 | WATTMETER ACCESSORY SET B | POWER | MAIN ASSY | N | 36 | BIRD | YES | YES | 0012E | - | STD
E08 | 176 | 3V7 | 6625002694459 | 100A | BIRD WATTMETER ELEMENT | POWER | 6625997772930 | N | 36 | BIRD | YES | NO | 0375E | 4 | STD
E08 | 177 | 3V7 | 6625007333702 | 10B | BIRD WATTMETER ELEMENT | POWER | 6625997772930 | N | 36 | BIRD | YES | NO | 0375E | 4 | STD
E08 | 178 | Z4 | 6625995317066 | 100B | BIRD WATTMETER ELEMENT | POWER | 6625997772930 | N | 36 | BIRD | YES | NO | 0375E | 4 | STD
E08 | 179 | Z4 | 6625009185709 | 10A | BIRD WATTMETER ELEMENT | POWER | 6625997772930 | N | 36 | BIRD | YES | NO | 0375E | 4 | STD
E08 | 180 | W115 | 6130010600038 | 503T | POWER SUPPLY AC MAINFRAME (3 PHASE) | POWER | N | N | 24 | CALIFORNIA INSTRUMENTS CORP | YES | YES | - | - | UKAS
E08 | 181 | W115 | 6625011140085 | HP435A-900 | POWER METER | POWER | N | N | 12 | KEYSIGHT | YES | YES | - | - | UKAS
E08 | 182 | W115 | 6130010401472 | 1001-T | AC POWER SUPPLY | POWER | N | N | 18 | CALIFORNIA INSTRUMENTS CORP | YES | YES | - | - | UKAS
E08 | 183 | W115 | 6625990019002 | 9300B | VOLTMETER SET RMS | POWER | N | N | 12 | RACAL | YES | YES | 0076E | - | UKAS
E08 | 184 | W115 | 6130993502095 | PL320QMD | BENCH POWER SUPPLY DUAL | POWER | N | N | 12 | THURLBY THANDER | YES | YES | - | - | UKAS
E08 | 185 | W115 | 6625998635883 | TSX3510M | POWER SUPPLY UNIT LV GP | POWER | MAIN ASSY | N | 12 | THURLBY THANDER | YES | YES | 0041E | - | UKAS
E08 | 186 | W115 | 6625993910206 | TSX3510M | POWER SUPPLY | POWER | 6625998635883 | N | CNR | THURLBY THANDER | YES | YES | 0041E | - | STD
E08 | 187 | W115 | 6625991042059 | 5QP3198 | PHASE SEQUENCE TESTER | POWER | N | N | 12 | THALES | YES | YES | 0464E | 2 | UKAS
E08 | 188 | W115 | 6625171141058 | 43B | POWER SUPPLY ANALYSER | POWER | N | N | 12 | FLUKE | YES | YES | 0290E | 3 | UKAS
E08 | 189 | W115 | 6130991160990 | LK 351F3808 | POWER SUPPLY 28V | POWER | N | N | 12 | VESCO | YES | YES | - | - | UKAS
E08 | 190 | W115 | 5985008378664 | HEW776D | DUAL DIRECTIONAL COUPLER | DIRECTIONAL COUPLERS | N | N | 24 | HEWLETT PACKARD | YES | YES | - | - | UKAS
E08 | 191 | W115 | 6130996441036 | FARXA35-2T | POWER SUPPLY | POWER | N | N | 24 | AMERICAN POWER CONVERSION UK LTD (APC) | YES | YES | 0130E | 3 | UKAS
E08 | 192 | W115 | 6130996523464 | TIM505 | DC CURRENT SOURCE | POWER | N | N | 18 | TIME ELECTRONICS LIMITED | YES | YES | 0611E | 1 | UKAS
E08 | 193 | W115 | 5985004902834 | HEW779D | DIRECTIONAL COUPLER | DIRECTIONAL COUPLERS | N | N | 24 | KEYSIGHT | YES | YES | - | - | UKAS
E08 | 194 | Z4 | 5985011769312 | ARJTT180M | TNC LOAD | POWER | N | N | 12 | AEROFLEX | YES | NO | - | - | UKAS
E08 | 195 | W115 | 6625008777148 | HEW423B | * CRYSTAL DETECTOR | POWER | N | N | 12 | KEYSIGHT | YES | YES | - | - | UKAS
E08 | 196 | W115 | 6625013736564 | BOO51072A | POWER SENSOR | POWER | N | N | 12 | BOONTON ELECTRONICS | YES | YES | - | - | STD
E08 | 197 | W115 | 6625014670439 | AGIE4412A | * POWER SENSOR (ECP-E18A) | POWER | N | N | 12 | KEYSIGHT | YES | YES | - | - | STD
E08 | 198 | W115 | 6625014940636 | GIG8541C | POWER METER | POWER | N | N | 12 | GIGATRONICS | YES | YES | - | - | STD
E08 | 199 | W115 | 6625015544513 | AGI53147A | COUNTER/POWER METER/DVM | POWER | N | N | 12 | KEYSIGHT | YES | YES | 0420E | 1 | STD
E08 | 200 | W115 | 6625991063404 | 56911/900 | POWER SENSOR | POWER | N | N | 12 | AEROFLEX | YES | YES | 0237E | 3 | STD
E08 | 201 | W115 | 6625991936958 | MI 6932 | POWER SENSOR | POWER | N | N | 12 | AEROFLEX | YES | YES | 0237E | 3 | STD
E08 | 202 | W115 | 6625992342493 | HEW8481D | POWER SENSOR | POWER | N | N | 12 | KEYSIGHT | YES | YES | 0246E | 2 | STD
E08 | 203 | W115 | 6625992821423 | AGIE9300A | POWER SENSOR | POWER | N | N | 12 | KEYSIGHT | YES | YES | 0532E | 3 | STD
E08 | 204 | W115 | 6625994377782 | MI 6920 | POWER SENSOR | POWER | MAIN ASSY | N | 12 | AEROFLEX | YES | YES | 0237E | 3 | STD
E08 | 205 | Z4 | 5985992842902 | 23448/873 | ATTENUATOR 30DB | POWER | 6625994377782 | N | 12 | MARCONI INSTRUMENTS | YES | NO | 0447E | 1 | UKAS
E08 | 206 | W115 | 6625997692973 | AGIN1911A | POWER METER | POWER | N | N | 12 | KEYSIGHT | YES | YES | - | - | STD
E08 | 207 | W115 | 6625998888748 | 6913 | POWER SENSOR | POWER | N | N | 12 | AEROFLEX | YES | YES | 0237E | 3 | STD
E08 | 208 | W115 | 6625999739719 | ANRMA2474A | POWER SENSOR | POWER | N | N | 12 | ANRITSU | YES | YES | 0531E | 2 | STD
E08 | 209 | W115 | 6625998322890 | 6230A | SCALAR DETECTOR | POWER | N | N | 12 | AEROFLEX | YES | YES | 0086E | - | UKAS
E08 | 210 | W115 | 5985012660884 | HEW85027C | DIRECTIONAL BRIDGE | DIRECTIONAL COUPLERS | N | N | 12 | HEWLETT PACKARD | YES | YES | - | - | UKAS
E08 | 211 | W115 | 6625015179470 | HEW8992A | DIGITAL VIDEO POWER ANALYZER | POWER | N | N | 12 | HEWLETT PACKARD | YES | YES | 0396E | - | UKAS
E08 | 212 | W116 | 4920010747118 | 294176-1 | TEST SET AUXILARY POWER UNIT | POWER | N | N | 12 | HONEYWELL INTERNATIONAL INC | YES | YES | - | - | STD
E08 | 213 | - | NIV | 325LA | RF POWER AMPLIFIER (ENI325LA) | POWER | N | N | 12 | ELECTRONIC NAVIGATION INDUSTRIES | YES | NO | 0104E | 3 | STD
E08 | 214 | - | NIV | 773D | DIRECTIONAL COUPLER | POWER | N | N | 12 | KEYSIGHT | YES | NO | 0104E | 3 | STD
E08 | 215 | - | NIV | 5K | 5W 1.1-1.8GHZ ELEMENT | POWER | N | N | 12 | BIRD | YES | NO | 0104E | 3 | STD
E08 | 216 | - | NIV | 14108 | OPTICAL POWER METER | POWER | N | N | 12 | DATACOM TECHNOLOGIES | YES | NO | 0104E | 3 | UKAS
E08 | 217 | - | NIV | 6233A | SCALAR DETECTOR | POWER | N | N | 12 | IFR | YES | NO | 0104E | 3 | STD
E08 | 218 | - | NIV | 6425 | POWER SENSOR | POWER | N | N | 12 | MARCONI | YES | NO | 0104E | 3 | STD
E08 | 219 | - | NIV | AS-5928 | ATTENUATOR PRECISION SET | POWER | N | N | 12 | LUCAS WEINSCHEL | YES | NO | 0104E | 3 | UKAS
E08 | 220 | - | NIVDEC/0513 | PDA1 | POWER DISTURBANCE ANALYSER | POWER | N | N | 12 | MEGGER | YES | NO | 0104E | 3 | STD
E08 | 221 | - | NIVA00000166 | AX100-20 | ATTENUATOR HI POWER | POWER | N | N | 12 | ELECTRO IMPULSE LAB | YES | NO | 0104E | 3 | UKAS
E08 | 222 | - | NIV | 28S50 | TERMINATION | POWER | N | N | 12 | WILTRON | YES | NO | 0104E | 3 | STD
E08 | 223 | 51AD | 5840999201509 | AOP0208S | MICROWAVE POWER AMPLIFIER | POWER | N | N | 12 | WESSEX ELECTRONICS | YES | NO | 0104E | 3 | STD
E08 | 224 | - | NIV | TX90 | MICROWAVE LEAKAGE TESTER | POWER | N | N | 12 | ROBIN | YES | NO | 0104E | 3 | STD
E08 | 225 | - | NIV | RAHAM94 | RADIATION HAZARD METER PROBE | POWER | N | N | 12 | GENERAL MICROWAVE | YES | NO | 0104E | 3 | STD
E08 | 226 | - | NIV | RAHAM495 | RADIATION HAZARD METER | POWER | N | N | 12 | GENERAL MICROWAVE | YES | NO | 0104E | 3 | STD
E08 | 227 | - | NIV | 4410-3 | ELEMENT | POWER | N | N | 12 | BIRD | YES | NO | 0104E | 3 | STD
E08 | 228 | - | NIV | 4410-4 | ELEMENT | POWER | N | N | 12 | BIRD | YES | NO | 0104E | 3 | STD
E08 | 229 | - | NIVDSG/0042 | UT2-20/29 | ULTRA TEV DETECTOR | POWER | N | N | 12 | EA TECHNOLOGY | YES | NO | 0104E | 3 | STD
E08 | 230 | 126CK | 6625013914500 | ASS414AAI | HIGH POTENTIAL TESTER | POWER | N | N | 12 | ARI | YES | NO | 0579E | 2 | UKAS
E08 | 231 | - | NIV | 4304A-1 | PLUG-IN ELEMENT | POWER | N | N | 12 | BIRD | YES | NO | 0104E | 3 | STD
E08 | 232 | - | EE DVAMODEL4001 | 4001 | DVA METER | POWER | N | N | 12 | ENVIRONMENTAL EQUIPMENTS LTD | YES | NO | 0104E | 3 | UKAS
E08 | 233 | - | NIV-CY-5093 | 1000V | MEGGER TESTING SET | POWER | N | N | 12 | EVERSHED & VIGNOLES | YES | NO | 0104E | 3 | UKAS
E08 | 234 | - | BID10K | 10K | PLUG-IN ELEMENT | POWER | N | N | 12 | BIRD | YES | NO | 0104E | 3 | STD
E08 | 235 | - | EIN525LA | 525LA | RF POWER AMPLIFIER | POWER | N | N | 12 | ENI | YES | NO | 0104E | 3 | STD
E08 | 236 | - | NIV | N425B | POWER HEAD | POWER | N | N | 12 | GENERAL MICROWAVE | YES | NO | 0237E | 3 | STD
E08 | 237 | - | NIV | 6426 | TFT POWER HEAD | POWER | N | N | 12 | MARCONI INSTRUMENTS | YES | NO | 0104E | 3 | STD
E08 | 238 | - | NIVDSG/0628 | 50L2 | PLUG-IN ELEMENT | POWER | N | N | 12 | BIRD | YES | NO | 0375E | 4 | STD
E08 | 239 | - | NIV | 50K | PLUG-IN ELEMENT | POWER | N | N | 12 | BIRD | YES | NO | 0104E | 3 | STD
E08 | 240 | - | 6625993708736 | E4418A | EPM SERIES POWER METER | POWER | N | N | 12 | HEWLETT PACKARD | YES | NO | - | - | UKAS
E08 | 241 | W115 | 6625011741694 | WSXRFL828/M | SOURCE | POWER | N | N | 12 |  | YES | NO | 0579E | 2 | STD
E08 | 242 | W115 | 6625994774004 | MI-893C | AF POWER METER | POWER | N | N | 12 |  | YES | NO | 0127E | 3 | UKAS
E08 | 243 | - | NIV | 4304A | WATTMETER | POWER | N | N | 12 | BIRD | YES | NO | 0104E | 3 | STD
E08 | 244 | - | NIV | 51072A | POWER SENSOR | POWER | N | N | 12 | BOONTON | YES | NO | 0104E | 3 | STD
E08 | 245 | - | NIV | A8334 | POWER QUALITY ANALYSER | POWER | N | N | 12 | CHAUVIN ARNOUX | YES | NO | 0104E | 3 | UKAS
E08 | 246 | - | NIV | N1921A | WIDE BAND POWER SENSOR | POWER | N | N | 12 | AGILENT | YES | NO | 0104E | 3 | STD
E08 | 247 | - | NIVDSG/0040 | HEW34111A | HIGH VOLTAGE PROBE | POWER | N | N | 12 |  | YES | NO | - | - | UKAS
E08 | 248 | - | NIVDSG/0049 | AGIE3632A | DC POWER SUPPLY | POWER | N | N | 12 | AGILENT TECHNOLOGIES | YES | NO | - | - | UKAS
E08 | 249 | - | 6625011799347 | HEW8900C | PEAK POWER METER | POWER | N | N | 12 | HEWLETT PACKARD | YES | NO | - | - | UKAS
E08 | 250 | W115 | 5950993094792 | 402.R | POWER TRANSFORMER | POWER | N | N | 12 | CLAUDE LYONS LTD | YES | YES | - | - | STD
E08 | 251 | Z5TST | 6625992574132 | 2306-0001 | OPEN SHORT LOAD | POWER | N | N | 12 | ANRITSU | YES | NO | - | - | STD
E08 | 252 | W115 | 6625998997002 | 6914 | POWER SENSOR | POWER | N | N | 12 | IFR | YES | YES | 0237E | 3 | STD
E08 | 253 | - | NIVDEC/0286 | 1137.9009.02 | NRP-Z81 POWER SENSOR | POWER | N | N | 12 | MEGGER | YES | NO | - | - | STD
E08 | 254 | - | NIVDEC/0285 | 1146.7005.02 | NRP-Z3 USB ADPATOR | POWER | N | N | 12 | MEGGER | YES | NO | - | - | STD
E08 | 255 | - | 6625LO0390249 | 1730 | ENERGY LOGGER | POWER | N | N | 12 | FLUKE | YES | NO | - | - | STD
E08 | 256 | Z4 | 5985003687198 | 375BNM | TERMINATION | POWER | N | N | 36 | NARDA | YES | NO | - | - | STD
E08 | 257 | - | NIVDEC/0583 | 5000 | HAWK 5000 SYSTEM | POWER | N | N | 12 | HAWK ENERGY PRODUCTS | YES | NO | - | - | STD
E08 | 258 | - | NIVDEC/0686 | 51075 | POWER SENSOR | POWER | N | N | 12 | BOONTON | YES | NO | - | - | STD
E08 | 259 | Z5ECM | 6130992260511 | GEN30-50 | POWER SUPPLY | POWER | N | N | 12 | LAMBDA | YES | NO | - | - | STD
E08 | 260 | - | 6625014258831 | 430-13 | ELEMENT | POWER | N | N | 36 | BIRD | YES | NO | - | - | STD
E08 | 261 | - | NIVDEC/0781 | SWLST-850 | PHASE ROTATION INDICATOR | POWER | N | N | 12 | SEW LTD | YES | NO | - | - | STD
E08 | 262 | - | NIVDEC/0782 | SWL855 PR | PHASE ROTATION INDICATOR | POWER | N | N | 12 | SEW LTD | YES | NO | - | - | STD
E08 | 263 | Z4 | 6625994709649 | 5000H | PLUG-IN ELEMENT | POWER | N | N | 36 | BIRD | YES | NO | 0375E | 4 | STD
E08 | 264 | 78C2X | 4920992173787 | S331EKIT | ANTENNA T/S KIT | POWER | N | N | 12 | ANRITSU | YES | NO | - | - | STD
E08 | 265 | Z4 | 6625012607420 | 4410-3 | ELEMENT | POWER | N | N | 36 | BIRD | YES | NO | - | - | STD
E08 | 266 | Z4 | 6625012187850 | 4410-4 | ELEMENT | POWER | N | N | 36 | BIRD | YES | NO | - | - | STD
E08 | 267 | Y2 | 6625009495382 | 10C | ELEMENT | POWER | N | N | 36 | BIRD | YES | NO | 0375E | 4 | STD
E08 | 268 | - | NIVDEC/0870 | PX5-XFAST | POWER XPLORER QUALITY METER/MONITOR | POWER | N | N | 12 | DRANETZ | YES | NO | - | - | STD
E08 | 269 | W115 | 5895013037095 | 1805B | RF LEVEL CONTROLLER | POWER | N | N | 12 | TEGAM | YES | YES | - | - | STD
E08 | 270 | W115 | 6625010709418 | 436A-22 | POWER METER | POWER | N | N | 12 | HEWLETT PACKARD | YES | YES | 0250E | 6 | STD
E08 | 271 | - | NIVDEC/0959 | KEW6315 | POWER QUALITY ANALYSER | VOLTAGE STANDARDS | N | N | 12 | KYORITSU ELEC. INST. WORK | YES | NO | - | - | STD
E09 | 1 | W115 | 6625990844655 | JL/AO-12750 | PORTABLE MICROWAVE SIGNAL SOURCE | SIGNAL GENERATORS | N | N | 12 | JOYCE-LOEBL | YES | YES | 0354E | 3 | STD
E09 | 2 | W115 | 6625012566124 | 7618E or 346B | NOISE GENERATOR | SIGNAL GENERATORS | N | N | 12 | KEYSIGHT | YES | YES | 0263E | 4 | STD
E09 | 3 | W115 | 6625996657585 | E8257C | SIGNAL GENERATOR | SIGNAL GENERATORS | N | N | 12 | KEYSIGHT | YES | YES | 0193E | 1 | STD
E09 | 4 | W115 | 6625123502537 | SMR40 | SWEEP GENERATOR | SIGNAL GENERATORS | N | N | 36 | ROHDE & SCHWARZ | YES | YES | 0301E | 4 | STD
E09 | 5 | W115 | 4920990964281 | A124/56210-001A | REFLECTION ANALYSER | SIGNAL GENERATORS | N | N | 12 | BAE | YES | YES | - | - | STD
E09 | 6 | W115 | 5841991969870 | 226/904/14A | SWEEPER SYNTHESIZED | SIGNAL GENERATORS | N | N | 12 | RACAL | YES | YES | - | - | STD
E09 | 7 | W115 | 6625991100875 | 1246AU + HDWR | DEVELOPMENT SYSTEM VXI | SIGNAL GENERATORS | MAIN ASSY | N | 12 | RACAL | YES | YES | - | - | STD
E09 | 8 | W115 | 6625994392403 | 1396 | VXI FUNCTION GENERATOR | SIGNAL GENERATORS | 6625991100875 | N | 12 | RACAL | YES | YES | - | - | STD
E09 | 9 | W115 | 6625998065021 | 1361 | VXI 1361 DMM | SIGNAL GENERATORS | 6625991100875 | N | 12 | RACAL | YES | YES | - | - | STD
E09 | 10 | W115 | 6625997058891 | 8701 | VXI MODULATION METER | SIGNAL GENERATORS | 6625991100875 | N | 12 | RACAL | YES | YES | - | - | STD
E09 | 11 | W115 | 6625997406004 | 2251A | VXI COUNTER TIMER | SIGNAL GENERATORS | 6625991100875 | N | 12 | RACAL | YES | YES | - | - | STD
E09 | 12 | W115 | 6625014586128 | TSG95+OPTA2 | SIGNAL GENERATOR | SIGNAL GENERATORS | N | N | 12 | TEKTRONIX | YES | YES | - | - | STD
E09 | 13 | W115 | 6625991855192 | AM70 | DIGITAL AUDIO ANALYZER/GENERATOR | SIGNAL GENERATORS | N | N | 12 | NARDA | YES | YES | - | - | STD
E09 | 14 | W115 | 6625997397581 | 2018A | SIGNAL GENERATOR | SIGNAL GENERATORS | N | N | 12 | AEROFLEX | YES | YES | - | - | STD
E09 | 15 | W115 | 6695997052571 | YCB/CS | PADDED BAG | SIGNAL GENERATORS | 6625993032142 | N | CNR | C SCOPE INTERNATIONAL | NO | YES | - | - | N/A
E09 | 16 | W115 | 6625995471775 | FEDVPO602 | OSCILLATOR | SIGNAL GENERATORS | N | N | 12 | FEEDBACK INSTRUMENTS LTD | YES | YES | 0264E | 3 | STD
E09 | 17 | W115 | 6625991803636 | MS2721B SET | HANDHELD SPECTRUM ANALYSER SET | SPECTRUM ANALYSER | MAIN ASSY | N | 12 | ANRITSU | YES | YES | - | - | STD
E09 | 18 | Z4 | 6625994832460 | 40-168 | ADAPTOR AC TO DC | SPECTRUM ANALYSER | 6625991803636 | N | CNR | ANRITSU | NO | NO | - | - | N/A
E09 | 19 | Z4 | 7025992651366 | 2000-181 | CABLE ETHERNET | SPECTRUM ANALYSER | 6625991803636 | N | CNR | ANRITSU | NO | NO | - | - | N/A
E09 | 20 | Z4 | 7050015582224 | 2000-1520-R | FLASH DRIVE | SPECTRUM ANALYSER | 6625991803636 | N | CNR | ANRITSU | NO | NO | - | - | N/A
E09 | 21 | Z4 | 6150015583803 | 806-141 | CIG LIGHTER 12V DC ADAPTOR | SPECTRUM ANALYSER | 6625991803636 | N | CNR | ANRITSU | NO | NO | - | - | N/A
E09 | 22 | Z4 | 6625015582243 | MS2721B | HANDHELD SPECTRUM ANALYSER | SPECTRUM ANALYSER | 6625991803636 | N | 12 | ANRITSU | YES | NO | - | - | STD
E09 | 23 | Z4 | 5935992129312 | 1091-27 | ADAPTOR N(M) TO SMA (F) | SPECTRUM ANALYSER | 6625991803636 | N | CNR | ANRITSU | NO | NO | - | - | N/A
E09 | 24 | Z4 | 5935996666575 | 1091-172 | ADAPTOR N(M) TO BNC(F) | SPECTRUM ANALYSER | 6625991803636 | N | CNR | ANRITSU | NO | NO | - | - | N/A
E09 | 25 | Z4 | 5995015583802 | 3-2000-1498 | USB TYPE A TO MINI B CABLE | SPECTRUM ANALYSER | 6625991803636 | N | CNR | ANRITSU | NO | NO | - | - | N/A
E09 | 26 | Z4 | 5995015584207 | 3-806-152 | ETHERNET CABLE | SPECTRUM ANALYSER | 6625991803636 | N | CNR | ANRITSU | NO | NO | - | - | N/A
E09 | 27 | Z4 | 6625015584203 | 65729 | SOFT CARRY CASE | SPECTRUM ANALYSER | 6625991803636 | N | CNR | ANRITSU | NO | NO | - | - | N/A
E09 | 28 | Z4 | 6625015584206 | 760-243-R | TRANSIT CASE | SPECTRUM ANALYSER | 6625991803636 | N | CNR | ANRITSU | NO | NO | - | - | N/A
E09 | 29 | W115 | 6625992501112 | SDA 601 | HANDHELD ANALYSER | SPECTRUM ANALYSER | N | N | 12 | TEKTRONIX | YES | YES | - | - | STD
E09 | 30 | W115 | 6625995858489 | MS2711B | HANDHELD SPECTRUM ANALYSER | SPECTRUM ANALYSER | MAIN ASSY | N | 12 | ANRITSU | YES | YES | - | - | STD
E09 | 31 | W115 | 6150992331236 | UK/3P IEC | CABLE ASSEMBLY MAINS POWER | SPECTRUM ANALYSER | 6625995858489 | N | CNR | ANRITSU | NO | YES | - | - | N/A
E09 | 32 | W115 | 6625992381604 | 3170/1020 | TEST SET CASE | SPECTRUM ANALYSER | 6625995858489 | N | CNR | ANRITSU | NO | YES | - | - | N/A
E09 | 33 | W115 | 6625999791528 | MS2711B | SPECTRUM ANALYSER (HAND HELD) | SPECTRUM ANALYSER | 6625995858489 | N | 12 | ANRITSU | YES | YES | - | - | STD
E09 | 34 | W115 | 6130014582772 | 3170/11016 | CHARGE ASSEMBLY MAINS | SPECTRUM ANALYSER | 6625995858489 | N | CNR | ANRITSU | NO | YES | - | - | N/A
E09 | 35 | W115 | 5935014583634 | 806-62 | ADAPTOR 12V CIGAR LIGHTER | SPECTRUM ANALYSER | 6625995858489 | N | CNR | ANRITSU | NO | YES | - | - | N/A
E09 | 36 | W115 | 6625993577752 | HEW8564E | SPECTRUM ANALYSER | SPECTRUM ANALYSER | N | N | 12 | AGILENT TECHNOLOGIES LTD | YES | YES | - | - | STD
E09 | 37 | W115 | 6625994490232 | AGIE4407B | SPECTRUM ANALYSER | SPECTRUM ANALYSER | N | N | 12 | AGILENT TECHNOLOGIES LTD | YES | YES | 0302E | 1 | STD
E09 | 38 | W115 | 6625995052314 | ANRMS2721A | HANDHELD SPECTRUM ANALYSER SET | SPECTRUM ANALYSER | MAIN ASSY | N | 12 | ANRITSU | YES | YES | - | - | STD
E09 | 39 | W115 | 6625015272906 | MS2721A | SPECTRUM ANALYSER (BARE ITEM) | SPECTRUM ANALYSER | 6625995052314 | N | 12 | ANRITSU | YES | YES | - | - | STD
E09 | 40 | Z4 | 6625997483656 | 61382 | SOFT CARRY CASE | SPECTRUM ANALYSER | 6625995052314 | N | CNR | ANRITSU | NO | NO | - | - | N/A
E09 | 41 | Z4 | 7025993490132 | 2000-1358 | COMPACT FLASH CARD | SPECTRUM ANALYSER | 6625995052314 | N | CNR | ANRITSU | NO | NO | - | - | N/A
E09 | 42 | Z4 | 5985997491119 | 2000-1361 | ANTENNA PORTABLE | SPECTRUM ANALYSER | 6625995052314 | N | CNR | ANRITSU | NO | NO | - | - | N/A
E09 | 43 | Z4 | 7025998605368 | 2000-1360 | CABLE USB | SPECTRUM ANALYSER | 6625995052314 | N | CNR | ANRITSU | NO | NO | - | - | N/A
E09 | 44 | Z4 | 5935014583634 | 806-62 | ADAPTOR 12V CIGAR LIGHTER | SPECTRUM ANALYSER | 6625995052314 | N | CNR | ANRITSU | NO | NO | - | - | N/A
E09 | 45 | Z4 | 8145015386478 | 760-235 | HARD TRANSIT CASE | SPECTRUM ANALYSER | 6625995052314 | N | CNR | ANRITSU | NO | NO | - | - | N/A
E09 | 46 | Z4 | 5935992129312 | 1091-27 | ADAPTOR N(M) TO SMA(F) | SPECTRUM ANALYSER | 6625995052314 | N | CNR | ANRITSU | NO | NO | - | - | N/A
E09 | 47 | Z4 | 5935996666575 | 1091-172 | ADAPTOR N(M) TO BNC(F) | SPECTRUM ANALYSER | 6625995052314 | N | CNR | ANRITSU | NO | NO | - | - | N/A
E09 | 48 | Z5TST | 6625992543317 | S362E | SPECTRUM ANALYSER | SPECTRUM ANALYSER | N | N | 12 | ANRITSU EMEA LTD | YES | NO | - | - | UKAS
E09 | 49 | W115 | 6625011861046 | 800T-40/5K-5-3 | OSCILLATOR | SIGNAL GENERATORS | N | N | 12 | CALIFORNIA INSTRUMENTS CORP | YES | YES | 0603E | 2 | STD
E09 | 50 | W115 | 6625993824377 | 89410AUK1 | VECTOR SIGNAL ANALYSER | SIGNAL ANALYSER | MAIN ASSY | N | 12 | KEYSIGHT | YES | YES | 0534E | 3 | UKAS
E09 | 51 | W115 | 6625014488576 | 89410A | 10 MHZ VECTOR SIGNAL ANALYSER | SPECTRUM ANALYSER | 6625993824377 | N | 12 | KEYSIGHT | YES | YES | 0534E | 3 | UKAS
E09 | 52 | W115 | 6625990006555 | 95032-599, 2032 opt 01,02,06 | SIGNAL GENERATOR | SIGNAL GENERATORS | N | N | 24 | AEROFLEX | YES | YES | 0304E | 4 | STD
E09 | 53 | W115 | 6625997889303 | E8257D | PSG ANALOG SIGNAL GENERATOR | SIGNAL GENERATORS | N | N | 12 | AGILENT | YES | YES | 0193E | 1 | STD
E09 | 54 | W115 | 6625012648588 | 8341B | SYNTHESISED SWEEPER | SIGNAL GENERATORS | N | N | 12 | AGILENT | YES | YES | - | - | STD
E09 | 55 | W115 | 6625014587522 | 83731B | SYNTHESIZED SIGNAL GENERATOR | SIGNAL GENERATORS | N | N | 12 | AGILENT | YES | YES | 0306E | 4 | STD
E09 | 56 | W115 | 6625010833706 | 8566A | SPECTRUM ANALYSER | SPECTRUM ANALYSER | N | N | 12 | AGILENT | YES | YES | - | - | STD
E09 | 57 | W115 | 6625008718012 | 334A | DISTORTION ANALYSER | SPECTRUM ANALYSER | N | N | 12 | AGILENT | YES | YES | 0395E | 3 | UKAS
E09 | 58 | W115 | 6625996604277 | 83731A | SYNTHESIZED SIGNAL GENERATOR | SIGNAL GENERATORS | N | N | 24 | AGILENT | YES | YES | 0306E | 4 | STD
E09 | 59 | W115 | 6625014494670 | 8563E | SPECTRUM ANALYSER | SPECTRUM ANALYSER | N | N | 12 | AGILENT | YES | YES | 0398E | 1 | STD
E09 | 60 | W115 | 6625123499872 | SMR20 | SIGNAL GENERATOR | SIGNAL GENERATORS | N | N | 36 | ROHDE & SCHWARZ | YES | YES | 0301E | 4 | STD
E09 | 61 | W115 | 6625997263301 | E4407B opt 1DR,A4H,UK9 AYT | SPECTRUM ANALYSER | SPECTRUM ANALYSER | MAIN ASSY | N | 12 | AGILENT | YES | YES | 0302E | 1 | STD
E09 | 62 | 3V7 | 5995009046314 | H10502A | CABLE ASSY RF | SPECTRUM ANALYSER | 6625997263301 | N | CNR | AGILENT | NO | NO | - | - | N/A
E09 | 63 | Z4 | 6150000408446 | 8120-1351 | MAINS LEAD | SPECTRUM ANALYSER | 6625997263301 | N | CNR | AGILENT | NO | NO | - | - | N/A
E09 | 64 | Z42 | 6150991271125 | 8120-5148 | N TO SMA CABLE | SPECTRUM ANALYSER | 6625997263301 | N | CNR | AGILENT | NO | NO | - | - | N/A
E09 | 65 | W115 | 5935008479683 | 1250-1250 | ADAPTOR N TO SMA | SPECTRUM ANALYSER | 6625997263301 | N | CNR | AGILENT | NO | YES | - | - | N/A
E09 | 66 | Z4 | 5935007615765 | 1250-0780 | ADAPTOR BNC TO N | SPECTRUM ANALYSER | 6625997263301 | N | CNR | AGILENT | NO | NO | - | - | N/A
E09 | 67 | W115 | 6625014494671 | HP8560E Opts 002 & H03 | SPECTRUM ANALYSER | SPECTRUM ANALYSER | N | N | 24 | AGILENT | YES | YES | 0397E | 3 | STD
E09 | 68 | W115 | 6625998637085 | E4407B+9 extra options | SPECTRUM ANALYSER | SPECTRUM ANALYSER | N | N | 12 | AGILENT TECHNOLOGIES UK LIMITED | YES | YES | 0302E | 1 | STD
E09 | 69 | W115 | 6625014637927 | DS345-01 | ARBITRARY WAVEFORM GENERATOR - 30MHZ | SIGNAL GENERATORS | N | N | 12 | STANFORD RESEARCH SYSTEMS INC.!DBA SRS | YES | YES | 0506E | 3 | UKAS
E09 | 70 | W115 | 6625015623051 | 33220A Opt 001 | ARBITRARY WAVEFORM GENERATOR | SIGNAL GENERATORS | N | N | 12 | AGILENT TECHNOLOGIES | YES | YES | - | - | UKAS
E09 | 71 | W115 | 4920997485831 | HP3325A | FUNCTION GENERATOR | SIGNAL GENERATORS | N | N | 12 | HEWLETT-PACKARD LIMITED | YES | YES | 0252E | 4 | UKAS
E09 | 72 | W115 | 6625995435163 | J3BS1 | SIGNAL GENERATOR SET | SIGNAL GENERATORS | N | N | 12 | GOULD NICOLET TECHNOLOGIES | YES | YES | 0118E | 4 | STD
E09 | 73 | W115 | 6625998016596 | APN62 | SIGNAL GENERATOR | SIGNAL GENERATORS | MAIN ASSY | N | 36 | RHODE & SHWARTZ | YES | YES | 0120E | 8 | STD
E09 | 74 | 3V7 | 6625992554591 | 396-9720-00 | PROTECTIVE COVER | SIGNAL GENERATORS | 6625998016596 | N | CNR | RHODE & SHWARTZ | NO | NO | - | - | N/A
E09 | 75 | W115 | 5995992554589 | 0844-9652-00 | CABLE ASSY | SIGNAL GENERATORS | 6625998016596 | N | CNR | RHODE & SHWARTZ | NO | YES | - | - | N/A
E09 | 76 | Z4 | 6625992554592 | 0396-9936-00 | ACCESSORIES CASE | SIGNAL GENERATORS | 6625998016596 | N | CNR | RHODE & SHWARTZ | NO | NO | - | - | N/A
E09 | 77 | W115 | 6625998016597 | APN62 | SIGNAL GENERATOR | SIGNAL GENERATORS | 6625998016596 | N | 36 | RHODE & SHWARTZ | YES | YES | 0120E | 8 | STD
E09 | 78 | W115 | 6625996342805 | TF2167 | SIGNAL GENERATOR AMPLIFIER | SIGNAL GENERATORS | N | N | 12 | AEROFLEX | YES | YES | 0572E | 1 | STD
E09 | 79 | W115 | 4920014945557 | 20UKL300 | EWETET UNIT 3 SPECTRUM ANALYSER | SPECTRUM ANALYSER | MAIN ASSY | N | 12 | DRS TECHNOLOGIES | YES | YES | - | - | STD
E09 | 80 | W115 | 6625014782479 | 8563EC opt 006,909 | SPECTRUM ANALYSER | SPECTRUM ANALYSER | 4920014945557 | N | 12 | DRS TECHNOLOGIES | YES | YES | - | - | STD
E09 | 81 | W115 | 4920015233866 | 20UKR100-002 | EWETET UNIT 4 (SIGNAL MODULATOR & RF SWITCH) | SIGNAL GENERATORS | MAIN ASSY | N | 12 | DRS TECHNOLOGIES | YES | YES | - | - | UKAS
E09 | 82 | W115 | 6625993958524 | 33220A OPT 01 &1CM | ARBRITARY WAVEFORM FUNCTON GENERATOR | SIGNAL GENERATORS | 4920015233866 | N | 12 | DRS TECHNOLOGIES | YES | YES | 0299E | 4 | UKAS
E09 | 83 | W115 | 4920014945563 | 20UKR200 | EWETET UNIT 5 RF SYTHESISER NO1 | SIGNAL GENERATORS | MAIN ASSY | N | 12 | DRS TECHNOLOGIES | YES | YES | - | - | STD
E09 | 84 | W115 | 5820998800203 | MG3692A | SIGNAL SYNTHESISER | SIGNAL GENERATORS | 4920014945563 | N | 12 | DRS TECHNOLOGIES | YES | YES | 0307E | 1 | STD
E09 | 85 | W115 | 6625014785560 | 68347B opt 1,2A,6,19 | SIGNAL SYTHESISER | SIGNAL GENERATORS | 4920014945563 | N | 12 | DRS TECHNOLOGIES | YES | YES | 0305E | 1 | STD
E09 | 86 | W115 | 4920014945566 | 20UKR300 | EWETET UNIT 6 RF SYTHESISER NO2 | SIGNAL GENERATORS | MAIN ASSY | N | 12 | DRS TECHNOLOGIES | YES | YES | - | - | STD
E09 | 87 | W115 | 6625010197890 | HEW8620C | SWEEP OSCILLATOR | SIGNAL GENERATORS | N | N | 12 | HEWLETT PACKARD | YES | YES | 0544E | 1 | STD
E09 | 88 | W115 | 6625011388303 | HEW8663A | SYNTHESISED SIGNAL GENERATOR | SIGNAL GENERATORS | N | N | 12 | HEWLETT PACKARD | YES | YES | - | - | STD
E09 | 89 | W115 | 6625012450141 | HEW3561A | DYNAMIC SIGNAL ANALYZER | SPECTRUM ANALYSER | N | N | 12 | HEWLETT PACKARD | YES | YES | 0217E | 4 | STD
E09 | 90 | W115 | 6625993032142 | ZCSSG-33 | SIGNAL GENERATOR | SIGNAL GENERATORS | MAIN ASSY | N | 12 | C-SCOPE INTERNATIONAL LTD | YES | YES | - | - | STD
E09 | 91 | Z4 | 6695997052751 | YCB/CS | PADDED BAG | SIGNAL GENERATORS | 6625993032142 | N | CNR | C-SCOPE INTERNATIONAL LTD | NO | NO | - | - | N/A
E09 | 92 | W115 | 6625995881287 | HEW8672A | SYNTHESIZED SIGNAL GENERATOR | SIGNAL GENERATORS | MAIN ASSY | N | 12 | HEWLETT PACKARD | YES | YES | - | - | STD
E09 | 93 | W115 | 6625010372043 | HEW8672A | FREQUENCY SYNTHESISER | SIGNAL GENERATORS | 6625995881287 | N | 12 | HEWLETT PACKARD | YES | YES | - | - | STD
E09 | 94 | W115 | 6625997935924 | HEW8657B | SIGNAL GENERATOR | SIGNAL GENERATORS | N | N | 12 | HEWLETT PACKARD | YES | YES | 0206E | 4 | STD
E09 | 95 | Z4 | 6695999747460 | ZCSCAT-33 | CABLE AVOIDANCE TOOL | SIGNAL GENERATORS | MAIN ASSY | N | 12 | C-SCOPE INTERNATIONAL LTD | YES | YES | - | - | STD
E09 | 96 | Z4 | 6695997052751 | YCB/CS | PADDED CARRY BAG | SIGNAL GENERATORS | 6695999747460 | N | CNR | C-SCOPE INTERNATIONAL LTD | NO | NO | - | - | N/A
E09 | 97 | W115 | 6625015118675 | AGIE4446A | 44 GHZ SPECTRUM ANALYSER | SPECTRUM ANALYSER | N | N | 12 | AGILENT TECHNOLOGIES | YES | YES | 0399E | 1 | STD
E09 | 98 | W115 | 6625016006774 | ANRMS2711E option008 | SPECTRUM ANALYSER | SPECTRUM ANALYSER | MAIN ASSY | N | 12 | ANRITSU | YES | YES | 0325E | 1 | STD
E09 | 99 | W115 | 6625015177171 | MS2711D | HAND-HELD PORTABLE SPECTRUM ANALYSER | SPECTRUM ANALYSER | 6625016006774 | N | 12 | ANRITSU | YES | YES | 0325E | 1 | STD
E09 | 100 | Z4 | 5935014760965 | 806-141 | 12 VOLT DC ADAPTOR | SPECTRUM ANALYSER | 6625016006774 | N | CNR | ANRITSU | NO | NO | - | - | N/A
E09 | 101 | W115 | 6625993351637 | AGIE4402Bopt UKB,1DRA4H,UK9 AYT | SPECTRUM ANALYSER | SPECTRUM ANALYSER | N | N | 12 | AGILENT TECHNOLOGIES | YES | YES | 0131E | 4 | STD
E09 | 102 | W115 | 6625993419162 | ROHSMB100A | SIGNAL GENERATOR | SIGNAL GENERATORS | N | N | 12 | RHODE & SHWARTZ | YES | YES | - | - | STD
E09 | 103 | W115 | 6625995830917 | AGIE8257D-520 | ANALOGUE SIGNAL GENERATOR | SIGNAL GENERATORS | MAIN ASSY | N | 24 | AGILENT TECHNOLOGIES | YES | YES | 0193E | 1 | STD
E09 | 104 | W115 | 6625996670714 | E8257D-0PT 520 1E1 007 UNW UNT & HSM | SIGNAL GENERATOR | SIGNAL GENERATORS | 6625995830917 | N | 24 | AGILENT TECHNOLOGIES | YES | YES | - | - | STD
E09 | 105 | W115 | 6625998460621 | 9300-2465 | SOFT CARRY CASE | SIGNAL GENERATORS | 6625995830917 | N | CNR | AGILENT TECHNOLOGIES | NO | YES | - | - | N/A
E09 | 106 | Z4 | 6150012726795 | 8121-1579 | RIGHT ANGLED MAINS LEAD | SIGNAL GENERATORS | 6625995830917 | N | CNR | AGILENT TECHNOLOGIES | NO | NO | - | - | N/A
E09 | 107 | - | 5935011901892 | 5061-5311 | CONNECTOR SAVER | SIGNAL GENERATORS | 6625995830917 | N | CNR | AGILENT TECHNOLOGIES | NO | NO | - | - | N/A
E09 | 108 | W115 | 6625995938474 | AGIE4402B UKB,1DR,A4H,1DN,UK9 AYT | SPECTRUM ANALYSER | SPECTRUM ANALYSER | MAIN ASSY | N | 12 | AGILENT TECHNOLOGIES | YES | YES | 0131E | 4 | STD
E09 | 109 | 3V7 | 5995009046314 | 10502A | CABLE ASSEMBLY | SPECTRUM ANALYSER | 6625995938474 | N | CNR | AGILENT TECHNOLOGIES | NO | NO | - | - | N/A
E09 | 110 | W115 | 6625994886386 | E4402B | SPECTRUM ANALYSER | SPECTRUM ANALYSER | 6625995938474 | N | 12 | AGILENT TECHNOLOGIES | YES | YES | 0131E | 4 | STD
E09 | 111 | - | NIV | OPT UK9 | FRONT COVER | SPECTRUM ANALYSER | 6625995938474 | N | CNR | AGILENT TECHNOLOGIES | NO | NO | - | - | N/A
E09 | 112 | - | NIV | OPT AYT | CARRY BAG | SPECTRUM ANALYSER | 6625995938474 | N | CNR | AGILENT TECHNOLOGIES | NO | NO | - | - | N/A
E09 | 113 | Z4 | 5935991166927 | 1250-0780 | N-BNC ADAPTORR (QTY 2) | SPECTRUM ANALYSER | 6625995938474 | N | CNR | AGILENT TECHNOLOGIES | NO | NO | - | - | N/A
E09 | 114 | Z4 | 6150000408446 | 8120-1351 | MAINS LEAD | SPECTRUM ANALYSER | 6625995938474 | N | CNR | AGILENT TECHNOLOGIES | NO | NO | - | - | N/A
E09 | 115 | W115 | 6625999259571 | AGIE4438C OPT501, 1, 1E5, 005, 601 | 1GHZ ESG VECTOR SIG GENERATOR | SIGNAL GENERATORS | N | N | 24 | AGILENT TECHNOLOGIES | YES | YES | - | - | STD
E09 | 116 | W115 | 6625999742297 | ANRMG3691A + OPT 02A,05,13A.24 | SIGNAL GENERATOR | SIGNAL GENERATORS | N | N | 12 | ANRITSU | YES | YES | - | - | STD
E09 | 117 | W115 | 6625123376613 | ROHSMY01 | SIGNAL GENERATOR | SIGNAL GENERATORS | N | N | 12 | RHODE & SHWARTZ | YES | YES | - | - | STD
E09 | 118 | W115 | 6625993654539 | MS2711D SET | SPECTRUM ANALYSER | SPECTRUM ANALYSER | MAIN ASSY | N | 12 | ANRITSU | YES | YES | 0325E | 1 | STD
E09 | 119 | - | NIV | 48258 | SOFT CARRY CASE | SPECTRUM ANALYSER | 6625993654539 | N | CNR | ANRITSU | NO | NO | - | - | N/A
E09 | 120 | - | NIV | 40-163 | AC-DC ADAPTOR | SPECTRUM ANALYSER | 6625993654539 | N | CNR | ANRITSU | NO | NO | - | - | N/A
E09 | 121 | - | NIV | 806-62 | AUTOMOTIVE CIGARETTE LIGHTER 12 V DC ADAPTOR | SPECTRUM ANALYSER | 6625993654539 | N | CNR | ANRITSU | NO | NO | - | - | N/A
E09 | 122 | - | NIV | 633-27 | RECHARGABLE NIMH BATTERY | SPECTRUM ANALYSER | 6625993654539 | N | CNR | ANRITSU | NO | NO | - | - | N/A
E09 | 123 | - | NIV | 551-1691 | USB TO SERIAL ADAPTOR | SPECTRUM ANALYSER | 6625993654539 | N | CNR | ANRITSU | NO | NO | - | - | N/A
E09 | 124 | - | NIV | 800-441 | 9 PIN D-SB CABLE | SPECTRUM ANALYSER | 6625993654539 | N | CNR | ANRITSU | NO | NO | - | - | N/A
E09 | 125 | W115 | 6625991530937 | FSL3 | SPECTRUM ANALYSER | SPECTRUM ANALYSER | N | N | 12 | RHODE & SHWARTZ | YES | YES | - | - | STD
E09 | 126 | W115 | 6625014712025 | IFR6823 | SCALAR ANALYSER | SPECTRUM ANALYSER | N | N | 12 | IFR SYSTEMS INC. | YES | YES | 0142E | 1 | STD
E09 | 127 | - | NIVDSG/0232 | GR2050 | SYNTH RF GENERATOR | SIGNAL GENERATORS | N | N | 12 | AIM-TTI | YES | NO | - | - | STD
E09 | 128 | - | NIV | 1164.6407.03 | ESPI TEST RECEIVER | SPECTRUM ANALYSER | N | N | 12 | ROHDE & SCHWARZ | YES | NO | 0055E | 3 | STD
E09 | 129 | - | NIV | MS2702A | SPECTRUM ANALYSER | SPECTRUM ANALYSER | N | N | 12 | ANRITSU | YES | NO | 0055E | 3 | STD
E09 | 130 | - | NIV | 2850S | DIGITAL TRANSMISSION ANALYZER | SPECTRUM ANALYSER | N | N | 12 | MARCONI INSTRUMENTS | YES | NO | 0055E | 3 | STD
E09 | 131 | - | NIV | MS2034A | VNA MASTER | SPECTRUM ANALYSER | N | N | 12 | ANRITSU | YES | NO | 0055E | 3 | STD
E09 | 132 | - | NIV | GFG-8215A | FUNCTION GENERATOR | SIGNAL GENERATORS | N | N | 12 | GW INSTEK | YES | NO | 0055E | 3 | STD
E09 | 133 | - | NIVDSG/0190 | N5183A Option 520 | MXG ANALOG SIGNAL GENERATOR | SIGNAL GENERATORS | N | N | 12 | AGILENT | YES | NO | - | - | STD
E09 | 134 | - | NIVDSG/0373 | EZM | SPECTRUM MONITOR | SPECTRUM ANALYSER | N | N | 12 | ROHDE & SCHWARZ | YES | NO | - | - | STD
E09 | 135 | - | 6625123090238 | ROHSMG | SIGNAL GENERATOR | SIGNAL GENERATORS | N | N | 12 | ROHDE & SCHWARZ | YES | NO | - | - | STD
E09 | 136 | - | 6625997994993 | BTST510 | CABLE FAULT LOCATOR (TDR) | SIGNAL GENERATORS | N | N | 12 | BICOTEST LTD | YES | NO | - | - | STD
E09 | 137 | - | NIV | 9103 | SPECTRUM ANALYSER | SPECTRUM ANALYSER | N | N | 12 | WILTEK | YES | NO | 0055E | 3 | STD
E09 | 138 | - | NIV | GFG-8215A | FUNCTION GENERATOR | SIGNAL GENERATORS | N | N | 12 | INSTEK | YES | NO | 0055E | 3 | STD
E09 | 139 | - | NIV | ORION | TV & VIDEO PATTERN GEN | SIGNAL GENERATORS | N | N | 12 | BLACK STAR | YES | NO | 0056E | 3 | STD
E09 | 140 | - | NIVDSG/0448 | ISKGFG-8215A | FUNCTION GENERATOR | SIGNAL GENERATORS | N | N | 12 | GW INSTEK | YES | NO | - | - | STD
E09 | 141 | - | NIVDSG/0045 | HEWE4432B | VECTOR SIGNAL GENERATOR | SIGNAL GENERATORS | N | N | 12 | HEWLETT PACKARD | YES | NO | - | - | STD
E09 | 142 | - | 6625013618981 | HEW8645A | AGILE SIGNAL GENERATOR | SIGNAL GENERATORS | N | N | 12 | HEWLETT PACKARD | YES | NO | - | - | STD
E09 | 143 | - | NIV | HEWE4431A | DIGITAL SIGNAL GENERATOR | SIGNAL GENERATORS | N | N | 12 | HEWLETT PACKARD | YES | NO | 0058E | 3 | STD
E09 | 144 | - | NIV | HEW8657A | SIGNAL GENERATOR 1040MHZ | SIGNAL GENERATORS | N | N | 12 | HEWLETT PACKARD | YES | NO | 0058E | 3 | STD
E09 | 145 | W115 | 6625996695723 | AYS38255-TP | COMPACT END TO END TESTER (CETET) | SIGNAL GENERATORS | MAIN ASSY | N | 12 | LEONARDO (FORMALLY DRS TECHNOLOGIES) MW LTD | YES | NO | - | - | STD
E09 | 146 | W115 | 6625991540883 | AYS38255 | CETET MAIN BOX (LISTED AS A 'SIGNAL GENERATOR' ON CISIS). | SIGNAL GENERATORS | 6625996695723 | N | 12 | LEONARDO (FORMALLY DRS TECHNOLOGIES) MW LTD | YES | NO | - | - | STD
E09 | 147 | W115 | 7045999822740 | SAS38567 | ACCESSORY CASE NO 1 (REQUIRED TO GO WITH MAIN UNIT, ON MAIN UNIT CALIBRATION) | SIGNAL GENERATORS | 6625996695723 | N | CNR | LEONARDO (FORMALLY DRS TECHNOLOGIES) MW LTD | NO | NO | - | - | N/A
E09 | 148 | W115 | 7045995144691 | SAS38565 | ACCESSORY CASE NO 2 | SIGNAL GENERATORS | 6625996695723 | N | CNR | LEONARDO (FORMALLY DRS TECHNOLOGIES) MW LTD | NO | NO | - | - | N/A
E09 | 149 | W115 | 7045994406744 | SAS38564 | ACCESSORY CASE NO 3 | SIGNAL GENERATORS | 6625996695723 | N | CNR | LEONARDO (FORMALLY DRS TECHNOLOGIES) MW LTD | NO | NO | - | - | N/A
E09 | 150 | W115 | 4130991665809 | SAS38563 | COOLING COLLAR | SIGNAL GENERATORS | 6625996695723 | N | CNR | LEONARDO (FORMALLY DRS TECHNOLOGIES) MW LTD | NO | NO | - | - | N/A
E09 | 151 | W115 | 6625995915095 | AYS3 8552-TP | ATS100 | SIGNAL GENERATORS | MAIN ASSY | N | 12 | LEONARDO (FORMALLY DRS TECHNOLOGIES) MW LTD | YES | NO | - | - | STD
E09 | 152 | W115 | 4920015344168 | 20UKL100-001 | CASE, TEST SET TYPHOON UNIT 1 | SIGNAL GENERATORS | N | N | 12 | LEONARDO (FORMALLY DRS TECHNOLOGIES) MW LTD | YES | YES | - | - | STD
E09 | 153 | W115 | 6625992451325 | S311D SET | REFLECTOMETER,METALLIC TIME DOMAIN | SPECTRUM ANALYSER | N | N | 12 | ANRITSU EMEA LIMITED | YES | YES | 0605E | 1 | STD
E09 | 154 | W115 | 6625997421119 | 1306CD | CABLE LOCATOR SET | SIGNAL GENERATORS | MAIN ASSY | N | 12 | RADIODETECTION LTD | YES | YES | 0354E | 3 | STD
E09 | 155 | W115 | 6625997727960 | 10/1306CD | CAT CABLE AVOIDING TOOL | SIGNAL GENERATORS | 6625997421119 | N | 12 | RADIODETECTION LTD | YES | YES | 0354E | 3 | STD
E09 | 156 | W115 | 6625997727962 | 10/1506GD | GENERATOR TRANSMITTER LOCATOR | SIGNAL GENERATORS | 6625997421119 | N | 12 | RADIODETECTION LTD | YES | YES | 0354E | 3 | STD
E09 | 157 | W115 | 6695999747460 | ZCSCAT-33 | CABLE AVOIDANCE TOOL | SIGNAL GENERATORS | MAIN ASSY | N | 12 | C-SCOPE INTERNATIONAL LTD | YES | YES | - | - | STD
E09 | 158 | Z4 | 6695997052751 | YCB/CS | PADDED CARRY BAG | SIGNAL GENERATORS | 6695999747460 | N | CNR | C-SCOPE INTERNATIONAL LTD | NO | NO | - | - | N/A
E09 | 159 | W115 | 6625015480228 | RMS2724B | HANDHELD SPECTRUM ANALYSER SET | SPECTRUM ANALYSER | N | N | 12 | ANRITSU | YES | YES | - | - | STD
E09 | 160 | W115 | 6625996844817 | MS2036C | SPECTRUM ANALYSER | SPECTRUM ANALYSER | N | N | 12 | ANRITSU | YES | YES | - | - | STD
E09 | 161 | W115 | 6625995499250 | SIGNAL GENERATOR OPTS 4,44,123 | SIGNAL GENERATOR OPTS 4,44,123 | SIGNAL GENERATORS | N | N | 12 | IFR | YES | YES | 0538E | 2 | STD
E09 | 162 | W115 | 6625982073235 | MS2712E | SPECTRUM ANALYSER | SPECTRUM ANALYSER | N | N | 12 | ANRITSU | YES | YES | - | - | STD
E09 | 163 | W115 | 4920014945561 | 20UKR100 | CASE, TEST SET (ETET UNIT4) | SPECTRUM ANALYSER | N | N | 12 | PROSPECTIVE COMPUTER ANALYSTS INCORPORATED | YES | YES | - | - | STD
E09 | 164 | W115 | 6625014484227 | 35670A | DYNAMIC SIGNAL ANALYSER | SIGNAL ANALYSER | N | N | 12 | AGILENT | YES | YES | - | - | STD
E09 | 165 | W115 | 6625016162703 | MS2720T-0720 | SPECTRUM ANALYSER | SPECTRUM ANALYSER | N | N | 12 | ANRITSU | YES | YES | - | - | STD
E09 | 166 | - | NIVDEC/0671 | E4411B (Options 0BV, 0BW, A4H, UK6) | SPECTRUM ANALYSER | SPECTRUM ANALYSER | N | N | 12 | AGILENT | YES | NO | - | - | STD
E09 | 167 | W115 | 6695998406653 | CS/CLS-33/MOD | CABLE LOCATOR SET | SIGNAL GENERATOR | N | N | 12 | C-SCOPE INTERNATIONAL LTD | YES | YES | 0575E | 1 | STD
E09 | 168 | W115 | 4920014945550 | 20UKL100 | EWETET UNIT 1 SYST CONTROLLER / PWR AMP | SIGNAL GENERATOR | MAIN ASSY | N | 12 | DRS TECHNOLOGIES | YES | YES | - | - | STD
E09 | 169 | W115 | 7045015310672 | 900284-001 | HARD DRIVE & FLASHCARD CARRYING CASE | SIGNAL GENERATOR | 4920014945550 | N | CNR | DRS TECHNOLOGIES | NO | YES | - | - | N/A
E09 | 170 | W115 | 6625014945573 | 20UK3000 | EWETET ACCESSORY CASE | SIGNAL GENERATOR | MAIN ASSY | N | 12 | DRS TECHNOLOGIES | YES | YES | - | - | STD
E09 | 171 | W115 | 5995015521418 | 250075-001 | CABLE ASSEMBLY HHT ETHERNET AND POWER SPLIT | SIGNAL GENERATOR | 6625014945573 | N | CNR | DRS TECHNOLOGIES | NO | YES | - | - | N/A
E09 | 172 | W115 | 6150015579022 | 250079-001 | CABLE ASSEMBLY ETET HHT | SIGNAL GENERATOR | 6625014945573 | N | CNR | DRS TECHNOLOGIES | NO | YES | - | - | N/A
E09 | 173 | W115 | 6150015310670 | 20UK3003 | CABLE POWER | SIGNAL GENERATOR | 6625014945573 | N | CNR | DRS TECHNOLOGIES | NO | YES | - | - | N/A
E09 | 174 | W115 | 6150015310669 | 250005-001 | GPIB CABLE | SIGNAL GENERATOR | 6625014945573 | N | CNR | DRS TECHNOLOGIES | NO | YES | - | - | N/A
E09 | 175 | W115 | 5995015310664 | 240012-001 | ADAPTER TNC(F) TO TNC(F) | SIGNAL GENERATOR | 6625014945573 | N | CNR | DRS TECHNOLOGIES | NO | YES | - | - | N/A
E09 | 176 | W115 | 6625015310663 | 240050-001 | ADAPTER PTNC(M) TO PTNC(M) | SIGNAL GENERATOR | 6625014945573 | N | CNR | DRS TECHNOLOGIES | NO | YES | - | - | N/A
E09 | 177 | W115 | 4920014945553 | 20UKL200 | EWETET UNIT 2 SCALER NETWORK ANALYSER | SIGNAL ANALYSER | MAIN ASSY | N | 12 On Site | DRS TECHNOLOGIES | YES | YES | - | - | STD
E09 | 178 | W115 | 6625014787678 | 54147A | SCALER NETWORK ANALYSER | SIGNAL ANALYSER | 4920014945553 | N | 12 On Site | DRS TECHNOLOGIES | YES | YES | 0292E | 3 | STD
E09 | 179 | W115 | 6625015310673 | 900069-001 | RF CONDITIONING UNIT | SIGNAL ANALYSER | N | N | 12 | DRS TECHNOLOGIES | YES | YES | - | - | STD
E09 | 180 | W115 | 6625998664255 | 10/GG1376 | SIGNAL GENERATOR,CAT | SIGNAL GENERATOR | N | N | 12 | RADIODETECTION | YES | YES | - | - | STD
E09 | 181 | - | NIVDEC/0951 | RD8000 | LOCATOR RD8000 & TRANSMITTER | SIGNAL GENERATOR | N | N | 12 | RADIODETECTION | YES | NO | - | - | STD
E09 | 182 | - | NIVDEC/0695 | APSIN20G | ANAPICO SIG GEN 100KHZ-20GHZ | SIGNAL GENERATOR | N | N | 12 | ANAPICO | YES | NO | - | - | STD
E09 | 183 | - | NIVDEC/0694 | SMC100A | SIGNAL GENERATOR 9 KHZ-3.2 GHZ | SIGNAL GENERATOR | N | N | 12 | ROHDE & SCHWARZ | YES | NO | - | - | STD
E09 | 184 | - | NIVDEC/0727 | E4407B (OPT 1D5) | SPECTRUM ANALYSER | SPECTRUM ANALYSER | N | N | 12 | KEYSIGHT | YES | NO | - | - | STD
E09 | 185 | - | NIVDEC/0114 | TG2511 | PULSE GENERATOR | SIGNAL GENERATOR | N | N | 12 | THURLBY THANDAR | YES | NO | - | - | STD
E09 | 186 | - | NIVDEC/0858 | NCT6108A | NOISE GENERATOR 10KHz - 500MHz | SIGNAL GENERATOR | N | N | 12 | NOISECOM | YES | NO | - | - | STD
E09 | 187 | W115 | 6625010975700 | HP 8903A | AUDIO ANALYSER 20HZ TO 100KHZ | SIGNAL ANALYSER | N | N | 12 | KEYSIGHT | YES | YES | - | - | STD
E09 | 188 | - | NIVDEC/0963 | 83731B-1E8 | SYNTHESISED SIGNAL GENERATOR | SIGNAL GENERATOR | N | N | 12 | HEWLETT PACKARD | YES | NO |  | - | STD
E09 | 189 | - | NIVDEC/1026 | N9917B | FIELDFOX MICROWAVE ANALYSER 18GHz | SIGNAL ANALYSER | N | N | 12 | KEYSIGHT | YES | NO | - | - | STD
E09 | 190 | W115 | 6625015098751 | DSP-4300 | Cable analyser/SR Remote Unit | SIGNAL GENERATORS | N | N | 12 | FLUKE | Yes | YES | 0536E | 3 | STD
E09 | 191 | W115 | 5895015344175 | 900102-001 | RF Conditioning Unit (Typhoon DASS) | POWER | Main Assy | N | 12 | DRS TECHNOLOGIES | Yes | YES | - | - | UKAS
E09 | 192 | W115 | 6120015344163 | 900061-003 | RFCU 2 to 18GHz 24 PORT | POWER | 5895015344175 | N | CNR | DRS TECHNOLOGIES | NO | YES | - | - | N/A
E09 | 193 | W115 | 6625998073882 | TEKWFM601A | WAVEFORM VECTOR MONITOR | WAVEFORM ANALYSERS | N | N | 12 | TEKTRONIX | YES | YES | 0373E | 2 | UKAS | CALIBRATION PERFORMED ACROSS FULL SPECIFIED RANGE
E09 | 194 | - | NIV | LANTEK 6 | CABLE TESTER | WAVEFORM ANALYSERS | N | N | 12 | IDEAL INDUSTRIES | YES | NO | - | - | UKAS | CALIBRATION PERFORMED ACROSS FULL SPECIFIED RANGE
E09 | 195 | - | NIV | 1020ED | GROUND IMEPANCE & SAFETY ANALYZER | WAVEFORM ANALYSERS | N | N | 12 | ECOS ELECTRONICS CORP | YES | NO | - | - | UKAS | CALIBRATION PERFORMED ACROSS FULL SPECIFIED RANGE
E09 | 196 | - | NIV | CLT2 | CABLE TESTER | WAVEFORM ANALYSERS | N | N | 12 | BI COMMUNICATIONS | YES | NO | - | - | UKAS | CALIBRATION PERFORMED ACROSS FULL SPECIFIED RANGE
E09 | 197 | - | NIV | DSP-2000 | CABLE ANALYZER | WAVEFORM ANALYSERS | N | N | 12 | FLUKE | YES | NO | - | - | UKAS | CALIBRATION PERFORMED ACROSS FULL SPECIFIED RANGE
E09 | 198 | - | NIV | DSP-2000SR | SMART REMOTE | WAVEFORM ANALYSERS | N | N | 12 | FLUKE | YES | NO | - | - | UKAS | CALIBRATION PERFORMED ACROSS FULL SPECIFIED RANGE
E09 | 199 | O880 | 6625013372802 | 1502C | METALLIC TDR CABLE TESTER | WAVEFORM ANALYSERS | N | N | 12 | TEKTRONIX | YES | NO | - | - | UKAS | CALIBRATION PERFORMED ACROSS FULL SPECIFIED RANGE
E09 | 200 | - | NIV | RD400PXL | PRECISION LOCATOR | WAVEFORM ANALYSERS | N | N | 12 | RADIODETECTION LTD | YES | NO | - | - | UKAS | CALIBRATION PERFORMED ACROSS FULL SPECIFIED RANGE
E09 | 201 | - | 6625932106594 | RD400SDTx | TRANSMITTER | WAVEFORM ANALYSERS | N | N | 12 | RADIODETECTION LTD | YES | NO | - | - | UKAS | CALIBRATION PERFORMED ACROSS FULL SPECIFIED RANGE
E09 | 202 | W115 | 5895999044297 | 6230L | SCALAR DETECTOR | WAVEFORM ANALYSERS | N | N | 12 | IFR | YES | YES | - | - | UKAS | CALIBRATION PERFORMED ACROSS FULL SPECIFIED RANGE
E09 | 203 | - | NIV | 560-97NF50-1 | SWR AUTOTESTER | WAVEFORM ANALYSERS | N | N | 12 | WILTRON | YES | NO | - | - | UKAS | CALIBRATION PERFORMED ACROSS FULL SPECIFIED RANGE
E09 | 204 | - | 6625129071078 | FLUPM6669 | COUNTER | WAVEFORM ANALYSERS | N | N | 12 | FLUKE | YES | NO | - | - | UKAS | CALIBRATION PERFORMED ACROSS FULL SPECIFIED RANGE
E09 | 205 | - | NIV | C.A.T. | CABLE AVOIDANCE TOOLS | WAVEFORM ANALYSERS | N | N | 12 | C-SCOPE | YES | NO | - | - | UKAS | CALIBRATION PERFORMED ACROSS FULL SPECIFIED RANGE
E09 | 206 | - | 6625999679641 | 56581-001T | TLMS TEST HEAD 20GHZ | WAVEFORM ANALYSERS | N | N | 12 | MARCONI INSTRUMENTS | YES | NO | - | - | UKAS | CALIBRATION PERFORMED ACROSS FULL SPECIFIED RANGE
E09 | 207 | - | NIV | FSH-Z2 | VSWR BRIDGE + POWER DIVIDER | WAVEFORM ANALYSERS | N | N | 12 | ROHDE AND SCHWARZ | YES | NO | - | - | UKAS | CALIBRATION PERFORMED ACROSS FULL SPECIFIED RANGE
E09 | 208 | - | 5985012570285 | WIL560-7K50 | RF DETECTOR | WAVEFORM ANALYSERS | N | N | 12 | WILTRON | YES | NO | - | - | UKAS | CALIBRATION PERFORMED ACROSS FULL SPECIFIED RANGE
E09 | 209 | - | NIVDSG/0042 | EATUT2-20/29 | PARTIAL DISCHARGE DETECTOR | WAVEFORM ANALYSERS | N | N | 12 | EA TECHNOLOGY INSTRUMENTS LTD | YES | NO | - | - | UKAS | CALIBRATION PERFORMED ACROSS FULL SPECIFIED RANGE
E09 | 210 | - | 6625993603447 | HEW85025A | DETECTOR | WAVEFORM ANALYSERS | N | N | 12 | HEWLETT PACKARD | YES | NO | - | - | UKAS | CALIBRATION PERFORMED ACROSS FULL SPECIFIED RANGE
E09 | 211 | W115 | 6625012473963 | HEW85044A | TRANS/REFLECT TEST SET | WAVEFORM ANALYSERS | N | N | 12 | HEWLETT PACKARD | YES | NO | - | - | UKAS | CALIBRATION PERFORMED ACROSS FULL SPECIFIED RANGE
E09 | 212 | Z4 | 6625991222343 | IFR6233A | SCALAR DETECTOR | WAVEFORM ANALYSERS | N | N | 12 | IFR SYSTEMS INC. | YES | NO | - | - | UKAS | CALIBRATION PERFORMED ACROSS FULL SPECIFIED RANGE
E09 | 213 | A888 | 5985013965598 | MDL62XT346R-1E | CROSS COUPLER | WAVEFORM ANALYSERS | N | N | 12 | MDL | YES | NO | - | - | UKAS | CALIBRATION PERFORMED ACROSS FULL SPECIFIED RANGE
E09 | 214 | W115 | 6625123720750 | ESU26,1302.6005.26 | SPECTRUM ANALYSER | WAVEFORM ANALYSERS | N | N | 12 | ROHDE & SCHWARZ | YES | YES | 0213E | 1 | UKAS | CALIBRATION PERFORMED ACROSS FULL SPECIFIED RANGE
E09 | 215 | - | NIVDEC/0268 | RD4000 | CABLE DETECTOR | WAVEFORM ANALYSERS | N | N | 12 | RADIODETECTION LTD | YES | NO | - | - | UKAS | CALIBRATION PERFORMED ACROSS FULL SPECIFIED RANGE
E09 | 216 | - | NIVDEC/0267 | RD4000T3 | CABLE TRANSMITTER UNIT | WAVEFORM ANALYSERS | N | N | 12 | RADIODETECTION LTD | YES | NO | - | - | UKAS | CALIBRATION PERFORMED ACROSS FULL SPECIFIED RANGE
E09 | 217 | - | NIVDEC/0723 | C.A.T.4 | CABLE AVOIDANCE TOOL | WAVEFORM ANALYSERS | N | N | 12 | RADIODETECTION LTD | YES | NO | - | - | UKAS | CALIBRATION PERFORMED ACROSS FULL SPECIFIED RANGE

## Lot 4
SUB SET | LINE No. | DMC | NSN (FULL 13 NO SPACES) | PART No. | DESCRIPTION | GROUP | COMPRISING ITEM | SPECIAL CONDITIONS (EMC, ITAR ,ATEX) | CAL PERIOD MONTHS | OEM | CALIBRATION | REPAIR | CSOR | CSOR / OEM VERSION | CALIBRATION STANDARD REQUIRED | COMMENTS | Q1 Std Calibration Price | Q2 Std Repair & Calibration price | Q3 Service provided In-House or Sub-Con | Q4 Item covered under Schedule of UKAS Accreditation by the LAB carrying out the Work. | Q5 If service is provided at Sub-Con please specify supplier detail | Q6 UKAS Calibration Price | Q7 UKAS Repair and Calibration Price | Q8 Service provided In-House or Sub-Con | Q9 Item covered under Schedule of UKAS Accreditation by the LAB carrying out the Work. | Q10 If service is provided at Sub-Con please specify supplier detail.
E12 | 1 | W115 | 6625012665575 | VM-7 | PRECISION 30MHZ RECEIVER | RADIO TEST SET | 5985015546964 | N | 12 | TEGAM | YES | YES | - | - | UKAS | TO BE CALIBRATED WITH COMPIRSING KIT. CALIBRATION PERFORMED ACROSS FULL SPECIFIED RANGE
E12 | 2 | W115 | 6625999149811 | TF893A | TEST SET,RADIO FREQUENCY POWER | RADIO TEST SET | N | N | 12 | AEROFLEX | YES | YES | 0393E | 3 | UKAS | CALIBRATION PERFORMED ACROSS FULL SPECIFIED RANGE
E12 | 3 | W115 | 6130014137636 | 8852 | FREQUENCY CONVERTER | RADIO TEST SET | 5985015546964 | N | 12 | TEGAM | YES | YES | - | - | UKAS | TO BE CALIBRATED WITH MAIN VM7. CALIBRATION PERFORMED ACROSS FULL SPECIFIED RANGE
E12 | 4 | W115 | 5895999044297 | 6230L | SCALAR DETECTOR | RADIO TEST SET | N | N | 12 | AEROFLEX | YES | YES | - | - | UKAS | CALIBRATION PERFORMED ACROSS FULL SPECIFIED RANGE
E12 | 5 | W115 | 6625015389668 | 187-4001 | ACCESSORY KIT ATTENUATION MEASUREMENT SYSTEM | RADIO TEST SET | 5985015546964 | N | 12 | TEGAM | YES | YES | - | - | UKAS | TO BE CALIBRATED WITH MAIN VM7. CALIBRATION PERFORMED ACROSS FULL SPECIFIED RANGE
E12 | 6 | W116 | 4920000633271 | UG1984B1 | TEST SET,ALTIMETER | RADIO TEST SET | N | N | 12 | HONEYWELL | YES | YES | - | - | UKAS | CALIBRATION PERFORMED ACROSS FULL SPECIFIED RANGE
E12 | 7 | Z4 | 6625014085067 | 8902A-opt30,33,37 | MEASURING RECEIVER | ACOUSTICS | N | N | 12 | HEWLETT PACKARD | YES | NO | 0317E | 4 | UKAS | CALIBRATION PERFORMED ACROSS FULL SPECIFIED RANGE
E12 | 8 | W115 | 6625010695582 | ATC600A | TEST SET DME TRANSPONDER | RADIO TEST SET | N | N | 12 | AEROFLEX | YES | YES | - | - | UKAS | CALIBRATION PERFORMED ACROSS FULL SPECIFIED RANGE
E12 | 9 | W115 | 6625015164656 | IFR 4000 Opt 1 | NAVIGATION COMMUNICATIONS RAMP TEST SET | RADIO TEST SET | N | N | 12 | AEROFLEX | YES | YES | 0492E | 1 | UKAS | CALIBRATION PERFORMED ACROSS FULL SPECIFIED RANGE
E12 | 10 | 4V6 | 5825994747734 | 771503 | RECIEVER RADIO | RADIO TEST SET | N | N | 12 | LEICA GEOSYSTEMS LTD | YES | YES | - | - | UKAS | CALIBRATION PERFORMED ACROSS FULL SPECIFIED RANGE
E12 | 11 | W115 | 6625993100447 | QB23 | PHASE SPLITTER | RADIO TEST SET | N | N | 12 | CHELTON LIMITED T/A COBHAM ANTENNA SYSTEMS | YES | YES | - | - | UKAS | CALIBRATION PERFORMED ACROSS FULL SPECIFIED RANGE
E12 | 12 | W10ESS | 5280200053631 | 752848 | SYSTEM CONTROLLER | RADIO TEST SET | N | N | 12 | LEICA GEOSYSTEMS LTD | YES | YES | - | - | UKAS | CALIBRATION PERFORMED ACROSS FULL SPECIFIED RANGE
E12 | 13 | W115 | 6625994418941 | EB9-14487 | TEST SET TYPE 8287 | RADIO TEST SET | N | N | 12 | SELEX | YES | YES | - | - | UKAS | CALIBRATION PERFORMED ACROSS FULL SPECIFIED RANGE
E12 | 14 | W10ESS | 5895993785425 | 756623 | ROVER MODEM | RADIO TEST SET | N | N | 12 | LEICA GEOSYSTEMS LTD | YES | YES | - | - | UKAS | CALIBRATION PERFORMED ACROSS FULL SPECIFIED RANGE
E12 | 15 | W115 | 6625999733590 | ESMI | EMI TEST RECEIVER | RADIO TEST SET | N | EMC | 12 | ROHDE & SCHWARZ | YES | YES | - | - | UKAS | CALIBRATION PERFORMED ACROSS FULL SPECIFIED RANGE
E12 | 16 | W115 | 5985015606013 | VM7 or 8850-MOD | VM7 ATTENUATION & SIGNAL CALIBRATOR | RADIO TEST SET | MAIN ASSY | N | 12 | TEGAM | YES | YES | - | - | UKAS | CALIBRATION PERFORMED ACROSS FULL SPECIFIED RANGE
E12 | 17 | W115 | 5985015548136 | 8853 | FREQUENCY CONVERTER | RADIO TEST SET | 5985015606013 | N | 12 | TEGAM | YES | YES | - | - | UKAS | TO BE CALIBRATED WITH MAIN VM7. CALIBRATION PERFORMED ACROSS FULL SPECIFIED RANGE
E12 | 18 | W115 | 5985015546964 | 8850-18 | ATTENUATION MEASUREMENT SYSTEM | RADIO TEST SET | 5985015606013 | N | 12 | TEGAM | YES | YES | - | - | UKAS | CALIBRATION PERFORMED ACROSS FULL SPECIFIED RANGE
E12 | 19 | W115 | 6625999513969 | 6047M or DRL6056A | RADAR TEST SET | RADIO TEST SET | N | N | 12 | THALES | YES | YES | - | - | UKAS | CALIBRATION PERFORMED ACROSS FULL SPECIFIED RANGE
E12 | 20 | W115 | 5841991129525 | DRLAIR/318/A | IF TEST SET | RADIO TEST SET | N | N | 12 | THALES | YES | YES | - | - | UKAS | CALIBRATION PERFORMED ACROSS FULL SPECIFIED RANGE
E12 | 21 | W115 | 6940996384139 | D/RL/AIR/95309/ASB | SIMULATOR RADAR SIGNAL TEST SET | RADIO TEST SET | N | N | 12 | THALES | YES | YES | - | - | UKAS | CALIBRATION PERFORMED ACROSS FULL SPECIFIED RANGE
E12 | 22 | W115 | 6625999432323 | D1996 | RESONATOR UNIT | RADIO TEST SET | N | N | 24 | WAYNE KERR LTD | YES | YES | - | - | UKAS | CALIBRATION PERFORMED ACROSS FULL SPECIFIED RANGE
E12 | 23 | W115 | 5996995804124 | 2692-A-OS4 | ON-SITE CALIBRATION OF NEXUS CONDITION AMPLIFIER | RADIO TEST SET | N | N | 12 | BRUEL & KJAER UK LTD | YES | YES | - | - | UKAS | SUBJECT TO LOCATION, PRICE INCLUDES CHARGE AMP AND DACTRON LASER CONTROLLER
E12 | 24 | W115 | 4920997637069 | BD 2650A | TEST SET TACAN DME | RADIO TEST SET | MAIN ASSY | N | 24 | BRADLEY ELECTRONICS | YES | YES | 0596E | 1 | UKAS | CALIBRATION PERFORMED ACROSS FULL SPECIFIED RANGE
E12 | 25 | W115 | 5995996461924 | 150539A2 | MAINS LEAD | RADIO TEST SET | 4920997637069 | N | CNR | BRADLEY ELECTRONICS | NO | YES | - | - | N/A
E12 | 26 | W115 | 5995996461925 | 150540-A2 | CABLE ASSEMBLY | RADIO TEST SET | 4920997637069 | N | CNR | BRADLEY ELECTRONICS | NO | YES | - | - | N/A
E12 | 27 | W115 | 6625996467619 | 150505A1 | BATTERY PACK | RADIO TEST SET | 4920997637069 | N | CNR | BRADLEY ELECTRONICS | NO | YES | - | - | N/A
E12 | 28 | W115 | 5825997637070 | 161425 | CASE,TEST SET | RADIO TEST SET | 4920997637069 | N | CNR | BRADLEY ELECTRONICS | NO | YES | - | - | N/A
E12 | 29 | W115 | 5825997637067 | 161421 | TACAN TEST SET | RADIO TEST SET | 4920997637069 | N | CNR | BRADLEY ELECTRONICS | NO | YES | - | - | N/A
E12 | 30 | W115 | 6625996462345 | 151111 | ANTENNA | RADIO TEST SET | 4920997637069 | N | CNR | BRADLEY ELECTRONICS | NO | YES | - | - | N/A
E12 | 31 | W115 | 5935996496667 | 150598 | HN FEMALE TO N FEMALE ADAPTOR | RADIO TEST SET | 4920997637069 | N | CNR | BRADLEY ELECTRONICS | NO | YES | - | - | N/A
E12 | 32 | W115 | 5935996496668 | 150599 | AN FEMALE TO BNC MALE ADAPTOR | RADIO TEST SET | 4920997637069 | N | CNR | BRADLEY ELECTRONICS | NO | YES | - | - | N/A
E12 | 33 | W115 | 6625013070512 | 8000000218-1 | TEST SET RADAR | RADIO TEST SET | N | N | 12 | NAVCOM DEFENSE ELECTRONICS INC. | YES | YES | - | - | UKAS | CALIBRATION PERFORMED ACROSS FULL SPECIFIED RANGE
E12 | 34 | W115 | 6625999509817 | CMS36 | RADIO AGILE FREQUENCY TET SET | RADIO TEST SET | MAIN ASSY | N | 36 | ROHDE & SCHWARZ | YES | YES | - | - | UKAS | CALIBRATION PERFORMED ACROSS FULL SPECIFIED RANGE
E12 | 35 | W115 | 6150123254165 | 1363.3020.01.01.2500 or 606.7013.00 | CABLE ASSEMBLY | RADIO TEST SET | 6625999509817 | N | CNR | ROHDE & SCHWARZ | NO | YES | - | - | N/A
E12 | 36 | W115 | 4920997584804 | A02773803 | TACAN CONTROL DISPLAY | RADIO TEST SET | N | N | 24 | SELEX | YES | YES | - | - | UKAS | CALIBRATION PERFORMED ACROSS FULL SPECIFIED RANGE
E12 | 37 | W115 | 6625013446545 | DTS200B-2 | TACAN SIMULATOR TEST SET | RADIO TEST SET | N | N | 12 | AERONAUTICAL INSTRUMENT AND RADIO COMPANY | YES | YES | - | - | UKAS
E12 | 38 | W115 | 6625991760723 | BD2650A-EMC | TEST SET TACAN DME | RADIO TEST SET | MAIN ASSY | N | 12 | G & E BRADLEY LTD | YES | YES | - | - | UKAS
E12 | 39 | W115 | 5995996461924 | 150539A2 | MAINS LEAD | RADIO TEST SET | 6625991760723 | N | CNR | G & E BRADLEY LTD | NO | YES | - | - | N/A
E12 | 40 | W115 | 5995996461925 | 150540-A2 | CABLE ASSEMBLY | RADIO TEST SET | 6625991760723 | N | CNR | G & E BRADLEY LTD | NO | YES | - | - | N/A
E12 | 41 | W115 | 6625996467619 | 150505A1 | BATTERY PACK | RADIO TEST SET | 6625991760723 | N | CNR | G & E BRADLEY LTD | NO | YES | - | - | N/A
E12 | 42 | W115 | 5825997637070 | 161425 | CASE,TEST SET | RADIO TEST SET | 6625991760723 | N | CNR | G & E BRADLEY LTD | NO | YES | - | - | N/A
E12 | 43 | W115 | 5825997637067 | 161421 | TACAN TEST SET | RADIO TEST SET | 6625991760723 | N | CNR | G & E BRADLEY LTD | NO | YES | - | - | N/A
E12 | 44 | W115 | 6625996462345 | 151111 | ANTENNA | RADIO TEST SET | 6625991760723 | N | CNR | G & E BRADLEY LTD | NO | YES | - | - | N/A
E12 | 45 | W115 | 5935996496667 | 150598 | HN FEMALE TO N FEMALE ADAPTOR | RADIO TEST SET | 6625991760723 | N | CNR | G & E BRADLEY LTD | NO | YES | - | - | N/A
E12 | 46 | W115 | 5935996496668 | 150599 | AN FEMALE TO BNC MALE ADAPTOR | RADIO TEST SET | 6625991760723 | N | CNR | G & E BRADLEY LTD | NO | YES | - | - | N/A
E12 | 47 | W115 | 6625014406313 | FLUPM5420 | TV PATTERN GENERATOR | RADIO TEST SET | N | N | 12 | FLUKE | YES | YES | 0347E | 2 | UKAS | CALIBRATION PERFORMED ACROSS FULL SPECIFIED RANGE
E12 | 48 | W115 | 6625994103797 | IFR2945A | RF COMMS ANALYSER | RADIO TEST SET | MAIN ASSY | N | 12 | AEROFLEX | YES | YES | - | - | UKAS | CALIBRATION PERFORMED ACROSS FULL SPECIFIED RANGE
E12 | 49 | W115 | 6625996639008 | 2945A | TEST SET COMMUNICATIONS | RADIO TEST SET | 6625994103797 | N | 12 | AEROFLEX | YES | YES | - | - | UKAS | CALIBRATION PERFORMED ACROSS FULL SPECIFIED RANGE
E12 | 50 | W116 | 6625996231079 | 006-0032-00 | SQUAWK NAUT TEST SET | RADIO TEST SET | N | N | 12 | RAYTHEON SYSTEMS LIMITED | YES | YES | - | - | UKAS | CALIBRATION PERFORMED ACROSS FULL SPECIFIED RANGE
E12 | 51 | Z4 | 6515995172222 | UW-3 | ULTRASOUND WATTMETER | RADIO TEST SET | N | N | 12 | MINISTRY OF DEFENCE (ARMY) ASCA (CES POLICY) | YES | NO | - | - | UKAS | CALIBRATION PERFORMED ACROSS FULL SPECIFIED RANGE
E12 | 52 | Z4 | 6625015560200 | 5010T | DIRECTIONAL POWER SENSOR | RADIO TEST SET | N | N | 12 | BIRD ELECTRONIC CORP | YES | NO | - | - | UKAS | CALIBRATION PERFORMED ACROSS FULL SPECIFIED RANGE
E12 | 53 | W115 | 4920015344146 | 20UKR300-001 | EWETET UNIT 6 (RF SYNTHESISER NO 2) HIGH POWER | RADIO TEST SET | MAIN ASSY | N | 12 | DRS TECHNOLOGIES | YES | YES | - | - | UKAS | REPAIR PRICE DELETED - REPAIRS ARE NO LONGER SUPPORTED BY I&RM AMDT 11
E12 | 54 | W115 | 6625015206234 | MG3692A | MICROWAVE SIGNAL SYNTHESISER | RADIO TEST SET | 4920015344146 | N | 12 | ANRITSU | YES | YES | - | - | UKAS | REPAIR PRICE DELETED - REPAIRS ARE NO LONGER SUPPORTED BY I&RM AMDT 11
E12 | 55 | W115 | 4920015344172 | 20UKR200-001 | EWETET UNIT 5 (RF SYNTHESISER NO 1) HIGH POWER | RADIO TEST SET | MAIN ASSY | N | 12 | DRS TECHNOLOGIES | YES | YES | - | - | UKAS | REPAIR PRICE DELETED - REPAIRS ARE NO LONGER SUPPORTED BY I&RM AMDT 11
E12 | 56 | W115 | 6625991336101 | MG3692B | MICROWAVE SIGNAL SYNTHESISER | RADIO TEST SET | 4920015344172 | N | 12 | ANRITSU | YES | YES | - | - | UKAS | REPAIR PRICE DELETED - REPAIRS ARE NO LONGER SUPPORTED BY I&RM AMDT 11
E12 | 57 | W115 | 6625015206234 | MG3692A | MICROWAVE SIGNAL SYNTHESISER | RADIO TEST SET | 4920015344172 | N | 12 | ANRITSU | YES | YES | - | - | UKAS | REPAIR PRICE DELETED - REPAIRS ARE NO LONGER SUPPORTED BY I&RM AMDT 11
E12 | 58 | W115 | 5841991129527 | D/RL/AIR/314/A | SIMULATOR | RADIO TEST SET | N | N | 12 | RACAL | YES | YES | 0675E | 1 | UKAS | CALIBRATION PERFORMED ACROSS FULL SPECIFIED RANGE
E12 | 59 | W115 | 6625004881731 | T-11A | TEST SET DME RAMP TESTER T 11A | RADIO TEST SET | N | N | 6 | TEL-INSTRUMENTS ELECTRONICS CORP | YES | YES | 0089E | 1 | UKAS | CALIBRATION PERFORMED ACROSS FULL SPECIFIED RANGE
E12 | 60 | W115 | 6625123720750 | ESU 26 1302.6005.26 | EMI TEST RECEIVER | RADIO TEST SET | MAIN ASSY | N | 12 | RHODE & SHWARTZ | YES | YES | 0213E | 1 | UKAS | CALIBRATION PERFORMED ACROSS FULL SPECIFIED RANGE
E12 | 61 | W115 | 6625123720760 | ESU-B24 1157.2100.06 | PREAMPLIFIER OPTION | RADIO TEST SET | 6625123720750 | N | 12 | RHODE & SHWARTZ | YES | YES | - | - | UKAS | CALIBRATION PERFORMED ACROSS FULL SPECIFIED RANGE
E12 | 62 | W115 | 6625123721346 | FSU-B9 1142.8994.02 | GENERATOR SIGNAL | RADIO TEST SET | 6625123720750 | N | 12 | RHODE & SHWARTZ | YES | YES | - | - | UKAS | CALIBRATION PERFORMED ACROSS FULL SPECIFIED RANGE
E12 | 63 | W115 | 6625123719354 | FSU-B12 1142.9349.02 | OUTPUT ATTENUATOR | RADIO TEST SET | 6625123720750 | N | 12 | RHODE & SHWARTZ | YES | YES | - | - | UKAS | CALIBRATION PERFORMED ACROSS FULL SPECIFIED RANGE
E12 | 64 | W115 | 6625123546352 | FSP-B10 1129.7246.02 | EXTERNAL GENERATOR CONTROL | RADIO TEST SET | 6625123720750 | N | 12 | RHODE & SHWARTZ | YES | YES | - | - | UKAS | CALIBRATION PERFORMED ACROSS FULL SPECIFIED RANGE
E12 | 65 | W115 | 6625123662492 | FSU-B4, 1144.9000.02 | ELECTRICAL METER SUBASSEMBLY | RADIO TEST SET | 6625123720750 | N | 12 | RHODE & SHWARTZ | YES | YES | - | - | UKAS | CALIBRATION PERFORMED ACROSS FULL SPECIFIED RANGE
E12 | 66 | W115 | 7030123719071 | ESU K53 1305.8509.02 | SOFTWARE KIT | RADIO TEST SET | 6625123720750 | N | CNR | RHODE & SHWARTZ | NO | YES | - | - | N/A
E12 | 67 | W115 | 7030123719136 | EMC32-E+ 1501.9590.02 | SOFTWARE EMC32 | RADIO TEST SET | 6625123720750 | N | CNR | RHODE & SHWARTZ | NO | YES | - | - | N/A
E12 | 68 | W115 | 7050123719885 | ESU-B18, 1303.400.06 | REMOVEABLE HARD DRIVE | RADIO TEST SET | 6625123720750 | N | CNR | RHODE & SHWARTZ | NO | YES | - | - | N/A
E12 | 69 | W115 | 7050123719888 | ESU-B19, 1303.0600.06 | MEMORY PORTABLE SOLID STATE | RADIO TEST SET | 6625123720750 | N | CNR | RHODE & SHWARTZ | NO | YES | - | - | N/A
E12 | 70 | W115 | 6625994547121 | MOD UK 001 | TEMPEST TEST RECEIVER SET | RADIO TEST SET | MAIN ASSY | N | 12 | RHODE & SHWARTZ | YES | YES | 0594E | 1 | UKAS | TO BE MANAGED VIA TDS DUE TO HIGH SUB CON PRICE -AMDT 12 SUB -CON FOR CAL ONLY TO EUROFINS E&E ETC LTD
E12 | 71 | W115 | 6625123666527 | IN 1080.3508.32+FSET3&FSE-B16 | FSET 22 TEST RECEIVER | RADIO TEST SET | 6625994547121 | N | 12 | RHODE & SHWARTZ | YES | YES | 0594E | 1 | UKAS | TO BE MANAGED VIA TDS DUE TO HIGH SUB CON PRICE -AMDT 12 SUB -CON FOR CAL ONLY TO EUROFINS E&E ETC LTD
E12 | 72 | W115 | 6625996200369 | 21A200-1/D105225 | TESTER HEADSET | RADIO TEST SET | N | N | 12 | RACAL | YES | YES | 0487E | 1 | UKAS | CALIBRATION PERFORMED ACROSS FULL SPECIFIED RANGE
E12 | 73 | W115 | 6625996560305 | PV1716 | TEST SET RADAR ALTIMETER | RADIO TEST SET | N | N | 12 | BAE SYSTEMS | YES | YES | - | - | UKAS | CALIBRATION PERFORMED ACROSS FULL SPECIFIED RANGE
E12 | 74 | W115 | 6625996591500 | MEASL 277-8024-001 | INDICATOR UNIT | RADIO TEST SET | N | N | 12 | SELEX GALILEO LIMITED | YES | YES | - | - | UKAS | CALIBRATION PERFORMED ACROSS FULL SPECIFIED RANGE
E12 | 75 | W115 | 6625997702661 | 2955-324L | TEST SET RADIO | RADIO TEST SET | MAIN ASSY | N | 12 | AEROFLEX | YES | YES | 0241E | 3 | UKAS | CALIBRATION PERFORMED ACROSS FULL SPECIFIED RANGE
E12 | 76 | W115 | 6625991524238 | 46662-353Y | CASE TEST SET | RADIO TEST SET | 6625997702661 | N | CNR | AEROFLEX | NO | YES | - | - | N/A
E12 | 77 | W115 | 6625995985312 | 2955A | TEST SET RADIO | RADIO TEST SET | 6625997702661 | N | 12 | AEROFLEX | YES | YES | 0241E | 3 | UKAS | CALIBRATION PERFORMED ACROSS FULL SPECIFIED RANGE
E12 | 78 | W115 | 6625999010885 | 2955-910L | RADIO COMMUNICATIONS TEST SET (BARE ITEM) | RADIO TEST SET | 6625997702661 | N | 12 | AEROFLEX | YES | YES | 0241E | 3 | UKAS | CALIBRATION PERFORMED ACROSS FULL SPECIFIED RANGE
E12 | 79 | W115 | 6130997495545 | 54462-023W | BATTERY POWER SUPPLY | RADIO TEST SET | 6625997702661 | N | CNR | AEROFLEX | NO | YES | - | - | N/A
E12 | 80 | W115 | 6625993204815 | 4215-10052-40-T | TEST SET CASE | RADIO TEST SET | 6625997702661 | N | CNR | AEROFLEX | NO | YES | - | - | N/A
E12 | 81 | W115 | 6625997738498 | 52955-900A | RADIO TEST SET | RADIO TEST SET | N | N | 12 | AEROFLEX | YES | YES | 0241E | 3 | UKAS | CALIBRATION PERFORMED ACROSS FULL SPECIFIED RANGE
E12 | 82 | W115 | 6625997940189 | 21A 400/6 | HEADSET TESTER | RADIO TEST SET | MAIN ASSY | N | 12 | RACAL | YES | YES | 0273E | 3 | UKAS | CALIBRATION PERFORMED ACROSS FULL SPECIFIED RANGE
E12 | 83 | W115 | 6625997263349 | 13D/200/2 | ADAPTOR THROAT MIC | RADIO TEST SET | 6625997940189 | N | 12 | RACAL | YES | YES | 0273E | 3 | UKAS | CALIBRATION PERFORMED ACROSS FULL SPECIFIED RANGE
E12 | 84 | W115 | 6625998401424 | 2955B | RADIO TEST SET | RADIO TEST SET | MAIN ASSY | N | 12 | MARCONI | YES | YES | 0391E | 4 | UKAS | CALIBRATION PERFORMED ACROSS FULL SPECIFIED RANGE
E12 | 85 | W115 | 6625997544914 | 2955B | TEST SET RADIO | RADIO TEST SET | 6625998401424 | N | 12 | MOD | YES | YES | 0391E | 4 | UKAS | CALIBRATION PERFORMED ACROSS FULL SPECIFIED RANGE
E12 | 86 | W115 | 6625993204815 | 4215-10052-40-4-T | TEST SET CASE | RADIO TEST SET | 6625998401424 | N | CNR | MOD | NO | YES | - | - | N/A
E12 | 87 | W115 | 6625999477820 | T-EMKA7-2 | TEST SET RADAR | RADIO TEST SET | N | N | 18 | BAE SYSTEMS | YES | YES | - | - | UKAS | CALIBRATION PERFORMED ACROSS FULL SPECIFIED RANGE
E12 | 88 | W115 | 6625999850747 | 3500/MOD/TK | RADIO TEST KIT | RADIO TEST SET | MAIN ASSY | N | 12 | AEROFLEX | YES | YES | - | - | UKAS | CALIBRATION PERFORMED ACROSS FULL SPECIFIED RANGE
E12 | 89 | W115 | 6625994989095 | 3500 | RADIO TEST SET | RADIO TEST SET | 6625999850747 | N | 12 | AEROFLEX | YES | YES | - | - | UKAS | CALIBRATION PERFORMED ACROSS FULL SPECIFIED RANGE
E12 | 90 | W115 | 5985994929305 | AC27013 | DIRECTIONAL COUPLER | RADIO TEST SET | 6625999850747 | N | CNR | AEROFLEX | NO | YES | - | - | N/A
E12 | 91 | W115 | 5985992416765 | AC27012 | ADAPTER ANTENNA | RADIO TEST SET | 6625999850747 | N | CNR | AEROFLEX | NO | YES | - | - | N/A
E12 | 92 | W115 | 6625993868191 | AC27004 | CASE TEST SET | RADIO TEST SET | 6625999850747 | N | CNR | AEROFLEX | NO | YES | - | - | N/A
E12 | 93 | W115 | 6625992798286 | 2968 | TETRA RADIO TEST SET | RADIO TEST SET | N | N | 12 | AEROFLEX | YES | YES | 0368E | 2 | UKAS | CALIBRATION PERFORMED ACROSS FULL SPECIFIED RANGE
E12 | 94 | W115 | 6625999756483 | 3920 | DIGITAL RADIO TEST SET | RADIO TEST SET | N | N | 12 | AEROFLEX | YES | YES | 0229E | 1 | UKAS | CALIBRATION PERFORMED ACROSS FULL SPECIFIED RANGE
E12 | 95 | W115 | 5985009117235 | 787D | DIRECTIONAL DETECTOR | RADIO TEST SET | N | N | 12 | KEYSIGHT | YES | YES | - | - | UKAS | CALIBRATION PERFORMED ACROSS FULL SPECIFIED RANGE
E12 | 96 | W115 | 6625998591661 | MTS300A | STIMULATOR PORTABLE RADAR | RADIO TEST SET | MAIN ASSY | N | 12 | APT RADAR SYSTEMS LTD | YES | YES | 0051E | 1 | UKAS | HIGH, LOW AND MID BAND OSCILLATORS BOARD ADJUSTMENTS OR REPLACEMENTS EXCLUDED FROM REPAIR PRICE. CALIBRATION PERFORMED ACROSS FULL SPECIFIED RANGE
E12 | 97 | Z4 | 6130014446825 | DBO54160-1 | EXTERNAL POWER SUPPLY | RADIO TEST SET | 6625998591661 | N | CNR | APT RADAR SYSTEMS LTD | NO | NO | - | - | N/A
E12 | 98 | W115 | 5998998322857 | LPD02 | 2MB PCMCIA FLASH DISK CARD | RADIO TEST SET | 6625998591661 | N | CNR | APT RADAR SYSTEMS LTD | NO | YES | - | - | N/A
E12 | 99 | W115 | 6625999682058 | XBO 53996-1 | ADAPTOR KIT | RADIO TEST SET | 6625998591661 | N | CNR | APT RADAR SYSTEMS LTD | NO | YES | - | - | N/A
E12 | 100 | W115 | 7021990520277 | E020107 | COMPUTER DIGITAL PORTPROGRAMM | RADIO TEST SET | 6625998591661 | N | CNR | APT RADAR SYSTEMS LTD | NO | YES | - | - | N/A
E12 | 101 | W115 | 6135014446824 | DB054070-2 | BATTERY ASSEMBLY | RADIO TEST SET | 6625998591661 | N | CNR | APT RADAR SYSTEMS LTD | NO | YES | - | - | N/A
E12 | 102 | W115 | 6625997976535 | ASH7700AA | VOR ILS TEST SET | RADIO TEST SET | MAIN ASSY | N | 12 | SEDGEWALL COMMUNICATION GROUP LTD | YES | YES | 0036E | 1 | UKAS | CALIBRATION PERFORMED ACROSS FULL SPECIFIED RANGE
E12 | 103 | W115 | 6625991674810 | 0175CA | MARKER TESTER | RADIO TEST SET | 6625997976535 | N | CNR | SEDGEWALL COMMUNICATION GROUP LTD | NO | YES | - | - | N/A
E12 | 104 | W115 | 6625998203161 | 0180CA | VOR TESTER | RADIO TEST SET | 6625997976535 | N | CNR | SEDGEWALL COMMUNICATION GROUP LTD | NO | YES | - | - | N/A
E12 | 105 | W115 | 6625996627830 | 0190CA | LOCALISER TESTER | RADIO TEST SET | 6625997976535 | N | CNR | SEDGEWALL COMMUNICATION GROUP LTD | NO | YES | - | - | N/A
E12 | 106 | W115 | 6625993395323 | 019CA | GLIDESCOPE TESTER | RADIO TEST SET | 6625997976535 | N | CNR | SEDGEWALL COMMUNICATION GROUP LTD | NO | YES | - | - | N/A
E12 | 107 | W115 | 6625994233584 | ASH7010AA | TRANSIT CASE | RADIO TEST SET | 6625997976535 | N | CNR | SEDGEWALL COMMUNICATION GROUP LTD | NO | YES | - | - | N/A
E12 | 108 | W115 | 5985998525252 | FP50-20 | ATTENUATOR 20DB | RADIO TEST SET | 6625997976535 | N | 12 | SEDGEWALL COMMUNICATION GROUP LTD | YES | YES | - | - | UKAS | CALIBRATION PERFORMED ACROSS FULL SPECIFIED RANGE
E12 | 109 | W115 | 5841999547516 | RR-D-826630 | RADAR TEST SET | RADIO TEST SET | N | N | 12 | THALES | YES | YES | - | - | UKAS | CALIBRATION PERFORMED ACROSS FULL SPECIFIED RANGE
E12 | 110 | W115 | 6625999434149 | CP193480 | TEST SET UHF TYPE 15056 | RADIO TEST SET | MAIN ASSY | N | 12 | BAE SYSTEMS | YES | YES | 0587E | 1 | UKAS | CALIBRATION PERFORMED ACROSS FULL SPECIFIED RANGE
E12 | 111 | W115 | 6625999433488 | CP193681 | TEST SET UHF TYPE 15077 | RADIO TEST SET | 6625999434149 | N | 12 | BAE SYSTEMS | YES | YES | 0618E | 3 | UKAS | CALIBRATION PERFORMED ACROSS FULL SPECIFIED RANGE
E12 | 112 | Z4 | 6625999434146 | CP193862 | CONNECTOR SET | RADIO TEST SET | 6625999434149 | N | CNR | BAE SYSTEMS | NO | NO | - | - | N/A
E12 | 113 | W115 | 6625992222957 | K1423/608-1-13340C | TEST OSCILLATOR | RADIO TEST SET | N | N | 12 | DRA MALVERN | YES | YES | - | - | UKAS | CALIBRATION PERFORMED ACROSS FULL SPECIFIED RANGE
E12 | 114 | W115 | 6625999235613 | CT549 | HEADSET TEST SET | RADIO TEST SET | MAIN ASSY | N | 48 | MOD | YES | YES | - | - | UKAS | CALIBRATION PERFORMED ACROSS FULL SPECIFIED RANGE
E12 | 115 | W115 | 6625994308515 | WTB163433 | CORD INSTRUMENT FOR HEAD SET TEST SET | RADIO TEST SET | 6625999235613 | N | CNR | MOD | NO | YES | - | - | N/A
E12 | 116 | W115 | 6625992156878 | CMS33A | UNIVERSAL COMMUNICATIONS TESTER | RADIO TEST SET | MAIN ASSY | N | 36 | RHODE & SHWARTZ | YES | YES | 0367E | 3 | UKAS
E12 | 117 | 10WJW | 5920123001710 | 606313600 | FUSE, CARTRIDGE 10A | RADIO TEST SET | 6625992156878 | N | CNR | RHODE & SHWARTZ | NO | NO | - | - | N/A
E12 | 118 | 10S | 5985123413808 | CMS Z44 | CARRYING CASE | RADIO TEST SET | 6625992156878 | N | CNR | RHODE & SHWARTZ | NO | NO | - | - | N/A
E12 | 119 | 10S | 5985123384780 | CMS Z35 | ANTENNA BASE WITH FRONT COVER COMPLETE WITH 15M CABLE & ANTENNA | RADIO TEST SET | 6625992156878 | N | CNR | RHODE & SHWARTZ | NO | NO | - | - | N/A
E12 | 120 | Z4 | 5831995648782 | NAS Z5 | VSWR INSERTION UNIT COMPLETE WITH 5M VSWR CABLE | RADIO TEST SET | 6625992156878 | N | CNR | RHODE & SHWARTZ | NO | NO | - | - | N/A
E12 | 121 | W115 | 5820123384915 | CMS33 | RADIO COMMS TEST SET | RADIO TEST SET | MAIN ASSY | N | 36 | RHODE & SHWARTZ | YES | YES | 0367E | 3 | UKAS | CALIBRATION PERFORMED ACROSS FULL SPECIFIED RANGE
E12 | 122 | 10WJW | 5920123001710 | 606313600 | FUSE, CARTRIDGE 10A | RADIO TEST SET | 5820123384915 | N | CNR | RHODE & SHWARTZ | NO | NO | - | - | N/A
E12 | 123 | 10S | 5985123413808 | CMS Z44 | CARRYING CASE | RADIO TEST SET | 5820123384915 | N | CNR | RHODE & SHWARTZ | NO | NO | - | - | N/A
E12 | 124 | 10S | 5985123384780 | CMS Z35 | ANTENNA BASE WITH FRONT COVER COMPLETE WITH 15M CABLE & ANTENNA | RADIO TEST SET | 5820123384915 | N | CNR | RHODE & SHWARTZ | NO | NO | - | - | N/A
E12 | 125 | Z4 | 5831995648782 | NAS Z5 | VSWR INSERTION UNIT COMPLETE WITH 5M VSWR CABLE | RADIO TEST SET | 5820123384915 | N | CNR | RHODE & SHWARTZ | NO | NO | - | - | N/A
E12 | 126 | W115 | 6625992992297 | 2001006 | TACAN RAMP TEST SET | RADIO TEST SET | N | N | 12 | MPD WIRELESS INC - REPUBLIC ELECTRONICS DIV | YES | YES | - | - | UKAS | CALIBRATION PERFORMED ACROSS FULL SPECIFIED RANGE
E12 | 127 | W115 | 6625997774432 | 220 | TEST OSCILLATOR | RADIO TEST SET | N | N | 12 | TECHTEST LIMITED | YES | YES | - | - | UKAS | CALIBRATION PERFORMED ACROSS FULL SPECIFIED RANGE
E12 | 128 | W115 | 6625992150934 | HP8902A Opt 04 | MEASURING RECIEVER | MEASURING RECEIVER | N | N | 12 | HEWLETT-PACKARD LIMITED | YES | YES | 0317E | 4 | UKAS | CALIBRATION PERFORMED ACROSS FULL SPECIFIED RANGE
E12 | 129 | W115 | 6625010877258 | HEW339A | DISTORTION MEASURING SET | DISTORTION METERS | N | N | 12 | HEWLETT PACKARD | YES | YES | - | - | UKAS | CALIBRATION PERFORMED ACROSS FULL SPECIFIED RANGE
E12 | 130 | W115 | 6625994589757 | HEW8920B | RF COMMS TEST SET | RADIO TEST SET | N | N | 12 | HEWLETT PACKARD | YES | YES | - | - | UKAS | CALIBRATION PERFORMED ACROSS FULL SPECIFIED RANGE
E12 | 131 | W115 | 6625995372004 | MI-TF2331A | DISTORTION FACTOR METER | DISTORTION METERS | N | N | 18 | AEROFLEX | YES | YES | 0236E | 5 | UKAS | CALIBRATION PERFORMED ACROSS FULL SPECIFIED RANGE
E12 | 132 | W115 | 6625999333719 | MI-TF2333 | TEST SET TRANSMISSION LINE | RADIO TEST SET | N | N | 12 | AEROFLEX | YES | YES | 0269E | 1 | UKAS | CALIBRATION PERFORMED ACROSS FULL SPECIFIED RANGE
E12 | 133 | W115 | 5820013924459 | R110B | WIDE RANGE AM/FM RECEIVER | MEASURING RECEIVER | N | N | 12 | DYNAMIC SCIENCES INTERNATIONAL | YES | YES | - | - | UKAS | CALIBRATION PERFORMED ACROSS FULL SPECIFIED RANGE
E12 | 134 | W115 | 6625994001761 | TEKVM700A | * VIDEO MEASUREMENT SET | MEASURING RECEIVER | N | N | 12 | TEKTRONIX | YES | YES | - | - | UKAS | CALIBRATION PERFORMED ACROSS FULL SPECIFIED RANGE
E12 | 135 | W115 | 6625015617078 | IFR6000 | MODE A/C/S TRANSPONDER/DME SET | Radio Test Set | N | N | 12 | AEROFLEX | YES | YES | 0510E | 2 | UKAS | CALIBRATION PERFORMED ACROSS FULL SPECIFIED RANGE
E12 | 136 | A888 | 5950133965598 | 62XT346R-1E | CROSS COUPLER | RADIO TEST SET | N | N | 12 | MICROWAVE DEVELOPMENT LABORATORIES INC | YES | NO | - | - | UKAS | CALIBRATION PERFORMED ACROSS FULL SPECIFIED RANGE
E12 | 137 | 126HJ | 6625014375315 | HI-1501 | MICROWAVE SURVEY METER | RADIO TEST SET | N | N | 12 | HOLADAY INDUSTRIES INC | YES | NO | - | - | UKAS | CALIBRATION PERFORMED ACROSS FULL SPECIFIED RANGE
E12 | 138 | 9AS9 | 6625997011526 | 1170-001 | APU READER | RADIO TEST SET | N | N | 12 | CURTIS INSTRUMENTS (UK) LTD | YES | NO | - | - | UKAS | CALIBRATION PERFORMED ACROSS FULL SPECIFIED RANGE
E12 | 139 | - | NIV | A1404WPC | PRECISION N TYPE CONNECTOR | RADIO TEST SET | N | N | 12 | LUCAS WEINSCHEL | YES | NO | - | - | UKAS | CALIBRATION PERFORMED ACROSS FULL SPECIFIED RANGE
E12 | 140 | AECOMS | 6625014499540 | R2670A | COMMUNICATIONS SYSTEM ANALYZER | RADIO TEST SET | N | N | 12 | MOTOROLA SOLUTIONS, INC. | YES | NO | - | - | UKAS | CALIBRATION PERFORMED ACROSS FULL SPECIFIED RANGE
E12 | 141 | - | NIV | Falcon | CORDLESS HAND-HELD RADAR | RADIO TEST SET | N | N | 12 | KUSTOM ELECTRONICS | YES | NO | - | - | UKAS | CALIBRATION PERFORMED ACROSS FULL SPECIFIED RANGE
E12 | 142 | - | NIV | 8716 | MONITOR | RADIO TEST SET | N | N | 12 | NARDA | YES | NO | - | - | UKAS | CALIBRATION PERFORMED ACROSS FULL SPECIFIED RANGE
E12 | 143 | 26AH | 6625013928941 | T-47C | TRANSPONDER IFF TEST SET | RADIO TEST SET | N | N | 12 | TEL INSTRUMENTS ELECTRONIC CORP | YES | NO | - | - | UKAS | CALIBRATION PERFORMED ACROSS FULL SPECIFIED RANGE
E12 | 144 | - | 6625010092906 | NAV401L | VOR/ILS TEST SET | RADIO TEST SET | N | N | 12 | IFR | YES | NO | - | - | UKAS | CALIBRATION PERFORMED ACROSS FULL SPECIFIED RANGE
E12 | 145 | - | 6625999783774 | 802.2020.54 | RADIO COMMS TESTER | RADIO TEST SET | N | N | 12 | ROHDE & SCHWARZ | YES | NO | - | - | UKAS | CALIBRATION PERFORMED ACROSS FULL SPECIFIED RANGE
E12 | 146 | J550 | 6625123384818 | CMS 54 840.0009.54 | RADIOCOMMUNICATIONS SERVICE MONITOR | RADIO TEST SET | N | N | 12 | ROHDE & SCHWARZ | YES | NO | - | - | UKAS | CALIBRATION PERFORMED ACROSS FULL SPECIFIED RANGE
E12 | 147 | C | 6625012520319 | 4935A | TRANSMISSION TEST SET | RADIO TEST SET | N | N | 12 | HEWLET PACKARD | YES | NO | - | - | UKAS | CALIBRATION PERFORMED ACROSS FULL SPECIFIED RANGE
E12 | 148 | C | 6625012520319 | HEW4935A | TRANSMISSION TEST SET | RADIO TEST SET | N | N | 12 | HEWLET PACKARD | YES | NO | - | - | UKAS | CALIBRATION PERFORMED ACROSS FULL SPECIFIED RANGE
E12 | 149 | C | 6625013805252 | HEW4934A | T/S DATA TRANSMISSION LINE | RADIO TEST SET | N | N | 12 | HEWLET PACKARD | YES | NO | - | - | UKAS | CALIBRATION PERFORMED ACROSS FULL SPECIFIED RANGE
E12 | 150 | - | NIV | CMA3000 | TELECOMMS TEST SET | RADIO TEST SET | N | N | 12 | ANTITSU | YES | NO | - | - | UKAS | CALIBRATION PERFORMED ACROSS FULL SPECIFIED RANGE
E12 | 151 | - | NIV | ESPI | TEST RECEIVER | RADIO TEST SET | N | N | 12 | R & S | YES | NO | - | - | UKAS | CALIBRATION PERFORMED ACROSS FULL SPECIFIED RANGE
E12 | 152 | - | NIV | ESV-Z1 | VHF CURRENT PROBE | RADIO TEST SET | N | N | 12 | ROHDE & SCHWARZ | YES | NO | - | - | UKAS | CALIBRATION PERFORMED ACROSS FULL SPECIFIED RANGE
E12 | 153 | - | 6625014353348 | HEW8920B | RADIO COMMS TEST SET | RADIO TEST SET | N | N | 12 | HEWLETT PACKARD | YES | NO | - | - | UKAS | CALIBRATION PERFORMED ACROSS FULL SPECIFIED RANGE
E12 | 154 | 126HJ | 6625014420954 | TEUT-49CF | TCAS/RAMP TEST SET | RADIO TEST SET | N | N | 12 | TEL-INSTRUMENT ELECTRONICS | YES | NO | - | - | UKAS | CALIBRATION PERFORMED ACROSS FULL SPECIFIED RANGE
E12 | 155 | W115 | 5820013572306 | 8902A (OPT002/021) | MEASURING RECEIVER | MEASURING RECEIVER | N | N | 12 | KEYSIGHT | YES | YES | - | - | UKAS | CALIBRATION PERFORMED ACROSS FULL SPECIFIED RANGE
E12 | 156 | 51WS | 5895994328613 | 805974{A} | SPLITTER UNIT | RADIO TEST SET | N | N | 12 | COSSOR | YES | NO | - | - | UKAS | CALIBRATION PERFORMED ACROSS FULL SPECIFIED RANGE
E12 | 157 | W115 | 5895001392448 | 3059-20 | DIRECTIONAL COUPLER | RADIO TEST SET | N | N | 12 | NARDA | YES | YES | - | - | UKAS | CALIBRATION PERFORMED ACROSS FULL SPECIFIED RANGE
E12 | 158 | W115 | 6625016646684 | 90000145 | TRANSPONDER INTERROGATOR IFF T-47/M5 TEST SET | RADIO TEST SET | N | ITAR | 12 | TEL INSTRUMENT | YES | YES | - | - | UKAS | CALIBRATION PERFORMED ACROSS FULL SPECIFIED RANGE
E12 | 159 | 26AH | 6625015592384 | IFR4000AR | NAV/COMM TEST SET | RADIO TEST SET | N | EAR | 12 | AEROFLEX | YES | NO | - | - | UKAS | EAR Classification 7B994 CALIBRATION PERFORMED ACROSS FULL SPECIFIED RANGE
E12 | 160 | 26AH | 6625015620715 | 13667325 | RADAR TEST SET TS-4530A-UPM | RADIO TEST SET | N | N | 12 | TEL INSTRUMENT | YES | NO | - | - | UKAS | CALIBRATION PERFORMED ACROSS FULL SPECIFIED RANGE
E12 | 161 | W115 | 5820997492907 | R-1150-10A | ANTENNA KIT | ANTENNA | N | N | 12 | DYNAMIC SCIENCE INC | YES | YES | - | - | STD | WHERE APPLICABLE, REPAIRS INCLUDE ELEMENTS, CONNECTORS, BALANS ETC. MAJOR DAMAGE IS LIKELY TO BE IN THE FORM OF MECHANICAL DAMAGE OR OVERLOADING RESULTING IN BR. CALIBRATION PERFORMED ACROSS FULL RANGE
E12 | 162 | W115 | 5985015291372 | CMA5240 | ANTENNA | ANTENNA | N | EMC | 24 | ARA | YES | YES | - | - | STD
E12 | 163 | W115 | 5935997803368 | OE5062 | TIMES MICROWAVE ADAPTOR KIT | ANTENNA | N | N | 12 | CASTLE MICROWAVE LTD | YES | YES | - | - | STD | WHERE APPLICABLE REPAIRS INCLUDE ELEMENTS, CONNECTORS, BALANS ETC. MAJOR DAMAGE IS LIKELY TO BE IN THE FORM OF MECHANICAL DAMAGE OR OVERLOADING RESULTING IN BR. CALIBRATION PERFORMED ACROSS FULL RANGE
E12 | 164 | W115 | 5935998312855 | OE5063 | TIME MICROWAVE ADAPTOR KIT | ANTENNA | N | N | 12 | CASTLE MICROWAVE LTD | YES | YES | - | - | STD | WHERE APPLICABLE REPAIRS INCLUDE ELEMENTS, CONNECTORS, BALANS ETC. MAJOR DAMAGE IS LIKELY TO BE IN THE FORM OF MECHANICAL DAMAGE OR OVERLOADING RESULTING IN BR. CALIBRATION PERFORMED ACROSS FULL RANGE
E12 | 165 | W115 | 5985015161801 | 3146A | LPDA ANTENNA | ANTENNA | N | EMC | 12 | EMC TEST SYSTEMS | YES | YES | - | - | UKAS | WHERE APPLICABLE REPAIRS INCLUDE ELEMENTS, CONNECTORS, BALANS ETC. MAJOR DAMAGE IS LIKELY TO BE IN THE FORM OF MECHANICAL DAMAGE OR OVERLOADING RESULTING IN BR. CALIBRATION PERFORMED ACROSS FULL RANGE
E12 | 166 | W115 | 5985015162129 | 6507 | LOOP ANTENNA | ANTENNA | N | EMC | 12 | EMC TEST SYSTEMS | YES | YES | - | - | STD | CALIBRATION PERFORMED ACROSS FULL RANGE. NPL CERTIFCATE TRACEABLE TO NATIONAL STANDARDS WILL BE RAISED. WHERE APPLICABLE REPAIRS INCLUDE ELEMENTS, CONNECTORS, BALANS ETC. MAJOR DAMAGE IS LIKELY TO BE IN THE FORM OF MECHANICAL DAMAGE OR OVERLOADING RESULTING IN BR.
E12 | 167 | W115 | 5985014264309 | 3109 | BICONNICAL ANTENNA | ANTENNA | N | EMC | 12 | EMCO | YES | YES | - | - | UKAS | WHERE APPLICABLE REPAIRS INCLUDE ELEMENTS, CONNECTORS, BALANS ETC. MAJOR DAMAGE IS LIKELY TO BE IN THE FORM OF MECHANICAL DAMAGE OR OVERLOADING RESULTING IN BR. CALIBRATION PERFORMED ACROSS FULL RANGE
E12 | 168 | W115 | 5985015161800 | 3104C | BICONICAL ANTENNA | ANTENNA | N | EMC | 12 | EMCO | YES | YES | - | - | UKAS | WHERE APPLICABLE REPAIRS INCLUDE ELEMENTS, CONNECTORS, BALANS ETC. MAJOR DAMAGE IS LIKELY TO BE IN THE FORM OF MECHANICAL DAMAGE OR OVERLOADING RESULTING IN BR. CALIBRATION PERFORMED ACROSS FULL RANGE
E12 | 169 | W115 | 5985012918048 | 3115 | DOUBLE RIDGED HORN ANTENNA | ANTENNA | N | N | 12 | ETS-LINDGREN LTD | YES | YES | - | - | UKAS | WHERE APPLICABLE REPAIRS INCLUDE ELEMENTS, CONNECTORS, BALANS ETC. MAJOR DAMAGE IS LIKELY TO BE IN THE FORM OF MECHANICAL DAMAGE OR OVERLOADING RESULTING IN BR. CALIBRATION PERFORMED ACROSS FULL RANGE
E12 | 170 | W115 | 4920013964086 | OE5108 | PRECISION ADAPTOR KIT | ANTENNA | N | N | 12 | IMES MICROWAVE SYSTEMS | YES | YES | - | - | STD | CALIBRATION PERFORMED ACROSS FULL RANGE. NPL CERTIFCATE TRACEABLE TO NATIONAL STANDARDS WILL BE RAISED. WHERE APPLICABLE REPAIRS INCLUDE ELEMENTS, CONNECTORS, BALANS ETC. MAJOR DAMAGE IS LIKELY TO BE IN THE FORM OF MECHANICAL DAMAGE OR OVERLOADING RESULTING IN BR.
E12 | 171 | W115 | 5985123119318 | HE302 | DIPOLE ANTENNA | ANTENNA | N | EMC | 12 | ROHDE & SCHWARZ | YES | YES | - | - | UKAS | WHERE APPLICABLE REPAIRS INCLUDE ELEMENTS, CONNECTORS, BALANS ETC. MAJOR DAMAGE IS LIKELY TO BE IN THE FORM OF MECHANICAL DAMAGE OR OVERLOADING RESULTING IN BR. CALIBRATION PERFORMED ACROSS FULL RANGE
E12 | 172 | Z4 | 5985123218360 | AC008, HL025 + AC008Z | ANTENNA MICROWAVE DIRECTIONAL + TRIPOD | ANTENNA | MAIN ASSY | EMC | 12 | ROHDE & SCHWARZ | YES | NO | - | - | UKAS | CALIBRATION PERFORMED ACROSS FULL RANGE
E12 | 173 | W115 | 5985123556446 | HL025 | ANTENNA | ANTENNA | 5985123218360 | EMC | 12 | ROHDE & SCHWARZ | YES | YES | - | - | STD | CALIBRATION PERFORMED ACROSS FULL RANGE. NPL CERTIFCATE TRACEABLE TO NATIONAL STANDARDS WILL BE RAISED. WHERE APPLICABLE REPAIRS INCLUDE ELEMENTS, CONNECTORS, BALANS ETC. MAJOR DAMAGE IS LIKELY TO BE IN THE FORM OF MECHANICAL DAMAGE OR OVERLOADING RESULTING IN BR.
E12 | 174 | W115 | 4920013970616 | OE5109 | MICROWAVE ADAPTOR KIT | ANTENNA | N | N | 12 | TIMES MICROWAVE SYSTEMS | YES | YES | - | - | STD | CALIBRATION PERFORMED ACROSS FULL RANGE. NPL CERTIFCATE TRACEABLE TO NATIONAL STANDARDS WILL BE RAISED. WHERE APPLICABLE REPAIRS INCLUDE ELEMENTS, CONNECTORS, BALANS ETC. MAJOR DAMAGE IS LIKELY TO BE IN THE FORM OF MECHANICAL DAMAGE OR OVERLOADING RESULTING IN BR.
E12 | 175 | W115 | 5985012523665 | AR7-18 | PERIODIC LOG ANTENNA | ANTENNA | N | N | 12 | WATKINS JOHNSON | YES | YES | - | - | STD | CALIBRATION PERFORMED ACROSS FULL RANGE. NPL CERTIFCATE TRACEABLE TO NATIONAL STANDARDS WILL BE RAISED. WHERE APPLICABLE REPAIRS INCLUDE ELEMENTS, CONNECTORS, BALANS ETC. MAJOR DAMAGE IS LIKELY TO BE IN THE FORM OF MECHANICAL DAMAGE OR OVERLOADING RESULTING IN BR.
E12 | 176 | W115 | 6625014476261 | AT-400 | ANTENNA TESTER | ANTENNA | N | N | 12 | BIRD ELECTRONIC | YES | YES | - | - | STD | CALIBRATION PERFORMED ACROSS FULL RANGE. NPL CERTIFCATE TRACEABLE TO NATIONAL STANDARDS WILL BE RAISED. WHERE APPLICABLE REPAIRS INCLUDE ELEMENTS, CONNECTORS, BALANS ETC. MAJOR DAMAGE IS LIKELY TO BE IN THE FORM OF MECHANICAL DAMAGE OR OVERLOADING RESULTING IN BR.
E12 | 177 | W115 | 6625014476259 | AT-100 | ANTENNA TESTER | ANTENNA | N | N | 12 | BIRD ELECTRONIC | YES | YES | 0620E | 1 | STD | CALIBRATION PERFORMED ACROSS FULL RANGE. NPL CERTIFCATE TRACEABLE TO NATIONAL STANDARDS WILL BE RAISED. WHERE APPLICABLE REPAIRS INCLUDE ELEMENTS, CONNECTORS, BALANS ETC. MAJOR DAMAGE IS LIKELY TO BE IN THE FORM OF MECHANICAL DAMAGE OR OVERLOADING RESULTING IN BR.
E12 | 178 | Z4 | 5985014902605 | 3147P | PERIODIC LOG ANTENNA | ANTENNA | N | EMC | 12 | EMC TEST SYSTEMS | YES | NO | - | - | UKAS | CALIBRATION PERFORMED ACROSS FULL RANGE
E12 | 179 | Z4 | 5985123150269 | HE010 | ACTIVE MONOPOLE | ANTENNA | N | EMC | 12 | ROHDE & SCHWARZ | YES | NO | - | - | STD | CALIBRATION PERFORMED ACROSS FULL RANGE. NPL CERTIFCATE TRACEABLE TO NATIONAL STANDARDS WILL BE RAISED.
E12 | 180 | - | 6625996403941 | 91892-1 | ANTENNA, REFLECTOR | ANTENNA | N | N | 12 | EATON | YES | NO | - | - | STD | CALIBRATION PERFORMED ACROSS FULL RANGE. NPL CERTIFCATE TRACEABLE TO NATIONAL STANDARDS WILL BE RAISED.
E12 | 181 | W115 | 6625994474009 | ANRS113BQ | SITE MASTER | ANTENNA | MAIN ASSY | N | 12 | ANRITSU | YES | YES | 0547E | 1 | STD | CALIBRATION PERFORMED AS PER CSOR
E12 | 182 | Z4 | 6625994029110 | S113BQ | ANTENNA TEST SET | ANTENNA | 6625994474009 | N | 12 | ANRITSU | YES | NO | - | - | UKAS | CALIBRATION PERFORMED AS PER CSOR
E12 | 183 | Z4 | 5935014760963 | 40-115 | ADAPTOR | ANTENNA | 6625994474009 | N | CNR | ANRITSU | NO | NO | - | - | N/A
E12 | 184 | Z4 | 5985014584896 | SM/PL | DUMMY LOAD | ANTENNA | 6625994474009 | N | CNR | ANRITSU | NO | NO | - | - | N/A
E12 | 185 | Z4 | 5935014760965 | 806-62 | 12 VOLT DC ADAPTOR | ANTENNA | 6625994474009 | N | CNR | ANRITSU | NO | NO | - | - | N/A
E12 | 186 | Z4 | 5995014760975 | 800-441 | CABLE ASSEMBLY, SPECIAL PURPOSE | ANTENNA | 6625994474009 | N | CNR | ANRITSU | NO | NO | - | - | N/A
E12 | 187 | Z4 | 5995995623078 | 15NNF30-3.0A | CABLE ASSEMBLY, SPECIAL PURPOSE | ANTENNA | 6625994474009 | N | CNR | ANRITSU | NO | NO | - | - | N/A
E12 | 188 | Z4 | 6625992513092 | OSLN50LF | DUMMY LOAD ELECTRICAL | ANTENNA | 6625994474009 | N | CNR | ANRITSU | NO | NO | - | - | N/A
E12 | 189 | Z4 | 6625013844417 | 5400-71N50 | DETECTOR UNIT | ANTENNA | 6625994474009 | N | CNR | ANRITSU | NO | NO | - | - | N/A
E12 | 190 | Z4 | 6140015269126 | 633-27 | BATTERY STORAGE NiMH | ANTENNA | 6625994474009 | N | CNR | ANRITSU | NO | NO | - | - | N/A
E12 | 191 | Z4 | 1095015271420 | 48258 | CASE SOFT CARRYING | ANTENNA | 6625994474009 | N | CNR | ANRITSU | NO | NO | - | - | N/A
E12 | 192 | W115 | 6625995938197 | SIM-701 | ANTENNA SIMULATOR | ANTENNA | N | N | 12 | AEROFLEX | YES | YES | - | - | STD | CALIBRATION PERFORMED ACROSS FULL RANGE. NPL CERTIFCATE TRACEABLE TO NATIONAL STANDARDS WILL BE RAISED.
E12 | 193 | - | 5985995152424 | 6512 | PASSIVE LOOP ANTENNA | ANTENNA | N | EMC | 12 | ETS LINDGREN LTD | YES | NO | - | - | STD | CALIBRATION PERFORMED ACROSS FULL RANGE. NPL CERTIFCATE TRACEABLE TO NATIONAL STANDARDS WILL BE RAISED.
E12 | 194 | 48A1 | 5985998701350 | 3303 | MONOPOLE ANTENNA | ANTENNA | N | EMC | 12 | EMCO | YES | NO | - | - | UKAS | CALIBRATION PERFORMED ACROSS FULL RANGE
E12 | 195 | - | NIV | 3105 | HORN ANTENNA | ANTENNA | N | EMC | 12 | EMCO | YES | NO | 0104E | 3 | UKAS | CALIBRATION PERFORMED ACROSS FULL RANGE
E12 | 196 | - | NIV | 3117 | HORN ANTENNA | ANTENNA | N | EMC | 12 | ETS LINDGREN LTD | YES | NO | 0104E | 3 | UKAS | CALIBRATION PERFORMED ACROSS FULL RANGE
E12 | 197 | - | NIV | 3146 | LOG PERIODIC ANTENNA | ANTENNA | N | EMC | 12 | EMCO | YES | NO | 0104E | 3 | UKAS | CALIBRATION PERFORMED ACROSS FULL RANGE
E12 | 198 | - | NIV | 3148 | LPDA ANTENNA | ANTENNA | N | EMC | 12 | EMCO | YES | NO | 0104E | 3 | UKAS | CALIBRATION PERFORMED ACROSS FULL RANGE
E12 | 199 | - | NIV | 6502 | ACTIVE LOOP ANTENNA | ANTENNA | N | EMC | 12 | EMCO | YES | NO | 0104E | 3 | STD | CALIBRATION PERFORMED ACROSS FULL RANGE. NPL CERTIFCATE TRACEABLE TO NATIONAL STANDARDS WILL BE RAISED.
E12 | 200 | - | NIV | 96001 | HORN ANTENNA | ANTENNA | N | EMC | 12 | AILTECH | YES | NO | 0104E | 3 | UKAS | CALIBRATION PERFORMED ACROSS FULL RANGE
E12 | 201 | - | NIV | 201125 | OMNI-DIRECTIONAL ANTENNA | ANTENNA | N | EMC | 12 | TECOM | YES | NO | 0104E | 3 | STD | CALIBRATION PERFORMED ACROSS FULL RANGE. NPL CERTIFCATE TRACEABLE TO NATIONAL STANDARDS WILL BE RAISED.
E12 | 202 | - | NIV | 201464 | ANTENNA SLANT LINEAR BICON | ANTENNA | N | EMC | 12 | TECOM | YES | NO | 0104E | 3 | UKAS | CALIBRATION PERFORMED ACROSS FULL RANGE
E12 | 203 | - | NIV | 201093-1 | OMNIDIRECTIONAL ANTENNA | ANTENNA | N | EMC | 12 | TECOM | YES | NO | 0104E | 3 | UKAS | CALIBRATION PERFORMED ACROSS FULL RANGE
E12 | 204 | - | NIV | 3142B | BICONICAL - LOG / HYBRID ANTENNA | ANTENNA | N | EMC | 12 | EMCO | YES | NO | 0104E | 3 | UKAS | CALIBRATION PERFORMED ACROSS FULL RANGE
E12 | 205 | - | NIV | 3160-04 | HORN ANTENNA | ANTENNA | N | EMC | 12 | EMCO | YES | NO | 0104E | 3 | UKAS | CALIBRATION PERFORMED ACROSS FULL RANGE
E12 | 206 | - | NIV | 3160-05 | APPARENT GAIN HORN ANTENNA | ANTENNA | N | EMC | 12 | ETS LINDGREN LTD | YES | NO | 0104E | 3 | UKAS | CALIBRATION PERFORMED ACROSS FULL RANGE
E12 | 207 | - | NIV | 3160-06 | APPARENT GAIN HORN ANTENNA | ANTENNA | N | EMC | 12 | EMCO | YES | NO | 0104E | 3 | UKAS | CALIBRATION PERFORMED ACROSS FULL RANGE
E12 | 208 | - | NIV | 3160-07 | HORN ANTENNA | ANTENNA | N | EMC | 12 | EMCO | YES | NO | 0104E | 3 | UKAS | CALIBRATION PERFORMED ACROSS FULL RANGE
E12 | 209 | - | NIV | 3160-08 | APPARENT GAIN HORN ANTENNA | ANTENNA | N | EMC | 12 | EMCO | YES | NO | 0104E | 3 | UKAS | CALIBRATION PERFORMED ACROSS FULL RANGE
E12 | 210 | - | NIV | 3160-09 | HORN ANTENNA | ANTENNA | N | EMC | 12 | EMCO | YES | NO | 0104E | 3 | UKAS | CALIBRATION PERFORMED ACROSS FULL RANGE
E12 | 211 | - | NIV | 3160-10 | HORN ANTENNA | ANTENNA | N | EMC | 12 | EMCO | YES | NO | 0104E | 3 | UKAS | CALIBRATION PERFORMED ACROSS FULL RANGE
E12 | 212 | - | NIV | 91888-2 | HORN ANTENNA | ANTENNA | N | EMC | 12 | EATON | YES | NO | 0104E | 3 | UKAS | CALIBRATION PERFORMED ACROSS FULL RANGE
E12 | 213 | - | NIV | 91889-2 | HORN ANTENNA | ANTENNA | N | EMC | 12 | AILTECH | YES | NO | 0104E | 3 | UKAS | CALIBRATION PERFORMED ACROSS FULL RANGE
E12 | 214 | - | NIV | 91891-2 | ANTENNA | ANTENNA | N | N | 12 | EATON | YES | NO | 0104E | 3 | STD | CALIBRATION PERFORMED ACROSS FULL RANGE. NPL CERTIFCATE TRACEABLE TO NATIONAL STANDARDS WILL BE RAISED.
E12 | 215 | - | NIV | 92200-3 | LOOP ANTENNA | ANTENNA | N | EMC | 12 | STODDART ELECTRO SYSTEMS | YES | NO | 0104E | 3 | STD | CALIBRATION PERFORMED ACROSS FULL RANGE. NPL CERTIFCATE TRACEABLE TO NATIONAL STANDARDS WILL BE RAISED.
E12 | 216 | - | NIV | 94613-1 | ANTENNA | ANTENNA | N | N | 12 | EATON | YES | NO | 0104E | 3 | STD | CALIBRATION PERFORMED ACROSS FULL RANGE. NPL CERTIFCATE TRACEABLE TO NATIONAL STANDARDS WILL BE RAISED.
E12 | 217 | - | NIV | 94614-1 | ANTENNA | ANTENNA | N | N | 12 | EATON | YES | NO | 0104E | 3 | STD | CALIBRATION PERFORMED ACROSS FULL RANGE. NPL CERTIFCATE TRACEABLE TO NATIONAL STANDARDS WILL BE RAISED.
E12 | 218 | - | NIV | 94626-1 | HORN ANTENNA | ANTENNA | N | EMC | 12 | EATON | YES | NO | 0104E | 3 | STD | CALIBRATION PERFORMED ACROSS FULL RANGE. NPL CERTIFCATE TRACEABLE TO NATIONAL STANDARDS WILL BE RAISED.
E12 | 219 | - | NIV | 94627-1 | HORN ANTENNA 26-40 GHz | ANTENNA | N | EMC | 12 | AILTECH | YES | NO | 0104E | 3 | UKAS | CALIBRATION PERFORMED ACROSS FULL RANGE
E12 | 220 | - | NIV | AR173 | PERIODIC LOG ANTENNA | ANTENNA | N | EMC | 12 | WATKINS JOHNSON | YES | NO | 0104E | 3 | STD | CALIBRATION PERFORMED ACROSS FULL RANGE. NPL CERTIFCATE TRACEABLE TO NATIONAL STANDARDS WILL BE RAISED.
E12 | 221 | - | NIV | AT1000 | PERIODIC LOG ANTENNA | ANTENNA | N | EMC | 12 | AMPLIFIER RESEARCH | YES | NO | 0104E | 3 | UKAS | CALIBRATION PERFORMED ACROSS FULL RANGE
E12 | 222 | - | NIV | CBL6140 | BICONICAL-LOG / HYBRID ANTENNA | ANTENNA | N | EMC | 12 | CHASE | YES | NO | 0104E | 3 | UKAS | CALIBRATION PERFORMED ACROSS FULL RANGE
E12 | 223 | - | NIV | HL223 | LOG PERIODIC ANTENNA | ANTENNA | N | EMC | 12 | ROHDE & SCHWARZ UK LTD | YES | NO | 0104E | 3 | UKAS | CALIBRATION PERFORMED ACROSS FULL RANGE
E12 | 224 | - | NIV | LPB-2520 | BICONNICAL-LOG HYBRID ANTENNA | ANTENNA | N | N | 12 | ARA TECHNOLOGIES | YES | NO | 0104E | 3 | UKAS | CALIBRATION PERFORMED ACROSS FULL RANGE
E12 | 225 | - | NIV | SAS-200/510 | LPDA ANTENNA | ANTENNA | N | EMC | 12 | AH SYSTEMS | YES | NO | 0104E | 3 | UKAS | CALIBRATION PERFORMED ACROSS FULL RANGE
E12 | 226 | - | NIV | SAS-200/530 | DIPOLE ANTENNA | ANTENNA | N | EMC | 12 | AH SYSTEMS | YES | NO | 0104E | 3 | UKAS | CALIBRATION PERFORMED ACROSS FULL RANGE
E12 | 227 | - | NIV | SAS-200/571 | APPARENT GAIN HORN ANTENNA | ANTENNA | N | EMC | 12 | A H SYSTEMS INC | YES | NO | 0104E | 3 | UKAS | CALIBRATION PERFORMED ACROSS FULL RANGE
E12 | 228 | - | NIV | SAS-510-2 | LPDA ANTENNA | ANTENNA | N | EMC | 12 | AH SYSTEMS | YES | NO | 0104E | 3 | UKAS | CALIBRATION PERFORMED ACROSS FULL RANGE
E12 | 229 | - | NIV | SAS-521F-2 | BICONICAL-LOG HYBRID ANTENNA | ANTENNA | N | EMC | 12 | AH SYSTEMS | YES | NO | 0104E | 3 | UKAS | CALIBRATION PERFORMED ACROSS FULL RANGE
E12 | 230 | - | NIV | SAS-530 | DIPOLE ANTENNA | ANTENNA | N | EMC | 12 | AH SYSTEMS | YES | NO | 0104E | 3 | UKAS | CALIBRATION PERFORMED ACROSS FULL RANGE
E12 | 231 | - | NIV | SAS-550-1B | ACTIVE MONOPOLE ANTENNA | ANTENNA | N | EMC | 12 | AH SYSTEMS | YES | NO | 0104E | 3 | UKAS | CALIBRATION PERFORMED ACROSS FULL RANGE
E12 | 232 | - | NIV | SAS-560 | LOOP ANTENNA | ANTENNA | N | EMC | 12 | AH SYSTEMS | YES | NO | 0104E | 3 | STD | CALIBRATION PERFORMED ACROSS FULL RANGE
E12 | 233 | - | NIV | SAS-571 | HORN ANTENNA | ANTENNA | N | EMC | 12 | AH SYSTEMS | YES | NO | 0104E | 3 | UKAS | CALIBRATION PERFORMED ACROSS FULL RANGE
E12 | 234 | - | NIV | SAS-572 | HORN ANTENNA | ANTENNA | N | EMC | 12 | AH SYSTEMS | YES | NO | 0104E | 3 | STD | CALIBRATION PERFORMED ACROSS FULL RANGE. NPL CERTIFCATE TRACEABLE TO NATIONAL STANDARDS WILL BE RAISED.
E12 | 235 | - | NIV | SAS-574 | HORN ANTENNA | ANTENNA | N | EMC | 12 | AH SYSTEMS | YES | NO | 0104E | 3 | UKAS | CALIBRATION PERFORMED ACROSS FULL RANGE
E12 | 236 | - | NIV | WG16 | HORN | ANTENNA | N | N | 12 | MID CENTURY | YES | NO | 0104E | 3 | UKAS | CALIBRATION PERFORMED ACROSS FULL RANGE
E12 | 237 | - | NIV | SAS-542 | BICONICAL ANTENNA | ANTENNA | N | EMC | 12 | AH SYSTEMS | YES | NO | 0104E | 3 | UKAS | CALIBRATION PERFORMED ACROSS FULL RANGE
E12 | 238 | - | NIVDEC/0467 | S331L | CABLE AND ANTENNA ANALYSER | ANTENNA | N | N | 12 | ANRITSU | YES | NO | - | - | STD | WHERE APPLICABLE, REPAIRS INCLUDE ELEMENTS, CONNECTORS, BALANS ETC. MAJOR DAMAGE IS LIKELY TO BE IN THE FORM OF MECHANICAL DAMAGE OR OVERLOADING RESULTING IN BR. CALIBRATION PERFORMED ACROSS FULL RANGE.
E12 | 239 | W10ESS | 5985410016514 | ATX1230 | ANTENNA | ANTENNA | N | N | 12 | LEICA GEOSYSTEMS LTD | YES | YES | - | - | STD | WHERE APPLICABLE, REPAIRS INCLUDE ELEMENTS, CONNECTORS, BALANS ETC. MAJOR DAMAGE IS LIKELY TO BE IN THE FORM OF MECHANICAL DAMAGE OR OVERLOADING RESULTING IN BR. CALIBRATION PERFORMED ACROSS FULL RANGE.
E12 | 240 | W10ESS | 5985145895952 | 806099 | WHIP ANTENNA | ANTENNA | N | N | 12 | LEICA GEOSYSTEMS LTD | YES | YES | - | - | STD | WHERE APPLICABLE, REPAIRS INCLUDE ELEMENTS, CONNECTORS, BALANS ETC. MAJOR DAMAGE IS LIKELY TO BE IN THE FORM OF MECHANICAL DAMAGE OR OVERLOADING RESULTING IN BR. CALIBRATION PERFORMED ACROSS FULL RANGE.
E12 | 241 | W10ESS | 5985992738442 | 806100 | WHIP ANTENNA | ANTENNA | N | N | 12 | LEICA GEOSYSTEMS LTD | YES | YES | - | - | STD | WHERE APPLICABLE, REPAIRS INCLUDE ELEMENTS, CONNECTORS, BALANS ETC. MAJOR DAMAGE IS LIKELY TO BE IN THE FORM OF MECHANICAL DAMAGE OR OVERLOADING RESULTING IN BR. CALIBRATION PERFORMED ACROSS FULL RANGE.
E12 | 242 | W10ESS | 5985998778198 | ATX1230+ | 1230+ ANTENNA | RADIO TEST SET | N | N | 12 | LEICA GEOSYSTEMS LTD | YES | YES | - | - | UKAS | WHERE APPLICABLE, REPAIRS INCLUDE ELEMENTS, CONNECTORS, BALANS ETC. MAJOR DAMAGE IS LIKELY TO BE IN THE FORM OF MECHANICAL DAMAGE OR OVERLOADING RESULTING IN BR. CALIBRATION PERFORMED ACROSS FULL RANGE.
E12 | 243 | W115 | 6625016014339 | S332E | ANTENNA TEST SET | ANRITSU | N | N | 12 | LEICA GEOSYSTEMS LTD | YES | YES | - | - | STD | WHERE APPLICABLE, REPAIRS INCLUDE ELEMENTS, CONNECTORS, BALANS ETC. MAJOR DAMAGE IS LIKELY TO BE IN THE FORM OF MECHANICAL DAMAGE OR OVERLOADING RESULTING IN BR. CALIBRATION PERFORMED ACROSS FULL RANGE.

## Lot 7
SUB SET | LINE No. | DMC | NSN (FULL 13 NO SPACES) | PART No. | DESCRIPTION | GROUP | COMPRISING ITEM | SPECIAL CONDITIONS (EMC, ITAR ,ATEX) | CAL PERIOD MONTHS | OEM | CALIBRATION | REPAIR | CSOR | CSOR / OEM VERSION | CALIBRATION STANDARD REQUIRED | COMMENTS | Q1 Std Calibration Price | Q2 Std Repair & Calibration price | Q3 Service provided In-House or Sub-Con | Q4 Item covered under Schedule of UKAS Accreditation by the LAB carrying out the Work. | Q5 If service is provided at Sub-Con please specify supplier detail | Q6 UKAS Calibration Price | Q7 UKAS Repair and Calibration Price | Q8 Service provided In-House or Sub-Con | Q9 Item covered under Schedule of UKAS Accreditation by the LAB carrying out the Work. | Q10 If service is provided at Sub-Con please specify supplier detail.
M04 | 1 | W116 | 6635997164855 | SUNTRONIC 3 | ROUGHNESS MEASUREMENT INSTRUMENT | DIMENSIONAL | MAIN ASSY | N | 12 | SURTRONIC | YES | YES | - | - | UKAS | CALIBRATION PERFORMED AS PER CSOR OR ACROSS FULL SPECIFIED RANGE IF CSOR NOT SPECIFIED.
M04 | 2 | W116 | 5220995731567 | 112/1517 | SUPPORT STAND | DIMENSIONAL | 6635997164855 | N | CNR | SURTRONIC | NO | YES | - | - | N/A
M04 | 3 | W116 | 5210991370569 | M33/2 | GAUGE SLIP (MET) | DIMENSIONAL | N | N | 12 | MITUTOYO | YES | YES | 0171M | 1 | UKAS
M04 | Lot 7 | W116 | 5210991309172 | E11 | GAUGE BLOCK SET TUNGSTEN | DIMENSIONAL | N | N | 12 | SELECT GAUGES LTD | YES | YES | 0171M | 1 | UKAS
M04 | 5 | W116 | 5210994459396 | E81 | GAUGE BLOCK SET | DIMENSIONAL | N | N | 12 | VARIOUS | YES | YES | 0170M | 1 | UKAS
M04 | 6 | W116 | 5210991369718 | E81 | GAUGE BLOCK SET STEEL | DIMENSIONAL | N | N | 12 | VARIOUS | YES | YES | 0170M | 1 | UKAS
M04 | 7 | W116 | 5210999100085 | E81 GRADE 1 | GAUGE BLOCK SET STEEL | DIMENSIONAL | N | N | 12 | VERDICT GAUGE LTD | YES | YES | 0170M | 1 | UKAS
M04 | 8 | W116 | 5210994459379 | M105 | GAUGE BLOCK SET | DIMENSIONAL | N | N | 12 | VARIOUS | YES | YES | 0171M | 1 | UKAS
M04 | 9 | W116 | 5210991370568 | M33/2 | GAUGE SLIP (MET) | DIMENSIONAL | N | N | 12 | VARIOUS | YES | YES | 0171M | 1 | UKAS
M04 | 10 | 3V7 | 6650995321864 | 13-03168 | OPTICAL DEPTH MICROMETER 50X MAGNIFICATION | DIMENSIONAL | N | N | 12 | BOWERS METROLOGY GROUP | YES | NO | - | - | UKAS | CALIBRATION PERFORMED AS PER CSOR OR ACROSS FULL SPECIFIED RANGE IF CSOR NOT SPECIFIED.
M04 | 11 | W116 | 6625015913949 | 8810-AH-R | ANGLE POSITION INDICATOR | DIMENSIONAL | N | N | 12 | North-Atlantic Industries | YES | YES | - | - | STD | CALIBRATION PERFORMED AS PER CSOR OR ACROSS FULL SPECIFIED RANGE IF CSOR NOT SPECIFIED.
M04 | 12 | 3V7 | 5210999208369 | 513-405 | DIAL TEST INDICATOR | DIMENSIONAL | N | N | 12 | Mitutoyo | YES | NO | 0021M | 1 | UKAS
M04 | 13 | W116 | 5210992542930 | 20/2023 | GAUGE BLOCK ACCESSORY SET (4) | DIMENSIONAL | N | N | 12 | Opus Metrology | YES | YES | - | - | UKAS | CALIBRATION PERFORMED AS PER CSOR OR ACROSS FULL SPECIFIED RANGE IF CSOR NOT SPECIFIED.
M04 | 14 | 3V7 | 5210996635070 | Gauge Block | ACCESORY KIT | DIMENSIONAL | N | N | 12 | Tesa-RSD | YES | NO | - | - | UKAS | CALIBRATION PERFORMED AS PER CSOR OR ACROSS FULL SPECIFIED RANGE IF CSOR NOT SPECIFIED.
M04 | 15 | 3V7 | 5210997277748 | 500-191U | DIGITAL VERNIER CALIPER | DIMENSIONAL | N | N | 12 | Mitutoyo | YES | NO | 0008M | 1 | UKAS
M04 | 16 | W116 | 6650012208942 | 8400K | DIGITAL OPTICAL MICROMETER KIT | DIMENSIONAL | N | N | 12 | JOHN CHADWICK CORPORATION | YES | YES | 0141M | 2 | UKAS | CALIBRATION PERFORMED AS PER CSOR OR ACROSS FULL SPECIFIED RANGE IF CSOR NOT SPECIFIED.
M04 | 17 | W116 | 6625997879025 | 8810-12 | ANGLE POSITION INDICATOR SET | DIMENSIONAL | MAIN ASSY | N | 12 | RACAL | YES | YES | 0486E | 2 | STD
M04 | 18 | W116 | 6625997968240 | 8810-12/S3210 | ANGLE POSTION INDICATOR | DIMENSIONAL | 6625997879025 | N | 12 | RACAL | YES | YES | 0486E | 2 | STD
M04 | 19 | W116 | 6625995398389 | ANAAPI1718 | ANGLE POSITION INDICATOR | DIMENSIONAL | N | N | 12 | FT TECHNOLOGIES LIMITED | YES | YES | 0124E | 2 | STD
M04 | 20 | W116 | 6675992001873 | HIGST208-3 | THEODOLITE SURVEYING MICROPTIC NO2 MK3 | DIMENSIONAL | MAIN ASSY | N | 12 | HILGER AND WATTS | YES | YES | - | - | STD | CALIBRATION PERFORMED AS PER CSOR OR ACROSS FULL SPECIFIED RANGE IF CSOR NOT SPECIFIED.
M04 | 21 | W116 | 6650996204573 | SF27 MK2 | EYE PIECE AUTO COLLIMATING | DIMENSIONAL | 6675992001873 | N | CNR | HILGER AND WATTS | NO | YES | - | - | N/A
M04 | 22 | E303 | 4910013970693 | CHTWT12 | 12INCH DIAL CRANE SCALE | DIMENSIONAL | N | N | 12 | JORGENSON NELS AND CO | YES | NO | 0172M | 1 | UKAS | CALIBRATION PERFORMED AS PER CSOR OR ACROSS FULL SPECIFIED RANGE IF CSOR NOT SPECIFIED.
M04 | 23 | - | 5210991375742 | MB9 | CONBINATION LENGTH BARS | DIMENSIONAL | N | N | 12 | PITTER GAUGE AND PRECISION TOOL CO LTD | YES | NO | - | - | STD | CALIBRATION PERFORMED AS PER CSOR OR ACROSS FULL SPECIFIED RANGE IF CSOR NOT SPECIFIED.
M04 | 24 | 63B | 5210992513011 | M112 Grade 1 | GAUGE BLOCK SET - METRIC - 1MM BASE | DIMENSIONAL | N | N | 12 | VERDICT GAUGE LTD | YES | NO | 0171M | 1 | UKAS
M04 | 25 | - | 5210999104457 | E13 | GAUGE BLOCK SET - IMPERIAL BASE - TUNGSTEN CARBIDE | DIMENSIONAL | N | N | 12 | MINISTRY OF DEFENCE - DEFENCE LOGISTICS ORGANISATION (DLO) | YES | NO | - | - | UKAS | CALIBRATION PERFORMED AS PER CSOR OR ACROSS FULL SPECIFIED RANGE IF CSOR NOT SPECIFIED.
M04 | 26 | W116 | 5220997780554 | MU-214B | CORDINATE MEASURING MACHINE | DIMENSIONAL | N | N | 12 on site | SIP SOCIETE GENEVOISE | YES | NO | - | - | UKAS | CALIBRATION PERFORMED AS PER CSOR OR ACROSS FULL SPECIFIED RANGE IF CSOR NOT SPECIFIED.
M04 | 27 | - | NIV NI V35/346 | E11 Grade 2 | GAUGE BLOCK SET - MIC CHECK SET - IMPERIAL - TUNGS | DIMENSIONAL | N | N | 12 | VARIOUS | YES | NO | - | - | UKAS | CALIBRATION PERFORMED AS PER CSOR OR ACROSS FULL SPECIFIED RANGE IF CSOR NOT SPECIFIED.
M04 | 28 | - | NIV35/7110 | VTTHUMMS | HUMMS SETTING GAUGE | DIMENSIONAL | N | N | 12 | VARIOUS | YES | NO | - | - | UKAS | CALIBRATION PERFORMED AS PER CSOR OR ACROSS FULL SPECIFIED RANGE IF CSOR NOT SPECIFIED.
M04 | 29 | - | NIVD SG DSG0588 | M41 Grade 1 | GAUGE BLOCK SET - 1MM BASE - TUNGSTEN CARBIDE | DIMENSIONAL | N | N | 12 | VARIOUS | YES | NO | - | - | UKAS | CALIBRATION PERFORMED AS PER CSOR OR ACROSS FULL SPECIFIED RANGE IF CSOR NOT SPECIFIED.
M04 | 30 | - | NIVN IV 34/0108 | M88 Grade 2 | GAUGE BLOCK SET - 2MM BASE - TUNGSTEN CARBIDE | DIMENSIONAL | N | N | 12 | VARIOUS | YES | NO | - | - | UKAS | CALIBRATION PERFORMED AS PER CSOR OR ACROSS FULL SPECIFIED RANGE IF CSOR NOT SPECIFIED.
M04 | 31 | - | NIV34/1202 | E11 Grade 2 | GAUGE BLOCK SET - MIC CHECK SET - IMPERIAL STEEL - | DIMENSIONAL | N | N | 12 | VARIOUS | YES | NO | - | - | UKAS | CALIBRATION PERFORMED AS PER CSOR OR ACROSS FULL SPECIFIED RANGE IF CSOR NOT SPECIFIED.
M04 | 32 | - | NIVN IV 34/1875 | M47 | GAUGE BLOCK SET M47 GRADE 1 | DIMENSIONAL | N | N | 12 | VARIOUS | YES | NO | - | - | UKAS | CALIBRATION PERFORMED AS PER CSOR OR ACROSS FULL SPECIFIED RANGE IF CSOR NOT SPECIFIED.
M04 | 33 | - | NIVN IV 35/0108 | M88 Grade 2 | GAUGE BLOCK SET - 2MM BASE - TUNGSTEN CARBIDE | DIMENSIONAL | N | N | 12 | VARIOUS | YES | NO | - | - | UKAS | CALIBRATION PERFORMED AS PER CSOR OR ACROSS FULL SPECIFIED RANGE IF CSOR NOT SPECIFIED.
M04 | 34 | - | NIVN IV 35/0109 | M88 Grade 2 | GAUGE BLOCK SET - 2MM BASE - TUNGSTEN CARBIDE | DIMENSIONAL | N | N | 12 | VARIOUS | YES | NO | - | - | UKAS | CALIBRATION PERFORMED AS PER CSOR OR ACROSS FULL SPECIFIED RANGE IF CSOR NOT SPECIFIED.
M04 | 35 | - | NIVN IV 35/0344 | M88 Grade 2 | GAUGE BLOCK SET - 2MM BASE - STEEL | DIMENSIONAL | N | N | 12 | VARIOUS | YES | NO | - | - | UKAS | CALIBRATION PERFORMED AS PER CSOR OR ACROSS FULL SPECIFIED RANGE IF CSOR NOT SPECIFIED.
M04 | 36 | - | NIVN IV 35/0345 | M88/1 Grade 1 | GAUGE BLOCK SET - 1MM BASE - STEEL | DIMENSIONAL | N | N | 12 | VARIOUS | YES | NO | - | - | UKAS | CALIBRATION PERFORMED AS PER CSOR OR ACROSS FULL SPECIFIED RANGE IF CSOR NOT SPECIFIED.
M04 | 37 | - | NIVN IV 35/119 | E11 Grade 2 | GAUGE BLOCK SET - MIC CHECK SET - IMPERIAL - TUNGS | DIMENSIONAL | N | N | 12 | VARIOUS | YES | NO | - | - | UKAS | CALIBRATION PERFORMED AS PER CSOR OR ACROSS FULL SPECIFIED RANGE IF CSOR NOT SPECIFIED.
M04 | 38 | - | NIVN IV 35/6491 | 312B | STRAIGHT EDGE | DIMENSIONAL | N | N | 12 | VARIOUS | YES | NO | - | - | UKAS | CALIBRATION PERFORMED AS PER CSOR OR ACROSS FULL SPECIFIED RANGE IF CSOR NOT SPECIFIED.
M04 | 39 | - | NIVN IV 35/7171 | E92 Grade 2 | GAUGE BLOCK SET - IMPERIAL BASE - STEEL | DIMENSIONAL | N | N | 12 | VARIOUS | YES | NO | - | - | UKAS | CALIBRATION PERFORMED AS PER CSOR OR ACROSS FULL SPECIFIED RANGE IF CSOR NOT SPECIFIED.
M04 | 40 | 63B | 5210992193169 | Talyvel 4 (112-2574) | ELECTRONIC LEVEL SYSTEM | DIMENSIONAL | N | N | 12 | TAYLOR HOBSON LTD | YES | NO | - | - | UKAS | CALIBRATION PERFORMED AS PER CSOR OR ACROSS FULL SPECIFIED RANGE IF CSOR NOT SPECIFIED.
M04 | 41 | - | NIV | M103 Grade 1 | GAUGE BLOCK SET - 1MM BASE - TUNGSTEN CARBIDE | DIMENSIONAL | N | N | 12 | VARIOUS | YES | NO | 0019E | 1 | UKAS | CALIBRATION PERFORMED AS PER CSOR OR ACROSS FULL SPECIFIED RANGE IF CSOR NOT SPECIFIED.
M04 | 42 | - | NIV | E81 Grade 1 | GAUGE BLOCK SET - IMPERIAL BASE - STEEL | DIMENSIONAL | N | N | 12 | VARIOUS | YES | NO | 0019E | 1 | UKAS | CALIBRATION PERFORMED AS PER CSOR OR ACROSS FULL SPECIFIED RANGE IF CSOR NOT SPECIFIED.
M04 | 43 | 26LX | 1680997252761 | WG1388-3481-041 | KIT - SPIDER WEAR CHECK | DIMENSIONAL | N | N | 12 | MINISTRY OF DEFENCE, LYNX IPT | YES | NO | - | - | UKAS | CALIBRATION PERFORMED AS PER CSOR OR ACROSS FULL SPECIFIED RANGE IF CSOR NOT SPECIFIED.
M04 | 44 | 1D | 5210993560019 | EB9 | IMPERIAL LENGTH BAR SET (C/W ACCESSORY SET) | DIMENSIONAL | N | N | 12 | BROWN & SHARP | YES | NO | - | - | UKAS | CALIBRATION PERFORMED AS PER CSOR OR ACROSS FULL SPECIFIED RANGE IF CSOR NOT SPECIFIED.
M04 | 45 | 1D | 5210999839300 | M88/2 GRADE 2 | GAUGE BLOCK SET | DIMENSIONAL | N | N | 12 | MITUTOYO | YES | NO | - | - | UKAS | CALIBRATION PERFORMED AS PER CSOR OR ACROSS FULL SPECIFIED RANGE IF CSOR NOT SPECIFIED.
M04 | 46 | - | NIV | LBAM-4P | LENGTH BAR ACCESSORIES METRIC | DIMENSIONAL | N | N | 12 | TESA | YES | NO | 0020E | 3 | UKAS | CALIBRATION PERFORMED AS PER CSOR OR ACROSS FULL SPECIFIED RANGE IF CSOR NOT SPECIFIED.
M04 | 47 | - | NIV | M47 GRADE 1 | METRIC GAUGE BLOCK SET | DIMENSIONAL | N | N | 12 | MITUTOYO | YES | NO | 0024E | 6 | UKAS | CALIBRATION PERFORMED AS PER CSOR OR ACROSS FULL SPECIFIED RANGE IF CSOR NOT SPECIFIED.
M04 | 48 | - | NIV | MB9 GRADE 2 | SET OF METRIC LENGTH BARS | DIMENSIONAL | N | N | 12 | MITUTOYO | YES | NO | 0024E | 6 | UKAS | CALIBRATION PERFORMED AS PER CSOR OR ACROSS FULL SPECIFIED RANGE IF CSOR NOT SPECIFIED.
M04 | 49 | - | NIV34/0315 | E83 | GAUGE BLOCK SET | DIMENSIONAL | N | N | 12 | COVENTRY GAUGE LTD | YES | NO | - | - | UKAS | CALIBRATION PERFORMED AS PER CSOR OR ACROSS FULL SPECIFIED RANGE IF CSOR NOT SPECIFIED.
M04 | 50 | - | NIV34/2006 | LBAI-4P | LENGTH BAR ACCESSORIES IMP | DIMENSIONAL | N | N | 12 | TESA | YES | NO | - | - | UKAS | CALIBRATION PERFORMED AS PER CSOR OR ACROSS FULL SPECIFIED RANGE IF CSOR NOT SPECIFIED.
M04 | 51 | - | NIV35/108 | M1 | GAUGE BLOCK SET MET GRADE 1 | DIMENSIONAL | N | N | 12 | VARIOUS | YES | NO | - | - | UKAS | CALIBRATION PERFORMED AS PER CSOR OR ACROSS FULL SPECIFIED RANGE IF CSOR NOT SPECIFIED.
M04 | 52 | - | NIV35/3395 | MIY516-804 | GAUGE BLOCK | DIMENSIONAL | N | N | 12 | MITUTOYO | YES | NO | - | - | UKAS | CALIBRATION PERFORMED AS PER CSOR OR ACROSS FULL SPECIFIED RANGE IF CSOR NOT SPECIFIED.
M04 | 53 | - | NIV35/346 | GRADE 1 | GAUGE SLIP (IMP) | DIMENSIONAL | N | N | 12 | MIKE CHEX | YES | NO | - | - | UKAS | CALIBRATION PERFORMED AS PER CSOR OR ACROSS FULL SPECIFIED RANGE IF CSOR NOT SPECIFIED.
M04 | 54 | - | NIV35/349 | MB9 | LENGTH BARS METRIC | DIMENSIONAL | N | N | 12 | VARIOUS | YES | NO | - | - | UKAS | CALIBRATION PERFORMED AS PER CSOR OR ACROSS FULL SPECIFIED RANGE IF CSOR NOT SPECIFIED.
M04 | 55 | - | NIV34/1691 | 100 & P25 | SYLVAC PROBE & DISPLAY | DIMENSIONAL | N | N | 12 | Sylvac | YES | NO | - | - | UKAS | CALIBRATION PERFORMED AS PER CSOR OR ACROSS FULL SPECIFIED RANGE IF CSOR NOT SPECIFIED.
M04 | 56 | - | NIV34/1207 | 1-25mm | STEEL ROLLER SET | DIMENSIONAL | N | N | 12 | VARIOUS | YES | NO | - | - | UKAS | CALIBRATION PERFORMED AS PER CSOR OR ACROSS FULL SPECIFIED RANGE IF CSOR NOT SPECIFIED.
M04 | 57 | - | 5210981058706 | 104-144A | ADJUSTABLE MICROMETER | DIMENSIONAL | N | N | 12 | Mitutoyo | YES | NO | - | - | UKAS | CALIBRATION PERFORMED AS PER CSOR OR ACROSS FULL SPECIFIED RANGE IF CSOR NOT SPECIFIED.
M04 | 58 | - | NIVDSG/0323 | 104-143A | OUTSIDE MICROMETER 400-500 MM | DIMENSIONAL | N | N | 12 | Mitutoyo | YES | NO | - | - | UKAS | CALIBRATION PERFORMED AS PER CSOR OR ACROSS FULL SPECIFIED RANGE IF CSOR NOT SPECIFIED.
M04 | 59 | - | NIV35/7075 | G 5/8" A | NO/GO SCREW RING GAUGE | DIMENSIONAL | N | N | 12 | P.P.E. | YES | NO | - | - | UKAS | CALIBRATION PERFORMED AS PER CSOR OR ACROSS FULL SPECIFIED RANGE IF CSOR NOT SPECIFIED.
M04 | 60 | 4ME | 4920996062795 | Venus 150S | DRY BLOCK CALIBRATOR | DIMENSIONAL | N | N | 12 | Isotech | YES | NO | - | - | UKAS | CALIBRATION PERFORMED AS PER CSOR OR ACROSS FULL SPECIFIED RANGE IF CSOR NOT SPECIFIED.
M04 | 61 | 1D | 5210998568266 | MB9 | COMBINATION LENGTH BARS | DIMENSIONAL | N | N | 12 | BROWN & SHARPE PMI LTD | YES | NO | - | - | UKAS | CALIBRATION PERFORMED AS PER CSOR OR ACROSS FULL SPECIFIED RANGE IF CSOR NOT SPECIFIED.
M04 | 62 | - | NIV | 14-546-6 2-12 Inch | INTERNAL MICROMETER | DIMENSIONAL | N | N | 12 | Spi | YES | NO | 0055E | 3 | UKAS | CALIBRATION PERFORMED AS PER CSOR OR ACROSS FULL SPECIFIED RANGE IF CSOR NOT SPECIFIED.
M04 | 63 | - | NIV34/109 | Reference Bar Set | REFERENCE BAR SET | DIMENSIONAL | N | N | 12 | Tesa-RSD | YES | NO | - | - | UKAS | CALIBRATION PERFORMED AS PER CSOR OR ACROSS FULL SPECIFIED RANGE IF CSOR NOT SPECIFIED.
M04 | 64 | - | NIV35/420 | BS939 | CYLINDRICAL SQUARE STEEL 305 MM X 80 MM | DIMENSIONAL | N | N | 12 | Coventry Gauge | YES | NO | - | - | UKAS | CALIBRATION PERFORMED AS PER CSOR OR ACROSS FULL SPECIFIED RANGE IF CSOR NOT SPECIFIED.
M04 | 65 | F1 | 5220999107810 | VSP12IN8IN | SURFACE PLATE 12" X 8" | DIMENSIONAL | N | N | 12 | Starrett | YES | NO | 0052M | 1 | UKAS | CALIBRATION PERFORMED AS PER CSOR OR ACROSS FULL SPECIFIED RANGE IF CSOR NOT SPECIFIED.
M04 | 66 | - | NIVDSG/0534 | 5-30 mm (MoD) | ROLLER GAUGE DOUBLE SET METRIC | DIMENSIONAL | N | N | 12 |  | YES | NO | - | - | UKAS | CALIBRATION PERFORMED AS PER CSOR OR ACROSS FULL SPECIFIED RANGE IF CSOR NOT SPECIFIED.
M04 | 67 | - | NIVDSG/0533 | 4 Piece Optical Parallels | 12MM | DIMENSIONAL | N | N | 12 | Tesa-RSD | YES | NO | - | - | UKAS | CALIBRATION PERFORMED AS PER CSOR OR ACROSS FULL SPECIFIED RANGE IF CSOR NOT SPECIFIED.
M04 | 68 | - | NIV35/6055 | 50 mm | SETTING RING GRADE A | DIMENSIONAL | N | N | 12 |  | YES | NO | - | - | UKAS | CALIBRATION PERFORMED AS PER CSOR OR ACROSS FULL SPECIFIED RANGE IF CSOR NOT SPECIFIED.
M04 | 69 | - | 5210991375743 | 5mm to 30mm | 26 PIECE METRIC ROLLER SET | DIMENSIONAL | N | N | 12 | Yorkshire Precision Gauges | YES | NO | - | - | UKAS | CALIBRATION PERFORMED AS PER CSOR OR ACROSS FULL SPECIFIED RANGE IF CSOR NOT SPECIFIED.
M04 | 70 | - | NIV35/0546 | 1 mm to 25.00 mm | 25 PIECE METRIC ROLLER SET | DIMENSIONAL | N | N | 12 | Tesa-RSD | YES | NO | - | - | UKAS | CALIBRATION PERFORMED AS PER CSOR OR ACROSS FULL SPECIFIED RANGE IF CSOR NOT SPECIFIED.
M04 | 71 | - | NIV35/3958 | 515-555 | CALIPER CHECKER | DIMENSIONAL | N | N | 12 | Mitutoyo | YES | NO | - | - | UKAS | CALIBRATION PERFORMED AS PER CSOR OR ACROSS FULL SPECIFIED RANGE IF CSOR NOT SPECIFIED.
M04 | 72 | - | 5210998623224 | 4 Piece Optical Parallels | 0.5" | DIMENSIONAL | N | N | 12 | Tesa-RSD | YES | NO | 0035M | 2 | UKAS | CALIBRATION PERFORMED AS PER CSOR OR ACROSS FULL SPECIFIED RANGE IF CSOR NOT SPECIFIED.
M04 | 73 | - | NIV34/0339 | 3" | OPTICAL FLAT | DIMENSIONAL | N | N | 12 | Tesa-RSD | YES | NO | - | - | UKAS | CALIBRATION PERFORMED AS PER CSOR OR ACROSS FULL SPECIFIED RANGE IF CSOR NOT SPECIFIED.
M04 | 74 | 5210 | 5210121920230 | 0.001 mm | DIAL TEST INDICATOR | DIMENSIONAL | N | N | 12 | Etalon | YES | NO | 0021M | 1 | UKAS | CALIBRATION PERFORMED AS PER CSOR OR ACROSS FULL SPECIFIED RANGE IF CSOR NOT SPECIFIED.
M04 | 75 | - | NIV34/1206 | 0.125" to 1" | 15 PIECE IMPERIAL ROLLER SET | DIMENSIONAL | N | N | 12 | Tesa-RSD | YES | NO | - | - | UKAS | CALIBRATION PERFORMED AS PER CSOR OR ACROSS FULL SPECIFIED RANGE IF CSOR NOT SPECIFIED.
M04 | 76 | - | NIV35/0546 | 5 mm to 30.0 mm | 26 PIECE METRIC ROLLER SET | DIMENSIONAL | N | N | 12 | YPG | YES | NO | - | - | UKAS | CALIBRATION PERFORMED AS PER CSOR OR ACROSS FULL SPECIFIED RANGE IF CSOR NOT SPECIFIED.
M04 | 77 | - | NIV35/6163 | Centred Plain | MANDREL | DIMENSIONAL | N | N | 12 |  | YES | NO | - | - | UKAS | CALIBRATION PERFORMED AS PER CSOR OR ACROSS FULL SPECIFIED RANGE IF CSOR NOT SPECIFIED.
M04 | 78 | - | NIV35/0356 | 300 mm | CYLINDRICAL SQUARE | DIMENSIONAL | N | N | 12 | Coventry Gauge | YES | NO | - | - | UKAS | CALIBRATION PERFORMED AS PER CSOR OR ACROSS FULL SPECIFIED RANGE IF CSOR NOT SPECIFIED.
M04 | 79 | - | NIV35/0501 | SET OF COMBINATION | PRECISION ANGLE GAUGES | DIMENSIONAL | N | N | 12 | HILGER & WATTS LTD | YES | NO | - | - | STD | CALIBRATION PERFORMED AS PER CSOR OR ACROSS FULL SPECIFIED RANGE IF CSOR NOT SPECIFIED.
M04 | 80 | W116 | 6625143343443 | 461-65003-002 | TEST SET,ELCTRN SYS | DIMENSIONAL | N | N | 12 | SAFRAN | YES | YES | - | - | STD | CALIBRATION PERFORMED AS PER CSOR OR ACROSS FULL SPECIFIED RANGE IF CSOR NOT SPECIFIED.
M04 | 81 | W116 | 5210996417870 | 63B-1272 | GAGE BLOCK SET | DIMENSIONAL | N | N | 12 | TESA/RSD | YES | YES | - | - | STD | CALIBRATION PERFORMED AS PER CSOR OR ACROSS FULL SPECIFIED RANGE IF CSOR NOT SPECIFIED.
M04 | 82 | - | NIVDEC/0470 | DLCB-067 | CHAMBER THROAT EROSION GAUGE | DIMENSIONAL | N | N | 12 | DE LISLE | YES | NO | - | - | STD | CALIBRATION PERFORMED AS PER CSOR OR ACROSS FULL SPECIFIED RANGE IF CSOR NOT SPECIFIED.
M04 | 83 | - | NIVDEC/0469 | DLCB-066 | FPP GAUGE 0.050&0.055MM | DIMENSIONAL | N | N | 12 | DE LISLE | YES | NO | - | - | STD | CALIBRATION PERFORMED AS PER CSOR OR ACROSS FULL SPECIFIED RANGE IF CSOR NOT SPECIFIED.
M04 | 84 | - | NIVDEC/0473 | 45 ACP GO | HEADSPACE GAUGE GO CLY0617 | DIMENSIONAL | N | N | 12 | CLYMER PRECISION | YES | NO | - | - | STD | CALIBRATION PERFORMED AS PER CSOR OR ACROSS FULL SPECIFIED RANGE IF CSOR NOT SPECIFIED.
M04 | 85 | - | NIVDEC/0474 | 45 ACP NOGO | HEADSPACE GAUGE NOGO CLY061 | DIMENSIONAL | N | N | 12 | CLYMER PRECISION | YES | NO | - | - | STD | CALIBRATION PERFORMED AS PER CSOR OR ACROSS FULL SPECIFIED RANGE IF CSOR NOT SPECIFIED.
M04 | 86 | O657 | 6625995391509 | API1620BCD | ANGLE POSITION INDICATOR | DIMENSIONAL | N | N | 12 | MEMORY DEVICE LTD | YES | NO | - | - | STD | CALIBRATION PERFORMED AS PER CSOR OR ACROSS FULL SPECIFIED RANGE IF CSOR NOT SPECIFIED.
M04 | 87 | - | NIV35/0349 | LB1 | LENGTH BAR SET METRIC | DIMENSIONAL | N | N | 12 | VARIOUS | YES | NO | - | - | UKAS | CALIBRATION PERFORMED AS PER CSOR OR ACROSS FULL SPECIFIED RANGE IF CSOR NOT SPECIFIED.
M04 | 88 | - | NIVDEC/0262 | 201-01DAB | DIGITAL EXT MICROMETER 0-25MM | DIMENSIONAL | N | N | 12 | MOORE & WRIGHT | YES | NO | - | - | UKAS | CALIBRATION PERFORMED AS PER CSOR OR ACROSS FULL SPECIFIED RANGE IF CSOR NOT SPECIFIED.
M04 | 89 | W116 | 5210997482457 | M103tungsten | GAUGE BLOCK SET M103 TUNG GD1 | DIMENSIONAL | N | N | 12 | TESA | YES | YES | - | - | UKAS | CALIBRATION PERFORMED AS PER CSOR OR ACROSS FULL SPECIFIED RANGE IF CSOR NOT SPECIFIED.
M04 | 90 | - | NIV35/0348 | LB2 | LENGTH BAR SET IMPERIAL EB/9 | DIMENSIONAL | N | N | 12 | VARIOUS | YES | NO | - | - | STD | CALIBRATION PERFORMED AS PER CSOR OR ACROSS FULL SPECIFIED RANGE IF CSOR NOT SPECIFIED.
M04 | 91 | - | NIVDEC/0503 | CR35TOOLKIT | CR35 MAINTENANCE KIT | DIMENSIONAL | N | N | 12 | VARIOUS | YES | NO | - | - | STD | CALIBRATION PERFORMED AS PER CSOR OR ACROSS FULL SPECIFIED RANGE IF CSOR NOT SPECIFIED.
M04 | 92 | - | NIVDSG/729 | G8749 | GAUGE HEADSPACE 41.283 | DIMENSIONAL | N | N | 12 | FN HERSTAL | YES | NO | - | - | STD | CALIBRATION PERFORMED AS PER CSOR OR ACROSS FULL SPECIFIED RANGE IF CSOR NOT SPECIFIED.
M04 | 93 | - | NIVDSG/0199 | 10-35mm | DIAL CALIPER 10-35MM | DIMENSIONAL | N | N | 12 | VARIOUS | YES | NO | - | - | STD | CALIBRATION PERFORMED AS PER CSOR OR ACROSS FULL SPECIFIED RANGE IF CSOR NOT SPECIFIED.
M04 | 94 | 3V7 | 5210660190077 | 200-02BL | EXTERNAL MICROMETER 25-50MM | DIMENSIONAL | N | N | 12 | MOORE & WRIGHT | YES | NO | - | - | STD | CALIBRATION PERFORMED AS PER CSOR OR ACROSS FULL SPECIFIED RANGE IF CSOR NOT SPECIFIED.
M04 | 95 | - | NIV35/6190 | 0.001mm | VARIATION GAUGE | DIMENSIONAL | N | N | 12 | ETALON | YES | NO | - | - | STD | CALIBRATION PERFORMED AS PER CSOR OR ACROSS FULL SPECIFIED RANGE IF CSOR NOT SPECIFIED.
M04 | 96 | - | NIV34/1204 | OPTPAR25MM | OPTICAL PARALLEL SET 25MM | DIMENSIONAL | N | N | 12 | TESA | YES | NO | - | - | UKAS | CALIBRATION PERFORMED AS PER CSOR OR ACROSS FULL SPECIFIED RANGE IF CSOR NOT SPECIFIED.
M04 | 97 | - | NIVDEC/0516 | 110-15DBL | DIGITAL CALIPER 6" | DIMENSIONAL | N | N | 12 | MOORE & WRIGHT | YES | NO | - | - | STD | CALIBRATION PERFORMED AS PER CSOR OR ACROSS FULL SPECIFIED RANGE IF CSOR NOT SPECIFIED.
M04 | 98 | 27L | 4920993909422 | MBJ9126 ISS 1A | PROTRUSION GAUGE | DIMENSIONAL | N | N | 12 | MARTIN BAKER AIRCRAFT | YES | NO | - | - | STD | CALIBRATION PERFORMED AS PER CSOR OR ACROSS FULL SPECIFIED RANGE IF CSOR NOT SPECIFIED.
M04 | 99 | - | 5220LO1952723 | CBG-4-3-N-1 | PLUG GAUGE | DIMENSIONAL | N | N | 12 | VARIOUS | YES | NO | - | - | STD | CALIBRATION PERFORMED AS PER CSOR OR ACROSS FULL SPECIFIED RANGE IF CSOR NOT SPECIFIED.
M04 | 100 | 27L | 5220995097187 | MBJ 25213A | GAUGE TOP LIMIT | DIMENSIONAL | N | N | 12 | MARTIN BAKER AIRCRAFT | YES | NO | - | - | STD | CALIBRATION PERFORMED AS PER CSOR OR ACROSS FULL SPECIFIED RANGE IF CSOR NOT SPECIFIED.
M04 | 101 | - | NIVDEC/0527 | DG-MSP | DTI PLUNGER | DIMENSIONAL | N | N | 12 | ROEBUCK | YES | NO | - | - | STD | CALIBRATION PERFORMED AS PER CSOR OR ACROSS FULL SPECIFIED RANGE IF CSOR NOT SPECIFIED.
M04 | 102 | F1 | 5220994459549 | E41 | GAUGE SLIP ACCESSORIES (IMP) | DIMENSIONAL | N | N | 18 | TESA-RSD | YES | NO | - | - | UKAS | CALIBRATION PERFORMED AS PER CSOR OR ACROSS FULL SPECIFIED RANGE IF CSOR NOT SPECIFIED.
M04 | 103 | N4 | 5210145756820 | GAUGE KIT | BORE EROSION GAUGE KIT | DIMENSIONAL | N | N | 12 | VARIOUS | YES | NO | - | - | STD | CALIBRATION PERFORMED AS PER CSOR OR ACROSS FULL SPECIFIED RANGE IF CSOR NOT SPECIFIED.
M04 | 104 | W116 | 6625996344530 | 80080-10-017 | TEST SET SYNCHRO | DIMENSIONAL | N | N | 12 | NEGRETTI AUTOMATION | YES | YES | - | - | STD | CALIBRATION PERFORMED AS PER CSOR OR ACROSS FULL SPECIFIED RANGE IF CSOR NOT SPECIFIED.
M04 | 105 | 3V7 | 5220999687981 | 40mm Grade AA | RING GAUGE | DIMENSIONAL | N | N | 36 | VARIOUS | YES | NO | - | - | UKAS | CALIBRATION PERFORMED AS PER CSOR OR ACROSS FULL SPECIFIED RANGE IF CSOR NOT SPECIFIED.
M04 | 106 | - | 5220999619932 | SM390 | GAUGE INSPECTORS PLATE | DIMENSIONAL | N | N | 36 | VARIOUS | YES | NO | - | - | STD | CALIBRATION PERFORMED AS PER CSOR OR ACROSS FULL SPECIFIED RANGE IF CSOR NOT SPECIFIED.
M04 | 107 | NCLSB | 5220993456928 | G512/41 | PLATE GAUGE PIN HOLE SPAN JCN | DIMENSIONAL | N | N | 36 | VARIOUS | YES | NO | - | - | STD | CALIBRATION PERFORMED AS PER CSOR OR ACROSS FULL SPECIFIED RANGE IF CSOR NOT SPECIFIED.
M04 | 108 | NCLSB | 5220998341023 | G502/29 | PLATE GAUGE PIN HOLE PANEL | DIMENSIONAL | N | N | 36 | VARIOUS | YES | NO | - | - | STD | CALIBRATION PERFORMED AS PER CSOR OR ACROSS FULL SPECIFIED RANGE IF CSOR NOT SPECIFIED.
M04 | 109 | B2 | 5220999619932 | SM390 | GAGE, INSPECTORS PLATE | DIMENSIONAL | N | N | 36 | VARIOUS | YES | NO | - | - | UKAS
M04 | 110 | NCLSB | 5220993456928 | G512/41 | PLATE GAGE PIN HOLE SPAN | DIMENSIONAL | N | N | 36 | VARIOUS | YES | NO | - | - | UKAS
M04 | 111 | NCLSB | 5220998341023 | G502/29 | PLATE GAGE PIN HOLE PANEL | DIMENSIONAL | N | N | 36 | VARIOUS | YES | NO | - | - | UKAS
M04 | 112 | - | NIVDEC/0703 | 001 545-39FPP | FPP GAUGE 5.45 X 39 | DIMENSIONAL | N | N | 60 | ARC | YES | NO | - | - | UKAS
M04 | 113 | - | NIVDEC/0704 | 001 792-S7MFPP | FPP GAUGE 7.92 X 57 MAUSER | DIMENSIONAL | N | N | 60 | ARC | YES | NO | - | - | UKAS
M04 | 114 | - | NIVDEC/0702 | 001 303 BFPP | FPP GAUGE BREN 303 | DIMENSIONAL | N | N | 60 | ARC | YES | NO | - | - | UKAS
M04 | 115 | - | NIVDEC/0624 | M47 STEEL GRADE 1 | GAUGE BLOCK SET | DIMENSIONAL | N | N | 12 | N/K | YES | NO | - | - | UKAS
M04 | 116 | W812 | 5220145734563 | DI-5 | DEFLECTION INDICATOR | DIMENSIONAL | N | N | 12 | PRISMA TEKNIK | YES | NO | - | - | UKAS
M04 | 117 | CSBTR | 5220200095651 | G-16394 GO | HEADSPACE GAUGE GO | DIMENSIONAL | N | N | 36 | SAVAGE ARMS INC | YES | NO | - | - | UKAS
M04 | 118 | CSBTR | 5220200095648 | G-16394 NOGO | HEADSPACE GAUGE NOGO | DIMENSIONAL | N | N | 36 | SAVAGE ARMS INC | YES | NO | - | - | UKAS
M04 | 119 | CSBTR | 5220200095652 | FPPG4 | FIRING PIN GAUGE GO/NOGO | DIMENSIONAL | N | N | 36 | SAVAGE ARMS INC | YES | NO | - | - | UKAS
M04 | 120 | SMG3K | 1005997864881 | 9590-680L3 | TOOL SUPPRESSOR ALIGNMENT | DIMENSIONAL | N | N | 36 | HECKLER & KOCH | YES | NO | 0113A | 1 | UKAS
M04 | 121 | - | NIVDSG/0588 | M.41/1 GR.1 | GRADE 1 TUNGSTEN GAUGE BLOCK SET | DIMENSIONAL | N | N | 12 | VERDICT | YES | NO | - | - | UKAS
M04 | 122 | - | NIVDEC/0705 | 303BRENHS0-064inGO | GAUGE HEADSPACE 0.064"GO | DIMENSIONAL | N | N | 60 | ARC BALLISTICS | YES | NO | - | - | UKAS
M04 | 123 | - | NIVDEC/0706 | 303BRENHS0.074inNOGO | GAUGE HEADSPACE .074"0 NOGO | DIMENSIONAL | N | N | 60 | ARC BALLISTICS | YES | NO | - | - | UKAS
M04 | 124 | - | NIVDEC/0712 | 79257PB-(A) MIN | PLUG BORE GAUGE 7.92 X 57-(A) MIN | DIMENSIONAL | N | N | 60 | ARC BALLISTICS | YES | NO | - | - | UKAS
M04 | 125 | - | NIVDEC/0713 | 79257-(B) MAX | PLUG GAUGE BORE 7.92 X 57-(B) MAX | DIMENSIONAL | N | N | 60 | ARC BALLISTICS | YES | NO | - | - | UKAS
M04 | 126 | - | NIVDEC/0711 | 54539-(B) MAX | PLUG GAUGE BORE 5.45 X 39-(B) MAX | DIMENSIONAL | N | N | 60 | ARC BALLISTICS | YES | NO | - | - | UKAS
M04 | 127 | - | NIVDEC/710 | 54539-(A) MIN | PLUG BORE GAUGE 5.45 X 39-(A) MIN | DIMENSIONAL | N | N | 60 | ARC BALLISTICS | YES | NO | - | - | UKAS
M04 | 128 | - | NIVDEC/0707 | 300PB-(A) | PLUG BORE GAUGE BREN 0.308 IN | DIMENSIONAL | N | N | 60 | ARC BALLISTICS | YES | NO | - | - | UKAS
M04 | 129 | - | NIVDEC/0708 | 300PB-(B) | PLUG BORE GAUGE BREN 0.307 IN | DIMENSIONAL | N | N | 60 | ARC BALLISTICS | YES | NO | - | - | UKAS
M04 | 130 | - | NIVDEC/0709 | 300PB - (C) | PLUG BORE GAUGE BREN 0.301IN | DIMENSIONAL | N | N | 60 | ARC BALLISTICS | YES | NO | - | - | UKAS
M04 | 131 | - | NIVDEC/0714 | 54539HSGO | HEADSPACE GAUGE 5.45 X 39 GO | DIMENSIONAL | N | N | 60 | ARC BALLISTICS | YES | NO | - | - | UKAS
M04 | 132 | - | NIVDEC/0715 | 54539HSNOGO | HEADSPACE GAUGE 5.45 X 39 NOGO | DIMENSIONAL | N | N | 60 | ARC BALLISTICS | YES | NO | - | - | UKAS
M04 | 133 | - | NIVDEC/0716 | 79257GO | HEADSPACE GAUGE 7.92 X 57 G0 | DIMENSIONAL | N | N | 60 | ARC BALLISTICS | YES | NO | - | - | UKAS
M04 | 134 | - | NIVDEC/0717 | 79257HSNOGO | HEADSPACE GAUGE 7.92 X 57 NOG0 | DIMENSIONAL | N | N | 60 | ARC BALLISTICS | YES | NO | - | - | UKAS
M04 | 135 | - | NIVDEC/0733 | ARC 919GO | 9 X 19 NATO GO HEADSPACE GAUGE | DIMENSIONAL | N | N | 60 | ARC BALLISTICS | YES | NO | - | - | UKAS
M04 | 136 | - | NIVDEC/0734 | ARC 919NOGO | 9 X 19 NATO NOGO HEADSPACE GAUGE | DIMENSIONAL | N | N | 60 | ARC BALLISTICS | YES | NO | - | - | UKAS
M04 | 137 | - | NIVDEC/0725 | 40570300 | DIGITAL CALIPER 0-300mm | DIMENSIONAL | N | N | 12 | FORMAT | YES | NO | - | - | UKAS
M04 | 138 | - | NIVDEC/0726 | 0-500mmMS1 | VERNIER CALIPER 0-500mm | DIMENSIONAL | N | N | 12 | HUNGER | YES | NO | - | - | UKAS
M04 | 139 | F1 | 5960990001160 | 61347-19 | THREAD GAUGE | DIMENSIONAL | N | N | 36 | COVENTRY | YES | NO | - | - | UKAS
M04 | 140 |  | NIVDEC/0736 | DBG 1220S | BORE GAUGE SET 12-20mm | DIMENSIONAL | N | N | 12 | VARIOUS | YES | NO | - | - | UKAS
M04 | 141 | MOR81 | 1290999634555 | AFV No 15 Mk1 | QFC 81mm | DIMENSIONAL | N | N | 12 | SITEC | YES | NO | 0073M | 1 | UKAS
M04 | 142 | 3V7 | 5220993311594 | 5 X 10 X 100mm | PARALLELS 5 X 10 X 100mm | DIMENSIONAL | N | N | 12 | VARIOUS | YES | NO | - | - | UKAS
M04 | 143 | 22ED2 | 5220010294349 | CF65-5647T1 | GAUGE SEAL (PROFILE) | DIMENSIONAL | N | N | 36 | BOEING | YES | NO | - | - | UKAS
M04 | 144 | 3V7 | 5210660363746 | EM 26 -3"-4" | MICROMETER 3"-4" | DIMENSIONAL | N | N | 12 | MOORE & WRIGHT | YES | NO | - | - | UKAS
M04 | 145 |  | NIVDEC/0825 | 441.OHV5 436.8HV10 | HARDNESS BLOCK 6.5CM DIA | DIMENSIONAL | N | N | 12 | STRUERS | YES | NO | - | - | STD
M04 | 146 |  | NIVDEC/0824 | 719.2HV5 716.2HV10 | HARDNESS BLOCK 6.5CM DIA | DIMENSIONAL | N | N | 12 | STRUERS | YES | NO | - | - | STD
M04 | 147 |  | NIVDEC/0826 | 459.6HMV0.1 457.0HV0.3 | HARDNESS BLOCK 3.0CM DIA | DIMENSIONAL | N | N | 12 | STRUERS | YES | NO | - | - | STD
M04 | 148 | - | NIVDEC/0827 | 455.6 HV0.5 | HARDNESS BLOCK 3.0CM DIA | DIMENSIONAL | N | N | 12 | STRUERS | YES | NO | - | - | STD
M04 | 149 | - | NIVDEC/0828 | 707.8HV1 | HARDNESS BLOCK 3.0CM DIA | DIMENSIONAL | N | N | 12 | STRUERS | YES | NO | - | - | STD
M04 | 150 | - | NIVDEC/0829 | 443.3 HM0.010 435.7HMV0.050 | HARDNESS BLOCK 3.0CM DIA | DIMENSIONAL | N | N | 12 | STRUERS | YES | NO | - | - | STD
M04 | 151 | - | NIVDEC/0831 | 722.1HMV0.1 | HARDNESS BLOCK 3.0CM DIA | DIMENSIONAL | N | N | 12 | STRUERS | YES | NO | - | - | STD
M04 | 152 | - | NIVDEC/0832 | 459.5HV1 | HARDNESS BLOCK 3.0CM DIA | DIMENSIONAL | N | N | 12 | STRUERS | YES | NO | - | - | STD
M04 | 153 | - | NIVDEC/0833 | 151.5HV1 | HARDNESS BLOCK 3.0CM DIA | DIMENSIONAL | N | N | 12 | STRUERS | YES | NO | - | - | STD
M04 | 154 | - | NIVDEC/0834 | 154.9HMV0.010 154.2HMV0.050 | HARDNESS BLOCK 3.0CM DIA | DIMENSIONAL | N | N | 12 | STRUERS | YES | NO | - | - | STD
M04 | 155 | - | NIVDEC/0847 | 300-752 | DTI PLUNGER 25MM X 0.01MM | DIMENSIONAL | N | N | 12 | KENNEDY | YES | NO | - | - | UKAS
M04 | 156 | 3V7 | 5210993414024 | 211 | DTI & EXTENSION 0.5" X 0.001" | DIMENSIONAL | N | N | 12 | MERCER | YES | NO | 0021M | 1 | UKAS
M04 | 157 | F1H | 5220015780636 | 525446-9-A | GAUGE PROFILE GO/NOGO | DIMENSIONAL | N | N | 12 | YORKSHIRE PRECISION | YES | NO | - | - | UKAS
M04 | 158 | B7 | 5220123853971 | 354260 (94523-300 L3) | GAUGE TUBE SCRAP | DIMENSIONAL | N | N | 12 | H&K | YES | NO | - | - | UKAS
M04 | 159 | L115 | 5210997271720 | AI15-5215-A4 | GAUGE BLOCK1.3mm STEEL GRADE 2 | DIMENSIONAL | N | N | 12 | ACCURACY INTERNATIONAL | YES | NO | - | - | UKAS
M04 | 160 | 26PL | 5210016166247 | 643J2 | DIAL SCORE DEPTH GAUGE 0-0.125" | DIMENSIONAL | N | N | 12 | STARRET | YES | NO | - | - | UKAS
M04 | 161 | - | 5210015898970 | 120A-6 | DIAL CALIPER 0-6" 0.001 GRADUATION | DIMENSIONAL | N | N | 12 | STARRET | YES | NO | - | - | UKAS
M04 | 162 | F1H | 5220997351585 | 13495/M | GAUGE PLATE TL | DIMENSIONAL | N | N | 36 | VARIOUS | YES | NO | - | - | UKAS
M04 | 163 |  | NIVDEC/0930 | F415 | INTERNAL DIGITAL CALIPER 15-55MM | DIMENSIONAL | N | N | 12 | KROEPLIN | YES | NO | - | - | UKAS
M04 | 164 | 9CR2 | 5935999940317 | MRP0539 | CRIMP TOOL KIT | DIMENSIONAL | N | N | 12 | MILES ROYSTON | YES | NO | - | - | UKAS
M04 | 165 |  | NIVDSG/0407 | 178-561-02E | ROUGHNESS TESTER | DIMENSIONAL | N | N | 12 | MITUTOYO | YES | NO | - | - | UKAS
M04 | 166 | 526MM | 5220145835566 | DTI 2046S-80 | TOOLMAKERS FLAT KIT | DIMENSIONAL | N | N | 12 | MITUTOYO | YES | NO | - | - | UKAS
M04 | 167 | F1 | 5120997517830 | MRP 0284 | CRIMP TOOL KIT | DIMENSIONAL | N | N | 12 | MILES ROYSTON | YES | NO | - | - | UKAS
M04 | 168 | 3V7 | 5220992979347 | DBG4050 | BORE GAUGE DIGITAL | DIMENSIONAL | N | N | 12 | DIGITAL MICROMETERS LTD | YES | NO | - | - | STD
M04 | 169 | R9GSP | 4933410021147 | 30769 | TOOL KIT | DIMENSIONAL | N | N | 12 | GLOCK | YES | NO | - | - | STD
M04 | 170 | 5210 | 5210994648817 | 573-646 | INSIDE JAW VERNIER CALLIPER | DIMENSIONAL | N | N | 12 | MITUTOYO | YES | NO | - | - | STD
M04 | 171 | F1H | 5220998920011 | CRIMPINGTOOL | GAUGE CRIMPING TOOL | DIMENSIONAL | N | N | 12 | CRIMPINGTOOL | YES | NO | - | - | STD
M04 | 172 | - | INO/09803 | INO/9803ZD | GAUGE ROUNDS | DIMENSIONAL | N | N | 12 | NAVY | YES | NO | - | - | STD
M04 | 173 | - | NIVDEC/0402 | 3600-5 | DIGITAL DTI | DIMENSIONAL | N | N | 12 | STARRETT | YES | NO | - | - | STD
M04 | 174 | - | NIVDSG/0026 | 48-516-01 | PRECISION ROLLER PINS X 2 | DIMENSIONAL | N | N | 12 | VARIOUS PLUG GAUGES | YES | NO | - | - | STD
M04 | 175 | - | NIVDSG/0483 | 192-607 | HEIGHT GAUGE 24" | DIMENSIONAL | N | N | 12 | MITUTOYO | YES | NO | - | - | STD
M04 | 176 | - | NIVDEC/0791 | 057-4575-4 | DIGITAL SPIRIT LEVEL | DIMENSIONAL | N | N | 12 | VARIOUS | YES | NO | - | - | STD
M04 | 177 | - | NIVDEC/1009 | 20CM/8INCH | VERNIER CALIPER 20CM 8INCH | DIMENSIONAL | N | N | 12 | VARIOUS | YES | NO | - | - | STD
M04 | 178 | N4 | 5220145760430 | CTAINT05106082-000 | FIRING PIN PROTRUSION GAUGE GO/NOGO | DIMENSIONAL | N | N | 12 | VARIOUS | YES | NO | - | - | STD
M04 | 179 | N4 | 5210145756817 | CTAINT05106010-000 | GAUGE CANNON BORE EROSION | DIMENSIONAL | N | N | 12 | VARIOUS | YES | NO | - | - | STD
M04 | 180 | - | NIVDEC/1012 | WG1388-3399-041 | CLAMP SUPPORT KIT (2x30mm DTIs) | DIMENSIONAL | N | N | 12 | AUGUSTA WESTLAND | YES | NO | - | - | STD
M04 | 181 | N4 | 5210145928483 | CTAINT05106010-001 | GAUGE CANNON BORE EROSION | DIMENSIONAL | N | N | 12 | VARIOUS | YES | NO | - | - | STD
M04 | 182 | 3V7 | 5210218897747 | MW150-62 | VERNIER CALIPER 24 INCH/60CM | DIMENSIONAL | N | N | 12 | VARIOUS | YES | NO | - | - | STD
M04 | 183 | MOR60 | 5180410016875 | M6C-640T | TOOL KIT MORTAR | DIMENSIONAL | N | N | 12 | BOWERS | YES | NO | - | - | STD
M04 | 184 | 3V7 | 5210123947660 | D110 | EXTERNAL DIAL CALIPER | DIMENSIONAL | N | N | 12 | KROEPLIN | YES | NO | - | - | STD
M04 | 185 | - | NIVDEC/1033 | 338PB-CIP | PLUG BORE GAUGE 8.390mm | DIMENSIONAL | N | N | 12 | ARC BALLISTICS | YES | NO | - | - | STD
M04 | 186 | - | NIVDEC/0897 | 76239HSGO | GAUGE HEADSPACE31.402MM GO | DIMENSIONAL | N | N | 12 | ARC | YES | NO | - | - | STD
M04 | 187 | - | NIVDEC/0898 | 76239HSNOGO | GAUGE HEADSPACE31.500MM NOGO | DIMENSIONAL | N | N | 12 | ARC | YES | NO | - | - | STD
M04 | 188 | F1H | 5220998920012 | MRP0355 | GO/NO-GO GAUGE | DIMENSIONAL | N | N | 12 | VARIOUS | YES | NO | - | - | STD
M04 | 189 | - | NIVDEC/0839 | 380ACPBGGO | PLUG BORE GAUGE 380 ACP GO | DIMENSIONAL | N | N | 12 | ARC BALLISTICS | YES | NO | - | - | STD
M04 | 190 | - | NIVDEC/0840 | 380ACPBGNOGO | PLUG BORE GAUGE 380 ACP NOGO | DIMENSIONAL | N | N | 12 | ARC BALLISTICS | YES | NO | - | - | STD
M11 | 1 | W116 | 4910992017528 | 999 | CHURCHILL ( 999 ) BRAKE TESTER | FORCE | N | N | 24 | WICKSTEED | Yes | Yes | - | - | STD
M11 | 2 | W116 | 6635001878845 | TD-5-5000 | DYNAMOMETER | FORCE | N | N | 12 | AMETEC TCI DIVISION | Yes | Yes | 0172M | 1 | STD
M11 | 3 | W116 | 6635991272326 | CV-SD | MATERIAL HARDNESS TESTER | HARDNESS | N | N | 12 | BOWERS | Yes | Yes | - | - | UKAS
M11 | 4 | W116 | 6635995711724 | RTM20D | TENSION METER ROPE | FORCE | N | N | 12 | CRANE CARE LTD | Yes | Yes | - | - | STD
M11 | 5 | W116 | 6635998311831 | RTM20D(A) | TENSION METER ROPE | FORCE | N | N | 12 | CRANE CARE LTD | Yes | Yes | - | - | STD
M11 | 6 | W116 | 2530998400533 | OE5724 | BRAKE TEST KIT | FORCE | N | N | 12 | OAKRANGE ENGINEERING LTD | Yes | Yes | 0014M | 1 | UKAS
M11 | 7 | W116 | 4920002725665 | 42-041-1 | TESTER ANTI-SKID | FORCE | N | N | 12 | CRANE HYDRO AIRE | YES | YES | - | - | STD
M11 | 8 | W116 | 6635999250379 | Dartec M1000/RF | UNIVERSAL TESTING MACHINE | FORCE | N | N | 12 | ZWICK TESTING MACHINES | YES | YES | - | - | UKAS | ONSITE TASK ONLY
M11 | 9 | W116 | 6695014457951 | MST 7200 | DYNA LINK | FORCE | N | N | 12 | MEASURMENT SYSTEMS INTERNATIONAL | YES | YES | 0119M | 1 | UKAS
M11 | 10 | W116 | 6635992278468 | 03C | TENSIONMETER | FORCE | N | N | 12 | FULMAR COMPONENTS | YES | YES | - | - | UKAS
M11 | 11 | W116 | 6670991519424 | AFG1000N OR 850-420 | ADVANCED FORCE GAUGE | FORCE | N | N | 12 | MECMESIN | YES | YES | 0119M | 1 | UKAS
M11 | 12 | W116 | 6635992062181 | 01BST 1000N | MACHINE SPRING TESTING | FORCE | N | N | 36 | MECMESIN | YES | YES | - | - | UKAS
M11 | 13 | W116 | 6340996200077 | 990-2-4 | GRAMM GAUGE | FORCE | N | N | 18 | VARIOUS | YES | YES | 0013M | 1 | UKAS
M11 | 14 | W116 | 4910994657755 | TYPE GYZJ MODEL 934-1 | BARCOL PORTABLE HARDNESS TESTER | HARDNESS | Main Assy | N | 12 | AURIEMA INDUSTRIAL PRODUCTS LIMITED | YES | YES | - | - | STD
M11 | 15 | 3V7 | 1730992140681 | I21-GYZJ 78 | BARCOL TEST DISC | HARDNESS | 4910994657755 | N | CNR | AURIEMA INDUSTRIAL PRODUCTS LIMITED | NO | NO | - | - | N/A
M11 | 16 | 8REFV | 4910998628497 | 1P01136437 (PR22) | TOQUE CONVERTER/FREQUENCY CONTER | FORCE | N | N | 12 | IVECO LIMITED | YES | NO | - | - | STD
M11 | 17 | 4920 | 4920014450044 | EATT-11474 | RING FORCE GAUGE | FORCE | N | N | 12 | EATON AEROSPACE PLC | YES | NO | - | - | UKAS
M11 | 18 | 7FXH | 6625997436693 | Type 4 | BELT TENSION METER | FORCE | N | N | 12 | INTEGRATED DISPLAY SYSTEMS LIMITED | YES | NO | - | - | STD
M11 | 19 | 26LX | 6635997355671 | B202 | DUROMETER | HARDNESS | N | N | 12 | SATRA TECHNOLOGY CENTRE LTD | YES | NO | - | - | STD
M11 | 20 | 4CA | 6670993639576 | 6600lb (PIA200000199) | DYNAMOMETER | FORCE | N | N | 12 | PIAB SWEDEN AB | YES | NO | - | - | STD
M11 | 21 | - | NIVN IV 35/6549 | 50043.ETS | 5000 NM TRANSDUCER | FORCE | N | N | 12 | NORBAR | YES | NO | - | - | STD
M11 | 22 | - | NIVN IV 35/7198 | Model 2000 | STATIC TORQUE METER | FORCE | N | N | 12 | NORBAR | YES | NO | - | - | STD
M11 | 23 | - | NIVN IV 35/7812 | 18033 | TORQUE GUN PNEUMATIC | FORCE | N | N | 12 | NORBAR | YES | NO | - | - | UKAS
M11 | 24 | - | NIV | Protest 1500 | TORQUE TESTER 30-1500NM - DIGITAL | FORCE | N | N | 12 | NORBAR | YES | NO | 0019E | 1 | STD
M11 | 25 | - | NIV | CTGE100/ES | FORCE VERIFICATION TESTER | FORCE | N | N | 12 |  | YES | NO | 0019E | 1 | STD
M11 | 26 | - | NIV | 2000 | FIXING TESTER | FORCE | N | N | 12 | HYDRAJAWS | YES | NO | 0019E | 1 | STD
M11 | 27 | - | NIV | LI-300 | READ OUT MONITOR 10 TONNE | FORCE | N | N | 12 | PIAB LTD | YES | NO | 0019E | 1 | UKAS
M11 | 28 | - | NIV | LI-300(B) | READ OUT MONITOR 20 TONNE | FORCE | N | N | 12 | PIAB LTD | YES | NO | 0019E | 1 | UKAS
M11 | 29 | - | NIV | LL1-10 | LOAD CELL 10 TONNE | FORCE | N | N | 12 | PIAB LTD | YES | NO | 0019E | 1 | UKAS
M11 | 30 | - | NIV | LL1-20 | LOAD CELL 20 TONNE | FORCE | N | N | 12 | PIAB LTD | YES | NO | 0019E | 1 | STD
M11 | 31 | - | NIVDSG/0324 | PHS70-1000W | HYDRAJAWS TESTER | FORCE | N | N | 12 | NIKE HYDRAULICS | YES | NO | - | - | STD
M11 | 32 | - | NIVDSG/0067 | 086C20 | IMPACT HAMMER | HARDNESS | N | N | 12 | PCB PIEZOTRONICS | YES | NO | - | - | STD
M11 | 33 | - | NIVDSG/0076 | 086C05 | IMPACT HAMMER 0.71 IB | HARDNESS | N | N | 12 | PCB PIEZOTRONICS | YES | NO | - | - | STD
M11 | 34 | - | NIVDSG/0077 | 086B01 | IMPACT HAMMER 0.23 IB | HARDNESS | N | N | 12 | PCB PIEZOTRONICS | YES | NO | - | - | STD
M11 | 35 | - | 6635995515736 | 882 | IMPACT SOIL TESTER | HARDNESS | N | N | 12 | CLEGG | YES | NO | - | - | STD
M11 | 36 | ASSET | 6635997325976 | CLEGG IMPACT SOIL TESTER | IMPACT SOIL TESTER | HARDNESS | N | N | 12 | CLEGG | YES | NO | - | - | STD
M11 | 37 | - | NIVDSG/0746 | Equotip Piccolo | HARDNESS TESTER | HARDNESS | N | N | 12 | PROCEQ | YES | NO | - | - | STD
M11 | 38 | - | NIVDSG/0586 | Akashi HV0.3-707 | HARDNESS REFERENCE BLOCK | HARDNESS | N | N | 12 | MITUTOYO | YES | NO | - | - | STD
M11 | 39 | - | NIVDSG/0587 | HV10-597 | HARDNESS REFERENCE BLOCK | HARDNESS | N | N | 12 | YAMAMOTO SCIENTIFIC TOOL LABORATORY CO LTD | YES | NO | - | - | STD
M11 | 40 | - | NIVDSG/0585 | 454.6 HV10 / 455.2 HV5 | HARDNESS REFERENCE BLOCK | HARDNESS | N | N | 12 | INDENTEC | YES | NO | - | - | STD
M11 | 41 | - | NIV35/7275 | PCB086C03 | FORCE HAMMER | FORCE | N | N | 12 | PCB | YES | NO | - | - | STD
M11 | 42 | W116 | 6635994661079 | T58130-406-00 | TENSIOMETER | FORCE | N | N | 12 | TRIUMPH CONTROLS - UK LTD | YES | YES | 0029M | 1 | STD
M11 | 43 | W10ES | 6635999608505 | A2451 | PENETROMETER | FORCE | N | N | 12 | LABQUIP | YES | YES | 0033M | 1 | STD
M11 | 44 | W116 | 6635991731450 | FS1000 AT | TESTER,MATERIAL STRENGTH | FORCE | N | N | 12 | TESTOMETRIC COMPANY LTD | YES | YES | - | - | STD | ONSITE TASK ONLY
M11 | 45 | W116 | 6635008227296 | DG500 W/MT500HS2B2 | TESTER,SPRING RESILIENCY | FORCE | N | N | 12 | WILLRICH / AMETEK / LINK / ZWICK | YES | YES | - | - | STD
M11 | 46 | W116 | 6635992508651 | DENISON 7166 | UNIVERSAL TESTING MCH | FORCE | N | N | 12 | DENISON | YES | YES | - | - | STD | ONSITE TASK ONLY
M11 | 47 | W116 | 6625996148620 | E31162-1 | TEST SET SKID CONTROL | FORCE | N | N | 12 | GOODYEAR | YES | YES | - | - | STD
M11 | 48 | 3V7 | 6695999814099 | SL-50 | ANALOGUE PUSH PULL GAUGE 50LB | FORCE | N | N | 12 | MECMESIN | YES | NO | - | - | STD
M11 | 49 | - | NIV35/4407 | 1155B0200 | PROVING RING (CLAMP BOSS LOAD RING 3KN) | FORCE | N | N | 60 | ELE INTERNATIONAL | YES | NO | - | - | STD
M11 | 50 | - | NIV35/4244 | 78-0260 | PROVING RING (CLAMP BOSS LOAD RING 4.5KN) | FORCE | N | N | 60 | ELE INTERNATIONAL | YES | NO | - | - | STD
M11 | 51 | - | NIV35/4519 | 1155B0800 | PROVING RING (CLAMP BOSS LOAD RING 28KN) | FORCE | N | N | 60 | ELE INTERNATIONAL | YES | NO | - | - | STD
M11 | 52 | - | NIVDEC/0575 | 78-0260 | PROVING RING (CLAMP BOSS LOAD RING 50KN | FORCE | N | N | 60 | ELE INTERNATIONAL | YES | NO | - | - | STD
M11 | 53 | WK | 6635015913752 | 507C | TENSIOMETER | FORCE | N | N | 12 | GATES CORP | YES | NO | - | - | STD
M11 | 54 | 4STTE | 6695145909803 | LLXI | LOAD CELL 3.2 TONNE | FORCE | N | N | 12 | DYNAFOR | YES | NO | - | - | STD
M11 | 55 | 3V7 | 6695145558841 | D31-D36 | DYNAMOMETER | FORCE | N | N | 12 | DUBUIS | YES | NO | - | - | STD
M11 | 56 | - | SD/578 | SPECIAL | TENSIOMETER NUPLAGLAS ONLY | FORCE | N | N | 12 | FULMER SYSTEMS | YES | NO | - | - | STD
M11 | 57 | W116 | 5220999773321 | LH502 | LOAD CELL 5 TON | FORCE | N | N | 12 | ENERPAC | YES | Yes | 0119M | 1 | STD
M11 | 58 | - | NIVDSG/0198 | PUSH0-1 | PUSH-PULL GAUGE 0-1KG | FORCE | N | N | 12 | MECMESIN | YES | NO | - | - | STD
M11 | 59 | - | NIVDEC/0997 | DSDS001 | CV SHORE D DUROMETER (DIGITAL) | HARDNESS | N | N | 12 | BOWERS | YES | NO | - | - | UKAS
M12 | 1 | W116 | 5120123623258 | BMF-2000F | TORQUE WRENCH ADAPTOR | TORQUE | N | N | 12 | ELORA | YES | YES | - | - | UKAS
M12 | 2 | W116 | 5120123622890 | BMI-50 | STATIC TORQUE TRANSDUCER | TORQUE | N | N | 12 | ELORA | YES | YES | - | - | UKAS
M12 | 3 | W116 | 6620145405079 | 2202T01AY1 | TORQUE METER TEST SET (GAZELLE) | TORQUE | N | N | 12 | MUIRHEAD | YES | YES | 0043E | 1 | UKAS | REPAIRS TO BE CARRIED OUT VIA TDS
M12 | 4 | W116 | 5120123623163 | BMF-250 | STATIC TORQUE TRANSDUCER | TORQUE | N | N | 12 | ELORA | YES | YES | 0074M | 1 | UKAS
M12 | 5 | W116 | 5120123623255 | BMF-500 | TORQUE WRENCH ADAPTOR | TORQUE | N | N | 12 | ELORA | YES | YES | 0074M | 1 | UKAS
M12 | 6 | W116 | 5120123623257 | 2446-STT-1400 | TORQUE TRANSDUCER | TORQUE | N | N | 12 | ELORA | YES | YES | 0074M | 1 | UKAS
M12 | 7 | W116 | 5120123623162 | BMF-100 | STATIC TORQUE TRANSDUCER | TORQUE | N | N | 12 | ELORA | YES | YES | - | - | UKAS
M12 | 8 | W116 | 5120123623161 | BMF-50 | STATIC TORQUE TRANSDUCER | TORQUE | N | N | 12 | ELORA | YES | YES | 0074M | 1 | UKAS
M12 | 9 | W116 | 6635123622775 | 2440-ETM | TORQUE METER | TORQUE | N | N | 12 | ELORA | YES | YES | 0074M | 1 | UKAS
M12 | 10 | W116 | 5120123622997 | 2446-STT30 | TORQUE TRANSDUCER | TORQUE | N | N | 12 | ELORA | YES | YES | 0074M | 1 | UKAS
M12 | 11 | W116 | 6635991885632 | QTC 55 | ELECTRONIC TORQUE TESTER | TORQUE | MAIN ASSY | N | 12 | TORQUELEADER | YES | YES | - | - | UKAS
M12 | 12 | 3V7 | 6150991548821 | 35260 | QTC POWERLEAD | TORQUE | 6635991885632 | N | CNR | GEDORE TORQUE LTD | NO | YES | - | - | N/A
M12 | 13 | Z4 | 6150993868817 | 35265 | QTC DOWNLOAD CABLE | TORQUE | 6635991885632 | N | CNR | GEDORE TORQUE LTD | NO | YES | - | - | N/A
M12 | 14 | 3V7 | 5120990007150 | 45101 | DRIVE ADAPTOR 1/4" | TORQUE | 6635991885632 | N | CNR | GEDORE TORQUE LTD | NO | YES | - | - | N/A
M12 | 15 | 3V7 | 5120999591090 | 45102 | DRIVE ADAPTOR 3/8" | TORQUE | 6635991885632 | N | CNR | GEDORE TORQUE LTD | NO | YES | - | - | N/A
M12 | 16 | W116 | 6635992692889 | QTC 320 | TESTER,TORQUE,WRENCH AND TENSIOMETER 320NM | TORQUE | MAIN ASSY | N | 12 | GEDORE TORQUE LTD | YES | YES | - | - | UKAS
M12 | 17 | 3V7 | 6150991548821 | 35260 | QTC POWERLEAD | TORQUE | 6635992692889 | N | CNR | GEDORE TORQUE LTD | NO | NO | - | - | N/A
M12 | 18 | Z4 | 6150993868817 | 35265 | QTC DOWNLOAD CABLE | TORQUE | 6635992692889 | N | CNR | GEDORE TORQUE LTD | NO | NO | - | - | N/A
M12 | 19 | 3V7 | 5120997329579 | 45172 | DRIVE ADAPTOR 3/8" | TORQUE | 6635992692889 | N | CNR | GEDORE TORQUE LTD | NO | NO | - | - | N/A
M12 | 20 | 3V7 | 5120991548825 | 45173 | DRIVE ADAPTOR 1/2" | TORQUE | 6635992692889 | N | CNR | GEDORE TORQUE LTD | NO | NO | - | - | N/A
M12 | 21 | W116 | 6635993514269 | QTC 1100 | TESTER,TORQUE,WRENCH AND TENSIOMETER 1100NM | TORQUE | MAIN ASSY | N | 12 | GEDORE TORQUE LTD | YES | YES | - | - | UKAS
M12 | 22 | 3V7 | 6150991548821 | 35260 | QTC POWERLEAD | TORQUE | 6635993514269 | N | CNR | GEDORE TORQUE LTD | NO | NO | - | - | N/A
M12 | 23 | Z4 | 6150993868817 | 35265 | QTC DOWNLOAD CABLE | TORQUE | 6635993514269 | N | CNR | GEDORE TORQUE LTD | NO | NO | - | - | N/A
M12 | 24 | 3V7 | 5210999762163 | 45363 | DRIVE ADAPTOR 1/2" | TORQUE | 6635993514269 | N | CNR | GEDORE TORQUE LTD | NO | NO | - | - | N/A
M12 | 25 | 3V7 | 5210998645789 | 45364 | DRIVE ADAPTOR 3/4" | TORQUE | 6635993514269 | N | CNR | GEDORE TORQUE LTD | NO | NO | - | - | N/A
M12 | 26 | W116 | 6635123890225 | 1856111 | TESTER,TORQUE,WRENCH AND TENSIOMETER 320NM | TORQUE | MAIN ASSY | N | 12 | GEDORE TORQUE LTD | YES | YES | - | - | UKAS
M12 | 27 | 3V7 | 6150991548821 | 35260 | QTC POWERLEAD | TORQUE | 6635123890225 | N | CNR | GEDORE TORQUE LTD | NO | NO | - | - | N/A
M12 | 28 | Z4 | 6150993868817 | 35265 | QTC DOWNLOAD CABLE | TORQUE | 6635123890225 | N | CNR | GEDORE TORQUE LTD | NO | NO | - | - | N/A
M12 | 29 | 3V7 | 5210999762163 | 45172 | DRIVE ADAPTOR 3/8" | TORQUE | 6635123890225 | N | CNR | GEDORE TORQUE LTD | NO | NO | - | - | N/A
M12 | 30 | 3V7 | 5210998645789 | 45173 | DRIVE ADAPTOR 1/2" | TORQUE | 6635123890225 | N | CNR | GEDORE TORQUE LTD | NO | NO | - | - | N/A
M12 | 31 | W116 | 6695998465250 | 50592.IND | 50NM TORQUE TRANSDUCER | TORQUE | N | N | 12 | NORBAR | YES | YES | - | - | UKAS
M12 | 32 | W116 | 6695993213796 | 50589.IND | 5NM TORQUE TRANDUCER | TORQUE | N | N | 12 | NORBAR | YES | YES | 0074M | 1 | UKAS
M12 | 33 | W116 | 6695991760696 | 50591.IND | 25NM TORQUE TRANSDUCER | TORQUE | N | N | 12 | NORBAR | YES | YES | 0074M | 1 | UKAS
M12 | 34 | W116 | 6695996669615 | 50593.IND | 100NM TORQUE TRANDUCER | TORQUE | N | N | 12 | NORBAR | YES | YES | 0074M | 1 | UKAS
M12 | 35 | W116 | 6695997010718 | 50897.IND | 1000NM TORQUE TRANSDUCER | TORQUE | N | N | 12 | NORBAR | YES | YES | 0074M | 1 | UKAS
M12 | 36 | W116 | 6695999582336 | 50596.IND | 500NM PETS TRANSDUCER | TORQUE | N | N | 12 | NORBAR | YES | YES | 0074M | 1 | UKAS
M12 | 37 | HTC8 | 5120997288976 | TSN 125 | TORQUE WRENCH PRESET 40-125NM | TORQUE | N | N | 12 | TORQUE LEADER | YES | NO | - | - | STD
M12 | 38 | HTC8 | 5120993444194 | 13285 | TORQUE WRENCH 1-20NM | TORQUE | N | N | 12 | NORBAR | YES | NO | - | - | STD
M12 | 39 | F1 | 5120013944256 | LTC-2 | TORQUE WRENCH PRESET | TORQUE | N | N | 12 | STURTEVANT RICHMOND | YES | NO | - | - | STD
M12 | 40 | NIV | NIVDEC/0519 | 80130000 | TORQUE WRENCH | TORQUE | N | N | 12 | SYKES PICKAVANT | YES | NO | - | - | STD
M12 | 41 | NIV | NIVDEC/0561 | 10L422 | TORQUE WRENCH | TORQUE | N | N | 12 | VARIOUS | YES | NO | - | - | STD
M12 | 42 | HTC8 | 5120997992614 | 4-120LBS | TORQUE WRENCH | TORQUE | N | N | 12 | VARIOUS | YES | NO | 0026M | 1 | STD
M12 | 43 | NIV | NIVDEC/0107 | 5075393001 | TORQUE WRENCH | TORQUE | N | N | 12 | WERA | YES | NO | - | - | STD
M12 | 44 | NIV | NIVDEC/0664 | 488729 | TORQUE WRENCH 60-300NM | TORQUE | N | N | 12 | VARIOUS | YES | NO | - | - | STD
M12 | 45 | NIV | NIVDEC/0663 | 34423-2A | TORQUE WRENCH 50-350NM | TORQUE | N | N | 12 | KING TONY | YES | NO | - | - | STD
M12 | 46 | HTC8 | 5120998434986 | 130105 | TORQUE WRENCH 60-300NM | TORQUE | N | N | 12 | NORBAR | YES | NO | - | - | STD
M12 | 47 | HTC8 | 5120991636457 | 130104 | TORQUE WRENCH 40-200NM | TORQUE | N | N | 12 | NORBAR | YES | NO | - | - | STD
M12 | 48 | NIV | NIVDEC/0678 | 608.10.07 | TORQUE WRENCH 40-200NM | TORQUE | N | N | 12 | WMTEC | YES | NO | - | - | STD
M12 | 49 | NIV | NIVDEC/0679 | 608.10.08 | TORQUE WRENCH 60-320NM | TORQUE | N | N | 12 | WMTEC | YES | NO | - | - | STD
M12 | 50 | 1T | 5120992544392 | TB100C | TORQUE TOOL SPANNER 19MM | TORQUE | N | N | 12 | M.H.H. Eng Co Ltd | YES | NO | 0025M | 1 | STD
M12 | 51 | - | NIVDEC/0937 | MC320 | PROXXON TORQUE WRENCH | TORQUE | N | N | 12 | VARIOUS | YES | NO | - | - | STD
M12 | 52 | - | NIVDEC/0811 | STW 306 | DIGITAL TORQUE WRENCH 20-200Nm | TORQUE | N | N | 12 | SEALEY | YES | NO | - | - | STD
M12 | 53 | - | NIVDEC/0790 | STW 309 | TORQUE WRENCH 20-200Nm | TORQUE | N | N | 12 | SEALEY | YES | NO | - | - | STD
M12 | 54 | - | NIVDEC/0805 | QK001 | TORQUE WRENCH 2-14Nm | TORQUE | N | N | 12 | M PART | YES | NO | - | - | STD
M12 | 55 | HTC8 | 5120991504523 | B76970A62720 | TORQUE WRENCH PRE SET 15LBFIN | TORQUE | N | N | 12 | GEDORE | YES | NO | - | - | STD
M12 | 56 | 4ME | 5120015268125 | TQSI.055FUA | TORQUE SCREWDRIVER 0-0.55Nm | TORQUE | N | N | 12 | SNAP ON | YES | NO | - | - | STD
M12 | 57 | HTC8 | 5120991540949 | TT150(A) | TORQUE WRENCH 10-50NM | TORQUE | N | N | 12 | NORBAR | YES | NO | - | - | STD
M12 | 58 | HTC8 | 5120001049029 | CCM-18001 | TORQUE HANDLE 300-1800LBF.IN | TORQUE | N | N | 12 | STURTEVANT RICHMONT | YES | NO | - | - | STD
M12 | 59 | L129 | 5120998702251 | 11123 | TORQUE WRENCH 4-20Nm | TORQUE | N | N | 12 | NORBAR | YES | NO | - | - | STD
M12 | 60 | - | NIVDEC/0843 | 130113 | TORQUE WRENCH 20-100Nm | TORQUE | N | N | 12 | NORBAR | YES | NO | - | - | STD
M12 | 61 | - | 5120001174832 | J6168F | DIAL TORQUE WRENCH 0-30LBF.IN | TORQUE | N | N | 12 | PROTO | YES | NO | - | - | STD
M12 | 62 | - | 5120015918534 | J6066CXCERT | TORQUE WRENCH 100-1000LBF.IN | TORQUE | N | N | 12 | PROTO | YES | NO | - | - | STD
M12 | 63 | - | 5120014000239 | J6014CXCERT | TORQUE WRENCH 50-250LBF.IN | TORQUE | N | N | 12 | PROTO | YES | NO | - | - | STD
M12 | 64 | - | 5120015918531 | 6062CXCERT | TORQUE WRENCH 40-200LBF.IN | TORQUE | N | N | 12 | PROTO | YES | NO | - | - | STD
M12 | 65 | 10MR | 5120121915201 | 74 Z-0-0-21 | HUBER+SUHNER 1Nm PRE-SET TORQUE WRENCH | TORQUE | N | N | 12 | VARIOUS | YES | NO | - | - | STD
M12 | 66 | 4STTE | 5120994509771 | 11143 | TORQUE HANDLE MODEL 100THP 20-100Nm | TORQUE | N | N | 12 | NORBAR | YES | NO | - | - | STD
M12 | 67 | F1 | 5120991205609 | DT57 | TORQUE SCREWDRIVER 0-45LBF.IN | TORQUE | N | N | 12 | BRITOOL | YES | NO | 0025M | 1 | STD
M12 | 68 | - | NIVDEC/0294 | HTW3A | TORQUE WRENCH 25-250LBF.IN | TORQUE | N | N | 12 | VARIOUS | YES | NO | - | - | STD
M12 | 69 | 8RE30 | 5120992267032 | KEN 5551120K | CROMWELL TW12 3-13.5Nm TORQUE WRENCH | TORQUE | N | N | 12 | VARIOUS | YES | NO | - | - | STD
M12 | 70 | HTC8 | 5120000205639 | CCM-600I | TORQUE WRENCH 100-600IN.LBS | TORQUE | N | N | 12 | STURTEVANT RICHMONT | YES | NO | - | - | STD
M12 | 71 | HTC8 | 5120996908519 | 130106 | TORQUE WRENCH 340 60-340NM | TORQUE | N | N | 12 | NORBAR | YES | NO | - | - | STD
M12 | 72 | - | 5120994358880 | C.KT4463 | C.K TORQUE WRENCH T4463 42-210NM | TORQUE | N | N | 12 | VARIOUS | YES | NO | - | - | STD
M12 | 73 | HTC8 | 5120995072536 | 13011 | TORQUE WRENCH 60 8-60NM | TORQUE | N | N | 12 | NORBAR | YES | NO | - | - | STD
M12 | 74 | HTC8 | 5120994223392 | 13010 | TORQUE WRENCH 60 8-60NM | TORQUE | N | N | 12 | NORBAR | YES | NO | - | - | STD
M12 | 75 | - | NIVDEC/0957 | 78642 | TORQUE WRENCH BTW 30-210NM | TORQUE | N | N | 12 | DRAPER | YES | NO | - | - | STD
M12 | 76 | E073 | 5120145836798 | 721NF/80 | TORQUE WRENCH MANOSKOP 160-800NM | TORQUE | N | N | 12 | STAHLWILLE | YES | NO | - | - | STD
M12 | 77 | - | NIVDEC/0465 | 5520 | TORQUE WRENCH 80-400NM | TORQUE | N | N | 12 | LASER TOOLS | YES | NO | - | - | STD
M12 | 78 | - | 5120009029436 | G61000 | TORQUE WRENCH 5-50IN/LBS | TORQUE | N | N | 12 | JS TECHNOLOGY INC | YES | NO | - | - | STD
M12 | 79 | BRV | 5120123797120 | 4550-20 | 40-200NM TORQUE WRENCH | TORQUE | N | N | 12 | GEDORE | YES | NO | - | - | STD
M12 | 80 | - | NIVDEC/0265 | TYPD | TORQUE WRENCH 115-560 LBF.FT | TORQUE | N | N | 12 | GEDORE | YES | NO | - | - | STD
M12 | 81 | - | NIVDEC/0270 | NIVDEC/0270 | TORQUE WRENCH 60-340NM | TORQUE | N | N | 12 | EXPERT | YES | NO | - | - | STD
M12 | 82 | - | NIVDEC/0326 | 2 | 1/2" DRIVE 80-400NM T/WRENCH | TORQUE | N | N | 12 | VARIOUS TORQUE WRENCH | YES | NO | - | - | STD
M12 | 83 | - | NIVDEC/0438 | QD3R250 | TORQUE WRENCH 50-250LBF.FT | TORQUE | N | N | 12 | SNAP ON | YES | NO | - | - | STD
M12 | 84 | - | NIVDSG/0518 | QSP420N | TORQUE WRENCH PRESET 420NM MAX | TORQUE | N | N | 12 | TOHNICHI | YES | NO | - | - | STD
M12 | 85 | HTC8 | 5120993137261 | 13831 | TORQUE WRENCH TTi20 4-20Nm | TORQUE | N | N | 12 | NORBAR | YES | NO | - | - | STD
M12 | 86 | - | 6635999592978 | 43221 | TRUCHECK 10-350Nm | TORQUE | N | N | 12 | NORBAR | YES | NO | - | - | STD
M12 | 87 | - | NIVDEC/0975 | 13031 | TORQUE WRENCH 200 | TORQUE | N | N | 12 | NORBAR | YES | NO | - | - | STD
M12 | 88 | - | NIVDEC/0977 | 13438 | TORQUE WRENCH TTi50 10-50Nm | TORQUE | N | N | 12 | NORBAR | YES | NO | - | - | STD
M12 | 89 | - | NIVDEC/0976 | 13030 | TORQUE WRENCH 100 150-800lbf.In | TORQUE | N | N | 12 | NORBAR | YES | NO | - | - | STD
M12 | 90 | - | 5120994177129 | BDS160 | TORQUE WRENCH 6-160Nm | TORQUE | N | N | 12 | GEDORE | YES | NO | - | - | STD
M12 | 91 | - | NIVDEC/0984 | STW308 | DIGITAL TORQUE WRENCH 8-85Nm | TORQUE | N | N | 12 | SEALEY | YES | NO | - | - | STD
M12 | 92 | - | 5120995627053 | 13054 | TORQUE WRENCH PRO 100 20-100Nm | TORQUE | N | N | 12 | NORBAR | YES | NO | - | - | STD
M12 | 93 | - | NIVDEC/1000 | ANAM1610 | TORQUE WRENCH 10-100NM | TORQUE | N | N | 12 | TOPTUL | YES | NO | - | - | STD
M12 | 94 | BRV | 5120123797121 | 7147122 | TORQUE WRENCH 20-100NM | TORQUE | N | N | 12 | WURTH | YES | NO | - | - | STD
M12 | 95 | - | NIVDEC/1016 | 13439 | TORQUE WRENCH TTi50 10-50Nm | TORQUE | N | N | 12 | NORBAR | YES | NO | - | - | STD
M12 | 96 | HTC8 | 5120013551742 | QD4R600 | TORQUE WRENCH 120-600 Ft.lb | TORQUE | N | N | 12 | SNAP-ON | YES | NO | - | - | STD
M15 | 49 | W116 | 6695996600110 | 5390/2/M | AIR DEAD WEIGHT TESTER | PRESSURE | MAIN ASSY | N | 24 | SUPERB INST | YES | YES | - | - | UKAS
M15 | 50 | 3V7 | 6635996487537 | DW5165 | ELBOW ADAPTOR ASSEMBLY | PRESSURE | 6695996600110 | N | CNR | PENNY & GILES | NO | NO | - | - | N/A
M15 | 51 | W116 | 6695999252973 | D60361 | MULTI-CHANNEL AIR DATA TEST SET | PRESSURE | MAIN ASSY | N | 12 | PENNY & GILES | YES | YES | - | - | STD
M15 | 52 | W116 | 5995998941353 | SA108946-TOR | MAINS LEAD 115V | PRESSURE | 6695999252973 | N | CNR | PENNY & GILES | NO | YES | - | - | N/A
M15 | 53 | W116 | 6695991549857 | 922000N | MULTIFUNCTION CALIBRATOR | PRESSURE | N | N | 12 | BEAMEX | YES | YES | - | - | UKAS
M15 | 54 | W116 | 6625995817028 | 92200N2 | MULTIFUNCTION CALIBRATOR | PRESSURE | N | N | 12 | BEAMEX | YES | YES | - | - | STD
M15 | 55 | W116 | 6685994774304 | DPI-510 | PRESCISION PRESSURE CONTROLLER/CALIBRATOR | PRESSURE | N | N | 6 | DRUCK LTD | YES | YES | - | - | STD
M15 | 56 | W116 | 6685992538067 | FA-235-025B | CALIBRATOR | PRESSURE | N | N | 6 | WALLACE & TIERNAN | YES | YES | - | - | UKAS
M15 | 57 | W116 | 6685991977077 | FC0510 | MICROMANOMETER | PRESSURE | N | N | 12 | FURNESS CONTROLS LTD | YES | YES | - | - | STD
M15 | 58 | W116 | 6625999890606 | ADTS505 | AIR DATA TEST SET | PRESSURE | N | N | 12 | DRUCK LTD | YES | YES | - | - | UKAS
M15 | 59 | W116 | 6830996661085 | QQCBA0001 | COMPRESSED BREATHING AIR SAMPLING KIT | PRESSURE | N | N | 12 | QINETIQ | YES | YES | - | - | UKAS
M15 | 60 | W116 | 6635995041916 | 9084 | PRESSURE TESTER | PRESSURE | MAIN ASSY | N | 12 | SURVIVAL-ONE LTD | YES | YES | 0014M | 1 | STD
M15 | 61 | 3V7 | 6685171209636 | 162844 | PNEUMATIC PRESSURE GAUGE | PRESSURE | 6635995041916 | N | 12 | SURVIVAL-ONE LTD | YES | NO | 0014M | 1 | STD
M15 | 62 | W116 | 6625998520678 | H542 0-700 BAR | HYDRAULIC ELECTRONIC CALIBRATION SYSTEM | PRESSURE | N | N | 12 | D H BUDENBERG LTD | YES | YES | - | - | STD
M15 | 63 | W116 | 6695993160053 | PPS40 0-400bar | PRESSURE CALIBRATOR | PRESSURE | MAIN ASSY | N | 12 | BUDENBERG GAUGE CO LIMITED | YES | YES | - | - | STD
M15 | 64 | 3V7 | 6130998865304 | 3/4720 | BATTERY CHARGER | PRESSURE | 6695993160053 | N | CNR | BUDENBERG GAUGE CO LIMITED | NO | NO | - | - | N/A
M15 | 65 | W116 | 6685998314203 | P200 UL 10inH20 | MANOMETER | PRESSURE | N | N | 12 | DIGITRON | YES | YES | 0060M | 1 | STD
M15 | 66 | W116 | 6685993336139 | 580DXF 700bar & 580DXF PSI Imperial | DEAD WEIGHT TESTER & WEIGHT SET | PRESSURE | N | N | 12 | DH BUDENBERG | YES | YES | - | - | UKAS
M15 | 67 | 3V7 | 4940999896109 | FCO290 | MULTIFUNCTIONAL LEAK DETECTOR | PRESSURE | N | N | 12 | FURNESS CONTROLS LTD | YES | NO | - | - | STD
M15 | 68 | W116 | 4920994714025 | LSU102-4252-01 | LINE SWITCHING UNIT LSU102 KIT | PRESSURE | N | N | 12 | DRUCK LTD | YES | YES | - | - | STD
M15 | 69 | W116 | 4920995737050 | D51601 | PITOT STATIC (MICRO) LEAK TESTER ASSEMBLY | PRESSURE | MAIN ASSY | N | 24 | PENNY AND GILES AEROSPACE LIMITED | YES | YES | 0031M | 1 | UKAS
M15 | 70 | W116 | 6625992355027 | PPS42H400BMOD | PRESSURE CALIBRATOR KIT HYDRAULIC 400 BAR | PRESSURE | N | N | 12 | D H BUDENBERG LTD | YES | YES | 0115M | 1 | STD
M15 | 71 | W116 | 6625995517121 | PPS42H400BWMOD | PRESSURE CALIBRATOR KIT WATER 400 BAR | PRESSURE | N | N | 12 | D H BUDENBERG LTD | YES | YES | 0115M | 1 | STD
M15 | 72 | W116 | 6625999742328 | PPS42VAC | PRESSURE CALIBRATOR KIT PNEUMATIC 20 BAR | PRESSURE | MAIN ASSY | N | 12 | D H BUDENBERG LTD | YES | YES | 0115M | 1 | STD
M15 | 73 | W116 | 6625996669995 | PPS42 VAC TO 20 BAR | CALIBRATOR PNEUMATIC 20 BAR | PRESSURE | 6625999742328 | N | 12 | D H BUDENBERG LTD | YES | YES | 0115M | 1 | STD
M15 | 74 | W116 | 6625995515593 | 986216 | TRANSIT CASE | PRESSURE | 6625999742328 | N | CNR | D H BUDENBERG LTD | NO | NO | - | - | N/A
M15 | 75 | W116 | 6130993975744 | 37/4722 | CHARGER BATTERY | PRESSURE | 6625999742328 | N | CNR | D H BUDENBERG LTD | NO | NO | - | - | N/A
M15 | 76 | W116 | 4920995137996 | D11901 | LOW RANGE PITOT STATIC TEST SET | PRESSURE | N | N | 12 | PENNY AND GILES AEROSPACE LIMITED | YES | YES | 0059M | 1 | UKAS
M15 | 77 | W116 | 4920995846325 | LTP1-AK | LOW PRESSURE CALIBRATOR KIT | PRESSURE | N | N | 12 | SI PRESSURE INSTRUMENTS | YES | YES | 0014M | 1 | STD
M15 | 78 | W116 | 6685995213679 | DPI601-1461-02-MO | TOOL KIT PRESSURE CALIBRATOR (PNEUMATIC) | PRESSURE | MAIN ASSY | N | 12 | DRUCK LTD | YES | YES | 0002M | 1 | STD
M15 | 79 | 3V7 | 4720999326802 | DPI601-1461-04-M0 | HOSE ASSEMBLY | PRESSURE | 6685995213679 | N | CNR | DRUCK LTD | NO | NO | - | - | N/A
M15 | 80 | 3V7 | 6130993747149 | DPI601-1461-03-M0 | BATTERY CHARGER | PRESSURE | 6685995213679 | N | CNR | DRUCK LTD | NO | NO | - | - | N/A
M15 | 81 | W116 | 6620999334540 | DPI 800 | PRESSURE INDICATOR | PRESSURE | N | N | 12 | DRUCK LTD | YES | YES | - | - | UKAS
M15 | 82 | W116 | 4910992803509 | GM-D-124800 | RIG TEST TYRE PRESSURE GAUGES & INFLATORS | PRESSURE | MAIN ASSY | N | 12 | OLDBURY ENGINEERING CO LIMITED | YES | YES | 0028M | 1 | UKAS
M15 | 83 | W116 | 6685999082182 | DPI705-2505-MO | PRESSURE INDICATOR | PRESSURE | 4910992803509 | N | 12 | OLDBURY ENGINEERING CO LIMITED | YES | YES | 0028M | 1 | UKAS
M15 | 84 | W116 | 6685993832125 | P200M | MANOMETER | PRESSURE | N | N | 12 | DIGITRON | YES | YES | 0060M | 1 | UKAS
M15 | 85 | W116 | 6685990248990 | DPI 740 | PRECISION BAROMETER | PRESSURE | N | N | 12 | DRUCK LTD | YES | YES | 0027M | 4 | UKAS
M15 | 86 | 3V7 | 4910992192228 | M2604-NTG-DSB | AIRCRAFT TYRE GAUGE 260 PSI | PRESSURE | N | N | 18 | NEWBOW AEROSPACE LIMITED | YES | NO | 0014M | 1 | UKAS
M15 | 87 | W116 | 1670992323008 | MBEU 83162 (or Druck DPI610PC-2495) | PORTABLE PRESSURE CALIBRATOR | PRESSURE | N | N | 12 | DRUCK LTD | YES | YES | - | - | UKAS
M15 | 88 | W116 | 4820997607128 | HHASV47/OX (Hale Hamilton SV47 or Meggitt 1501569) | VALVE (OXYGEN) | PRESSURE | N | N | 12 | VARIOUS | YES | YES | - | - | UKAS
M15 | 89 | W116 | 4920997994322 | SMI3204KTQ-03 | AIR DATA TEST SET | PRESSURE | N | N | 12 | SMITHS | YES | YES | 0014M | 1 | STD
M15 | 90 | W116 | 6625991473624 | DRUDPI260 | PRESSURE INDICATOR | PRESSURE | N | N | 12 | DRUCK LTD | YES | YES | - | - | STD
M15 | 91 | W116 | 6625996518640 | DRUDPI100A | DIGITAL PRESSURE INDICATOR | PRESSURE | N | N | 6 | DRUCK LTD | YES | YES | 0068M | 1 | UKAS
M15 | 92 | W116 | 6635994459383 | MC 15EM | COMPARATOR | PRESSURE | N | N | 12 | SIGMA INSTRUMENT COMPANY LIMITED | YES | YES | - | - | UKAS
M15 | 93 | N0883/L | 4220151117701 | 0 - 50m | GAUGE DEPTH DIVERS | PRESSURE | N | N | 12 | MEGA SPORT SRL | YES | NO | - | - | UKAS
M15 | 94 | 4CR2T | 4320997953522 | FV2214380 | HI FORCE PUMP | PRESSURE | N | N | 12 | BAE GLOBAL COMBAT SYSTEMS LIMITED | YES | NO | - | - | UKAS
M15 | 95 | 4STTE | 4910993324061 | FV201470 | BLEED PURGE UNIT | PRESSURE | N | N | 12 | HORSTMAN DEFENCE SYSTEMS LIMITED | YES | NO | - | - | UKAS
M15 | 96 | 8RE28 | 4910993337742 | DHT401 | DIGITAL HYDRAULIC TESTER | PRESSURE | N | N | 12 | WEBTEC PRODUCTS LTD | YES | NO | - | - | STD
M15 | 97 | PPRF | 4910997331227 | K505235 | POWER PACK | PRESSURE | N | N | 12 | MARSHALL LAND SYSTEMS LIMITED | YES | NO | - | - | STD
M15 | 98 | 7SV | 4910123759085 | 80996076033 | HEPLEX TEST KIT | PRESSURE | N | N | 12 | MAN TRUCK & BUS AG | YES | NO | - | - | STD
M15 | 99 | 7WTK | 4940010908229 | SXU4221 | HYDRAULIC TESTER | PRESSURE | N | N | 12 | BOSCH AUTOMOTIVE SERVICE SOLUTIONS INC | YES | NO | - | - | STD
M15 | 100 | 4CRR | 5120993001826 | 4185873 (ATA8REAT) | ELECTROHYDRAULIC MEASURING KIT | PRESSURE | N | N | 12 | ATLAS CRANES UK LIMITED | YES | NO | - | - | STD
M15 | 101 | O883 | 4220145137570 | A2-308-DIGITAL-0 A 80 M | DIGITAL DIVERS GAUGE | PRESSURE | N | N | 12 | SCUBAPRO EUROPE BENELUX (DIVISION FRANCE) | YES | NO | - | - | STD
M15 | 102 | 10AD | 6625999154862 | ADTS405-2894-01-MO | AIR DATA TEST SET | PRESSURE | N | N | 12 | DRUCK LIMITED | YES | NO | - | - | UKAS
M15 | 103 | F226 | 6630993728629 | PAH605001310 | AIR TEST SET | PRESSURE | N | N | 12 | PARKER HANNIFIN LIMITED, DOMNICK HUNTER DIVISION | YES | NO | - | - | UKAS
M15 | 104 | 6MT | 6680992555561 | LCA 6000 | ANEMOMETER | PRESSURE | N | N | 12 | AIRFLOW DEVELOPMENTS LIMITED | YES | NO | - | - | UKAS
M15 | 105 | 71AS | 6685014716269 | 0 to -30inHg(Oxygen) | VACUUM GAUGE | PRESSURE | N | N | 12 | PACIFIC CONSOLIDATED INDUSTRIES | YES | NO | - | - | UKAS
M15 | 106 | TSCS | 6685992143805 | 14010 | GAUGE VACUUM THERMISTOR | PRESSURE | N | N | 12 | SPX UNITED KINGDOM LTD | YES | NO | - | - | UKAS
M15 | 107 | 71AS | 6685994237131 | 0 - 11000 psi | PRESSURE GAUGE - OXYGEN | PRESSURE | N | N | 12 | OLDBURY ENGINEERING CO LTD | YES | NO | - | - | UKAS
M15 | 108 | 7FW | 6695990079947 | System 20 | TEST KIT MONITORING - HYDRAULIC | PRESSURE | N | N | 12 | EKA LIMITED | YES | NO | - | - | UKAS
M15 | 109 | - | NIV 35/0103 | 3002 | VELOMETER | PRESSURE | N | N | 12 | N/K | YES | NO | - | - | UKAS
M15 | 110 | - | NIVDSG/0015 | DG25 | DIGITAL PRESSURE GAUGE | PRESSURE | N | N | 12 | ASHCROFT | YES | NO | - | - | STD
M15 | 111 | - | NIVN IV 35/6552 | PTB220TS | DIGITAL BAROMETER | PRESSURE | N | N | 12 | VAISALA | YES | NO | - | - | UKAS
M15 | 112 | - | NIVN IV 35/7811 | 1910HC-1-LS | PRESSURE RELIEF VALVE 330 PSI | PRESSURE | N | N | 12 | N/K | YES | NO | - | - | UKAS
M15 | 113 | - | NIVN IV DSG0257 | MN00453 | WEBTEC DIGITAL HYDRAULIC TESTER | PRESSURE | N | N | 12 | WEBTEC PRODUCTS LTD | YES | NO | - | - | STD
M15 | 114 | - | NIV35/7233 | EXT400mC | EXTERNAL PRESSURE MODULE | PRESSURE | N | N | 12 | BEAMEX | YES | NO | - | - | STD
M15 | 115 | 7MV | 6685998605400 | SIG-550 | 400PSI GAUGE & VALVE ASSY | PRESSURE | N | N | 12 | PROLINX | YES | NO | - | - | STD
M15 | 116 | - | NIV34/1211 | 0-300PSI | STANDARD TEST GAUGE | PRESSURE | N | N | 12 | BUDENBERG GAUGE CO LTD | YES | NO | - | - | UKAS
M15 | 117 | - | NIV35/7234 | EXT160 | EXTERNAL PRESSURE MODULE | PRESSURE | N | N | 12 | BEAMEX | YES | NO | - | - | UKAS
M15 | 118 | - | NIV34/1210 | 0-100PSI | STANDARD TEST GAUGE | PRESSURE | N | N | 12 | BUDENBERG GAUGE CO LTD | YES | NO | - | - | UKAS
M15 | 119 | - | NIV34/1212 | 0-1000PSI | STANDARD TEST GAUGE | PRESSURE | N | N | 12 | BUDENBERG GAUGE CO LTD | YES | NO | - | - | UKAS
M15 | 120 | - | NIV34/1214 | 0-10000PSI | STANDARD TEST GAUGE | PRESSURE | N | N | 12 | BUDENBERG GAUGE CO LTD | YES | NO | - | - | UKAS
M15 | 121 | - | NIV34/1213 | 0-3000psi | PRESSURE GAUGE | PRESSURE | N | N | 12 | BUDENBERG GAUGE CO LTD | YES | NO | - | - | UKAS
M15 | 122 | W116 | 6625996673658 | PPS42H400BW | PORTABLE HYDRAULIC PRESSURE CALIBRATOR | PRESSURE | N | N | 12 | DH BUDENBERG | YES | YES | - | - | UKAS
M15 | 123 | 6620 | 6620998657095 | DPI 141 | BAROMETER WITH DIGITAL DISPLAY | PRESSURE | N | N | 12 | DRUCK | YES | NO | 0065M | 3 | UKAS
M15 | 124 | 4920 | 4920995736968 | D51600 | PITOT STATIC LEAK TESTER | PRESSURE | 4920995737050 | N | 24 | PENNY AND GILES AEROSPACE LIMITED | YES | YES | 0031M | 1 | UKAS
M15 | 125 | NSC | 6160999965244 | W109100 | TRANSIT CASE | PRESSURE | 4920995737050 | N | CNR | PENNY AND GILES AEROSPACE LIMITED | NO | NO | - | - | N/A
M15 | 126 | W116 | 6140993640822 | 292246 | BATTERY PACK | PRESSURE | 4920995737050 | N | CNR | PENNY AND GILES AEROSPACE LIMITED | NO | NO | - | - | N/A
M15 | 127 | W116 | 6130992260084 | 292294 | BATTERY CHARGER | PRESSURE | 4920995737050 | N | CNR | PENNY AND GILES AEROSPACE LIMITED | NO | NO | - | - | N/A
M15 | 128 | NSC | 4720997269158 | 301006041 | HOSE | PRESSURE | 4920995737050 | N | CNR | PENNY AND GILES AEROSPACE LIMITED | NO | NO | - | - | N/A
M15 | 129 | W116 | 6625995670696 | ADTS 405F-1718-01-M0 | AIR DATA TEST SET DRUCK 405F | PRESSURE | N | N | 12 | DRUCK | YES | YES | 0077M | 3 | UKAS
M15 | 130 | W116 | 6685992278159 | DPI515 | CALIBRATOR,PRES,DIGITAL | PRESSURE | N | N | 12 | DRUCK | YES | YES | 0039M | 1 | UKAS
M15 | 131 | W116 | 4310993016008 | A65301903 | VACUUM PUMP UNIT, ROTARY | PRESSURE | N | N | 12 | EDWARDS | YES | YES | - | - | STD
M15 | 142 | 78AR | 6685995008567 | D39560000 | AGD PRESSURE GAUGE | PRESSURE | N | N | 12 | EDWARDS | YES | NO | - | - | STD
M15 | 143 | W116 | 6685995456499 | 380D | DEADWEIGHT TESTER | PRESSURE | N | N | 12 | BUDENBERG | YES | YES | - | - | UKAS
M15 | 145 | W116 | 6685994889703 | CPH6400 | PRESSURE INDICATOR KIT | PRESSURE | N | N | 12 | WIKA | YES | YES | - | - | UKAS
M15 | 146 | - | NIVDEC/0488 | 15P(4000PSI) | PRESSURE GAUGE 4000PSI | PRESSURE | N | N | 12 | BUDENBERG | YES | NO | - | - | STD
M15 | 147 | 71GD | 66685991553464 | MC1978060 | PRESSURE GAUGE 0-400BAR | PRESSURE | N | N | 12 | NUOVA FIMA | YES | NO | - | - | STD
M15 | 148 | 26ME | 6685991516390 | MS7028017 | PRESSURE GAUGE 200KPA | PRESSURE | N | N | 12 | STEWART BUCHANAN | YES | NO | - | - | STD
M15 | 152 | - | NIVDEC/0511 | 61 | PRESSURE GAUGE 0-1 BAR | PRESSURE | N | N | 12 | VARIOUS | YES | NO | - | - | STD
M15 | 153 | - | NIVDEC/0510 | 470-3151 | PRESSURE GAUGE 5000PSI | PRESSURE | N | N | 12 | COLUMBUS JACK CORP | YES | NO | - | - | STD
M15 | 154 | - | NIVDEC/0323 | NIVDEC/0323 | PRESSURE GAUGE 5000PSI | PRESSURE | N | N | 12 | COLUMBUS JACK CORP | YES | NO | - | - | STD
M15 | 155 | 7SV | 4320123572945 | MAN 80.99620.6008 | PUMP,HYDRAULIC | PRESSURE | N | N | 12 | WERNER WEITNER GMBH | YES | NO | - | - | STD
M15 | 156 | 46MT1 | 6685991318617 | SM0-00060PSI | PRESSURE GAUGE 0-60PSI | PRESSURE | N | N | 12 | FRICTION & HYDRAULIC SERVICES | YES | NO | - | - | STD
M15 | 158 | O841 | 6685995271545 | 0-400BAR | PRESSURE GAUGE 0-400BAR | PRESSURE | N | N | 12 | VARIOUS | YES | NO | 0014M | 1 | STD
M15 | 159 | - | NIVDEC/0522 | EN837-3 | PRESSURE GAUGE 0-60MBAR | PRESSURE | N | N | 12 | VARIOUS | YES | NO | - | - | STD
M15 | 160 | 9AS9 | 4910995134644 | 0-100-173 | CHARGING KIT | PRESSURE | N | N | 12 | WIKA | YES | NO | - | - | STD
M15 | 161 | - | NIVDEC/0532 | 0-60PSI | PRESSURE GAUGE 0-60PSI | PRESSURE | N | N | 12 | JUNIPER | YES | NO | - | - | STD
M15 | 162 | - | NIVDEC/0526 | PRESSURE KIT | PRESSURE KIT | PRESSURE | N | N | 12 | JCB | YES | NO | - | - | STD
M15 | 166 | - | NIVDEC/0558 | EN 837-1 | PRESSURE GAUGE | PRESSURE | N | N | 12 | WIKA | YES | NO | - | - | STD
M15 | 167 | 7VO | 6685011706764 | EN837-1 | PRESSURE GAUGE TESTER | PRESSURE | N | N | 12 | BAUMER | YES | NO | - | - | STD
M15 | 168 | - | NIVDEC/0572 | 0-60BAR | PRESSURE GAUGE | PRESSURE | N | N | 12 | VARIOUS | YES | NO | - | - | STD
M15 | 170 | - | NIVDEC/0574 | 2025 | MULTIHANDY 2025 PRESSURE KIT | PRESSURE | N | N | 12 | HYDROTECHNIK | YES | NO | - | - | STD
M15 | 172 | 4CRR | 4320992080271 | TPDG02-75-063 | FLUSHING UNIT | PRESSURE | N | N | 12 | THERMAL CONTROL DIVISION | YES | NO | - | - | STD
M15 | 173 | - | NIVDEC/0577 | 219600 | PRESSURE GAUGE 0-60 TON | PRESSURE | N | N | 12 | VARIOUS | YES | NO | - | - | STD
M15 | 174 | 8RE20 | 6685170553155 | SCJN-0600-01 | DIGITAL PRESSURE TESTING KIT | PRESSURE | N | N | 12 | PARKER | YES | NO | - | - | STD
M15 | 175 | W116 | 6685996600472 | 5340-4MD | PRESSURE GAUGE MK 4 | PRESSURE | N | N | 12 | SI PRESSURE INSTRUMENTS | YES | YES | - | - | STD
M15 | 176 | 71GD | 6685997515397 | MC1978050 | OXYGEN GAUGE 0-400BAR | PRESSURE | N | N | 12 | NUOVA FIMA | YES | YES | - | - | STD
M15 | 177 | - | NIVDEC/0662 | TSTPDG02 | TYRE PRESSURE GAUGE | PRESSURE | N | N | 12 | SEALEY | YES | YES | - | - | STD
M15 | 178 | - | NIVDEC/0658 | 31475000 | AUTOMATIC GEARBOX KIT | PRESSURE | N | N | 12 | SYKES PICKAVANT | YES | YES | - | - | STD
M15 | 179 | - | NIVDEC/0657 | 314860V2 | FUEL PRESSURE TEST KIT | PRESSURE | N | N | 12 | SYKES PICKAVANT | YES | YES | - | - | STD
M15 | 181 | - | NIVDEC/0691 | 0-33P.S.I. | PRESSURE GAUGE | PRESSURE | N | N | 12 | D.H. BUDENBERG | YES | NO | - | - | STD
M15 | 182 | 6685 | 6685996653572 | MC1239146 | PRESSURE GAUGE 0-600KPA | PRESSURE | N | N | 12 | MEL AVIATION LTD | YES | NO | - | - | STD
M15 | 183 | - | NIVDEC/0655 | 1200MBARVACUUM | VACUUM GAUGE | PRESSURE | N | N | 12 | WIKA | YES | NO | - | - | STD
M15 | 184 | - | NIVDEC/0676 | HYD-KITCAR001 | PRESSURE TEST KIT | PRESSURE | N | N | 12 | VARIOUS | YES | NO | - | - | STD
M15 | 185 | G723 | 6685599740134 | VG64B | DIGITAL VACUUM GAUGE | PRESSURE | N | N | 12 | SUPCO | YES | NO | - | - | STD
M15 | 186 | - | NIVDEC/0938 | 754 | DOCUMENTING PROCESS CALIBRATOR | PRESSURE | N | N | 12 | FLUKE | YES | NO | - | - | STD
M15 | 187 | N/K | NIVDEC/0428 | 70100 | PRESSURE DECAY KIT | PRESSURE | N | N | 12 | C & D ASSOCIATES INC | YES | NO | - | - | STD
M15 | 188 | 6685 | 6685997234034 | FIG-11-15P | PRESSURE GAUGE | PRESSURE | N | N | 12 | BUDENBERG | YES | NO | - | - | STD
M15 | 189 | N/K | NIVDEC/0673 | 29 | TYRE DEFLATOR | PRESSURE | N | N | 12 | VIAIR | YES | NO | - | - | STD
M15 | 190 | - | NIVDEC/0773 | AH085406 | SPRAY GUN PRESSURE GAUGE REGULATOR | PRESSURE | N | N | 12 | ANI | YES | NO | - | - | STD
M15 | 191 | - | NIVDEC/0765 | 0-100mBAR | VACUUM GAUGE | PRESSURE | N | N | 12 | VARIOUS | YES | NO | - | - | STD
M15 | 192 | - | NIVDEC/0766 | 213.53.100 | PRESURE GAUGE LIQUID FILL | PRESSURE | N | N | 12 | WIKA | YES | NO | - | - | STD
M15 | 193 | - | NIVDEC/0769 | 966GP | PRESSURE GAUGE 0-4 BAR | PRESSURE | N | N | 12 | BUDENBERG | YES | NO | - | - | STD
M15 | 194 | - | NIVDEC/0797 | VARIOUS | DIGIND&TRANSDUCER 1.5 BAR A | PRESSURE | N | N | 12 | VARIOUS | YES | NO | - | - | STD
M15 | 195 | 4ND | 6685123691727 | 9031332 | PRESSURE GAUGE 600 BAR | PRESSURE | N | N | 12 | WIKA | YES | NO | - | - | STD
M15 | 196 | 7HSKY | 6685016515036 | G1070 | PRESSURE GAUGE 7500 P.S.I | PRESSURE | N | N | 12 | WIKA | YES | NO | - | - | STD
M15 | 197 | - | NIVDEC/0798 | 100BD402G | PRESSURE GAUGE 16 BAR | PRESSURE | N | N | 12 | ASHFORD | YES | NO | - | - | STD
M15 | 198 | 4ND | 66859949479250 | MAXIMATOR 16 BAR | PRESSURE GAUGE | PRESSURE | N | N | 12 | VARIOUS | YES | NO | - | - | STD
M15 | 199 | - | NIVDEC/0830 | 213.53.63 | PRESSURE GAUGE 250BAR LIQUID FILL | PRESSURE | N | N | 12 | WIKA | YES | NO | - | - | STD
M15 | 200 | - | NIVDEC/0800 | 1210/22091 | VACUUM GAUGE | PRESSURE | N | N | 12 | STAR INSTRUMENTS | YES | NO | - | - | STD
M15 | 201 | ISOGEN | 4910999931787 | MQ 850 | TEST SET HYDRAULIC SYSTEM COMPONENT | PRESSURE | N | N | 12 | MARSHALL SPECIALIST VEHICLES | YES | NO | - | - | STD
M15 | 202 | REJCB1 | 4910991592144 | 892/01305 | COOLANT PRESSURE TEST KIT | PRESSURE | N | N | 12 | LTR GERMANY | YES | NO | - | - | STD
M15 | 203 | - | NIVDEC/0814 | 100AAA652B | PRESSURE/VACUUM GAUGE | PRESSURE | N | N | 12 | STAR INSTRUMENTS | YES | NO | - | - | STD
M15 | 204 | 7FXH | 4910993395277 | 40008187 | SERVICE JUNIOR KIT | PRESSURE | N | N | 12 | CHRISTY HYDRAULICS | YES | NO | - | - | STD
M15 | 205 | - | NIVDEC/0852 | TPG6A01 | TYRE PRESSURE GAUGE | PRESSURE | N | N | 12 | PCL | YES | NO | - | - | STD
M15 | 206 | - | NIVDEC/0813 | N16872 | PRESSURE GAUGE 0-600 BAR | PRESSURE | N | N | 12 | BAUER | YES | NO | - | - | STD
M15 | 207 | - | NIVDEC/0850 | RP 30 | PRESSURE TESTING PUMP | PRESSURE | N | N | 12 | ROTHENBERGER | YES | NO | - | - | STD
M15 | 208 | - | NIVDEC/0861 | 10PSI- -10in Hg | PRESSURE/VACUUM GAUGE | PRESSURE | N | N | 12 | N/K | YES | NO | - | - | STD
M15 | 209 | - | NIVDEC/0860 | 600PSI/40BAR 57MM DIAMETER | PRESSURE GAUGE 0-600PSI / 40BAR 57mm DIA | PRESSURE | N | N | 12 | N/K | YES | NO | - | - | STD
M15 | 210 | - | 6685123589875 | 111.12.050 | PRESSURE GAUGE 0-60PSI / 40BAR | PRESSURE | N | N | 12 | WIKA | YES | NO | - | - | STD
M15 | 211 | - | 6685142366529 | 16BAR 60mm | PRESSURE GAUGE 0-16BAR | PRESSURE | N | N | 12 | N/K | YES | NO | - | - | STD
M15 | 212 | - | NIVDEC/0290 | 1000BAR | PRESSURE GAUGE 0-1000 BAR | PRESSURE | N | N | 12 | WIKA | YES | NO | - | - | STD
M15 | 213 | O868 | 6685992692218 | D9035 | DIVERS PRESSURE GAUGE 0-350BAR | PRESSURE | N | N | 12 | NORTHERN DIVER | YES | NO | - | - | STD
M15 | 214 | 8RECP | 4910994165630 | 8T0886 | TYRE PRESSURE GAUGE 0-160 PSI | PRESSURE | N | N | 12 | CATERPILLAR | YES | NO | - | - | STD
M15 | 215 | 6620 | 6685998961070 | 966FGP100G1/2 | PRESSURE GAUGE 0-3700 PSI/0-250 BAR | PRESSURE | N | N | 12 | BUDENBERG | YES | NO | - | - | STD
M15 | 216 | 526MM | 5180142102390 | 831595 | AIR-HYDRAULIC TOOL KIT | PRESSURE | N | N | 12 | ZODIAC AEROSPACE | YES | NO | - | - | STD
M15 | 217 | 9MCV | 6685996578350 | 0-2500KPA | PRESSURE GAUGE 0-2500 KPA | PRESSURE | N | N | 12 | VARIOUS | YES | NO | - | - | STD
M15 | 218 | W116 | 6685999082182 | DPI705-35BAR | DIG PRESSURE IND 0-35 BAR | PRESSURE | N | N | 12 | DRUCK | YES | YES | 0028M | 1 | UKAS
M15 | 219 | 7MV | 6685993351675 | VG 50-01B | VACUUM PRESSURE GAUGE 30IN.HG | PRESSURE | N | N | 12 | BUDENBERG | YES | NO | - | - | STD
M15 | 220 | 8STTE | 6685014761420 | 6V-7775 | PRESSURE GAUGE 0-30PSI | PRESSURE | N | N | 12 | ASHCROFT | YES | NO | 0014M | 1 | STD
M15 | 221 | 9CR2 | 6685991891865 | FV2226315 | PRESSURE GAUGE 0-2000PSI | PRESSURE | N | N | 12 | BAILEY & MACKEY LTD | YES | NO | - | - | UKAS
M15 | 222 | - | NIVDEC/0955 | 451377SS15BXC7PD | PRESSURE GAUGE 0-5000PSI | PRESSURE | N | N | 12 | ASHCROFT | YES | NO | - | - | UKAS
M15 | 223 | - | NIVDEC/0958 | 213.53.63 | PRESSURE GAUGE 0-60BAR LIQUID FILL | PRESSURE | N | N | 12 | WIKA | YES | NO | - | - | UKAS
M15 | 224 | - | NIV34 /1210 | 100PSISTANDARD | STANDARD GAUGE 0-100PSI | PRESSURE | N | N | 12 | BUDENBURG | YES | NO | - | - | UKAS
M15 | 225 | - | NIV34 /1212 | 0-1000PSI | STANDARD TEST GAUGE 0-1000 PSI | PRESSURE | N | N | 12 | BUDENBURG | YES | NO | - | - | UKAS
M15 | 226 | - | NIV34 /1213 | 3000PSISTANDARD | STANDARD GAUGE 0-3000PSI | PRESSURE | N | N | 12 | BUDENBURG | YES | NO | - | - | UKAS
M15 | 227 | W024 | 6110991527454 | 1D2461/200 | CONSOLE CONTROL BOX | PRESSURE | N | N | 12 | MSI-DEFENCE SYSTEMS LTD | YES | NO | - | - | UKAS
M15 | 228 | 8RECP | 2930011241739 | 9S8140 | PUMP GP COOLING SYSTEM | PRESSURE | N | N | 12 | CATERPILLAR | YES | NO | - | - | UKAS
M15 | 229 | BRV | 4910251505115 | 597340 | PRESSURE GAUGE 0-400BAR | PRESSURE | N | N | 12 | ALVIS MOELV | YES | NO | - | - | UKAS
M15 | 230 | 9ETS | 6685995880732 | HSP8200 | HYDRA TEST SET HSP8200 | PRESSURE | N | N | 12 | HYDRAULIC SYSTEMS PRODUCTS LTD | YES | NO | - | - | UKAS
M15 | 231 | 7SDP | 4910996019008 | 800.1.56.017.1 | COMPRESSION TESTER | PRESSURE | N | N | 12 | VOLKSWAGEN | YES | NO | - | - | UKAS
M15 | 232 | 4STTE | 4910997921972 | FC2014960 | BLEED/PURGE UNIT | PRESSURE | N | N | 12 | HORSTMAN | YES | NO | - | - | UKAS
M15 | 233 | - | 5120998147589 | 12270 | COOLING SYSTEM TESTER | PRESSURE | N | N | 12 | STANT | YES | NO | - | - | UKAS
M15 | 234 | A835 | 6625990001764 | FLT-DC-2257 | PRESSURE GAUGE | PRESSURE | N | N | 12 | BAILY AND MACKEY LTD | YES | NO | - | - | UKAS
M15 | 235 | A836 | 6625996686139 | INT2L-0-AL4-0-R | DIGITAL PRESS IND & TRANSDUCER | PRESSURE | N | N | 12 | APLIED MEASUREMENTS LTD | YES | NO | - | - | UKAS
M15 | 236 | 3V7 | 6625999900500 | 2028P7-KIT | LEAK DETECTION KIT | PRESSURE | N | N | 12 | ELEKTRON | YES | NO | - | - | UKAS
M15 | 237 | - | 6685013687135 | 160PSI | 0-160PSI GAUGE | PRESSURE | N | N | 12 | MC DANIEL CONTROLS LTD | YES | NO | - | - | UKAS
M15 | 238 | 526MM | 6685144789538 | 9V191A | PRESSURE GAUGE 400BAR | PRESSURE | N | N | 12 | AERO MAINTENANCE EUROPE | YES | NO | - | - | UKAS
M15 | 239 | 526MM | 6685145254415 | DV1014 | PRESSURE GAUGE 0-60BAR | PRESSURE | N | N | 12 | BLONDELLE | YES | NO | - | - | UKAS
M15 | 240 | 526MM | 6685145652654 | 16BAR | PRESSURE GAUGE 16BAR | PRESSURE | N | N | 12 | BLONDELLE | YES | NO | - | - | UKAS
M15 | 241 | 4G | 6685992506017 | 100671-9000-004 | PRESSURE GAUGE -1 TO 1 BAR | PRESSURE | N | N | 12 | BUDENBURG | YES | NO | - | - | UKAS
M15 | 242 | 4G | 6685993555081 | 966GP | PRESSURE GAUGE 0-60LB/IN2 | PRESSURE | N | N | 12 | BUDENBURG | YES | NO | - | - | UKAS
M15 | 243 | - | NIV34 /1317 | 1000PSI70BAR | PRESSURE GAUGE 0-1000PSI | PRESSURE | N | N | 12 | UNKNOWN | YES | NO | - | - | UKAS
M15 | 244 | - | NIV35 /4416 | 350PSI93MM | PRESSURE GAUGE 0-350PSI | PRESSURE | N | N | 12 | BUDENBURG | YES | NO | - | - | UKAS
M15 | 245 | - | NIVDEC/0386 | VPK | VACUUM AND PURGE KIT | PRESSURE | N | N | 12 | MSI DEFENCE SYSTEMS LTD | YES | NO | - | - | UKAS
M15 | 246 | - | NIVDEC/0390 | VSE2020 | CYLINDER LEAKAGE TESTER | PRESSURE | N | N | 12 | SEALEY | YES | NO | - | - | UKAS
M15 | 247 | - | NIVDSG/0173 | CGH-3000 | PRESSURE CHECK CHARGING KIT N | PRESSURE | N | N | 12 | OILTECH | YES | NO | - | - | UKAS
M15 | 248 | - | NIVDSG/0408 | 1500PSI63MM | PRESSURE GAUGE 0-15000PSI | PRESSURE | N | N | 12 | UNKNOWN | YES | NO | - | - | UKAS
M15 | 249 | - | NIVDSG/0421 | 100PSI122MM | PRESSURE GAUGE 0-100PSI | PRESSURE | N | N | 12 | AHCROFT | YES | NO | - | - | UKAS
M15 | 250 | - | NIVDSG/0439 | OE-A-8199 | PRESSURE GAUGE | PRESSURE | N | N | 12 | OLDBURY ENG CO LTD | YES | NO | - | - | UKAS
M15 | 251 | - | NIVDSG/0621 | VS932 | AIR BRAKE TEST GAUGE KIT | PRESSURE | N | N | 12 | SEALEY | YES | NO | - | - | UKAS
M15 | 252 | F221 | 6685998551293 | 213.53.63 (16BAR,LM) | PRESSURE GAUGE 16 BAR, LOWER MOUNT | PRESSURE | N | N | 12 | WIKA | YES | NO | - | - | UKAS
M15 | 253 | - | NIVDEC/0978 | 111.12.63 | PRESSURE GAUGE 0-400 BAR | PRESSURE | N | N | 12 | WIKA | YES | NO | - | - | STD
M15 | 254 | W167 | 6685005831129 | 0-250kPa | PRESSURE GAUGE 0-205kPa/0-30psi | PRESSURE | N | N | 12 | VARIOUS | YES | NO | - | - | STD
M15 | 255 | - | NIVDEC/0981 | 1012-SCALE | MANIFOLD GAUGE SET | PRESSURE | N | N | 12 | ITE TOOLS | YES | NO | - | - | STD
M15 | 256 | - | NIVDEC/1001 | AFG6H041 | HIGH PRESSURE TYRE INFLATOR 3-21 BAR | PRESSURE | N | N | 12 | PNEUMATIC COMPONENTS LTD | YES | NO | - | - | STD
M15 | 257 | - | NIVDEC/1006 | 15PSI | PRESSURE GAUGE 0-15PSI | PRESSURE | N | N | 12 | WIKA | YES | NO | - | - | STD
M15 | 258 | - | NIVDEC/1008 | 60PSI | PRESSURE GAUGE 0-60PSI | PRESSURE | N | N | 12 | WIKA | YES | NO | - | - | STD
M15 | 259 | A835 | 6685999875659 | 080.DB.11.B2.16BARCL1 | PRESSURE GAUGE 0-16BAR 80MM DIA | PRESSURE | N | N | 12 | VARIOUS | YES | NO | - | - | STD
M15 | 260 | O242 | 6685998073027 | D39556000 | DIGITAL DISPLAY | PRESSURE | N | N | 12 | EDWARDS | YES | NO | - | - | STD
M15 | 261 | - | NIVDSG/0669 | 27 | PRESSURE GAUGE 0-7BAR 0-100PSI | PRESSURE | N | N | 12 | VARIOUS | YES | NO | - | - | STD
M15 | 262 | - | NIVDEC/0048 | 41 | PRESSURE GAUGE 0-7BAR 0-100PSI | PRESSURE | N | N | 12 | VARIOUS | YES | NO | - | - | STD
M15 | 263 | 9AET | 6685999911930 | G2514L | PRESSURE GAUGE 0-1000PSI | PRESSURE | N | N | 12 | ENERPAC | YES | NO | - | - | STD
M15 | 264 | - | NIVDEC/1028 | Q3Q1/8"NPT | PRESSURE GAUGE 0-1500psi | PRESSURE | N | N | 12 | McDANIEL CONTROLS INC | YES | NO | - | - | STD
M15 | 265 | - | NIVDEC/1031 | 2642 | HYDRAULIC TEST KIT 0-60PSI/0-4BAR | PRESSURE | N | N | 12 | HSP | YES | NO | - | - | STD
M15 | 266 | W116 | 6605993776212 | 405-130M3900 | AIR DATA TEST SET (ADTS 405) | PRESSURE | N | N | 12 | DRUCK | YES | YES | - | - | UKAS
M15 | 267 | 9MBT5 | 4940995493961 | FV2236864 | GAS CHARGING KIT | PRESSURE | ROTOTHERM 350BAR GAUGE | N | 12 | VARIOUS | YES | NO | - | - | STD
M15 | 268 | 26AH | 4920016244400 | 102-00214 | PRESSURE TESTER KIT | PRESSURE | 0-300PSI PRESSURE GAUGE 304-00103 | N | 12 | BARFIELD | YES | NO | - | - | STD
M15 | 269 | - | NIVDEC/1038 | 16BAR | TYRE INFLATOR 0-16 BAR | PRESSURE | N | N | 12 | VARIOUS | YES | NO | - | - | STD

## Lot 8
SUB SET | LINE No. | DMC | NSN (FULL 13 NO SPACES) | PART No. | DESCRIPTION | GROUP | COMPRISING ITEM | SPECIAL CONDITIONS (EMC, ITAR ,ATEX) | CAL PERIOD MONTHS | OEM | CALIBRATION | REPAIR | CSOR | CSOR / OEM VERSION | CALIBRATION STANDARD REQUIRED | COMMENTS | Q1 Std Calibration Price | Q2 Std Repair & Calibration price | Q3 Service provided In-House or Sub-Con | Q4 Item covered under Schedule of UKAS Accreditation by the LAB carrying out the Work. | Q5 If service is provided at Sub-Con please specify supplier detail | Q6 UKAS Calibration Price | Q7 UKAS Repair and Calibration Price | Q8 Service provided In-House or Sub-Con | Q9 Item covered under Schedule of UKAS Accreditation by the LAB carrying out the Work. | Q10 If service is provided at Sub-Con please specify supplier detail.
M02 | 1 | W116 | 6625014650123 | ATS-260 | RADIO BEACON ACOUSTIC TEST SET | ACOUSTICS | N | N | 12 | BENTHOS INC. | YES | YES | - | - | STD
M02 | 2 | W116 | 6625999023124 | CEL-328A/K1 | SOUND LEVEL KIT | ACOUSTICS | MAIN ASSY | N | 12 | CASELLA CEL LTD | YES | YES | - | - | STD
M02 | 3 | W116 | 6625991262777 | CEL 328 | SOUND LEVEL METER | ACOUSTICS | 6625999023124 | N | 12 | CASELLA CEL LTD | YES | YES | - | - | STD
M02 | 4 | W116 | 6625997021145 | CEL-269 / CEL-282 | DIGITAL INTEGRATING SOUND LEVEL METER | ACOUSTICS | 6625999023124 | N | 12 | CASELLA CEL LTD | YES | YES | - | - | STD
M02 | 5 | W116 | 6625993769293 | CEL-430/M2/K1 | BASIC SOUND LEVEL METER SET | ACOUSTICS | MAIN ASSY | N | 24 | CASELLA CEL LTD | YES | YES | 0160M | 2 | STD
M02 | 6 | W116 | 6625997308267 | CEL-430/M2 | SOUND LEVEL METER | ACOUSTICS | 6625993769293 | N | 24 | CASELLA CEL LTD | YES | YES | 0160M | 2 | STD
M02 | 7 | 3V7 | 6625999250671 | CEL-110/M2 | CALIBRATOR SOUND CLASS 2 | ACOUSTICS | 6625993769293 | N | 12 | CASELLA CEL LTD | YES | YES | - | - | UKAS
M02 | 8 | Z4 | 5995991604568 | C6724/2 | 400 SERIES DOWNLOAD CABLE | ACOUSTICS | 6625993769293 | N | CNR | CASELLA CEL LTD | NO | NO | - | - | N/A
M02 | 9 | Z4 | 5935994029575 | CEL-90336 | RS232 TO USB CONVERTER | ACOUSTICS | 6625993769293 | N | CNR | CASELLA CEL LTD | NO | NO | - | - | N/A
M02 | 10 | Z4 | 5835995413950 | CEL-2962 | WINDSHIELD LARGE 0.5 INCH | ACOUSTICS | 6625993769293 | N | CNR | CASELLA CEL LTD | NO | NO | - | - | N/A
M02 | 11 | Z4 | 6625993506713 | CEL-6831 | KIT CASE CEL 430 | ACOUSTICS | 6625993769293 | N | CNR | CASELLA CEL LTD | NO | NO | - | - | N/A
M02 | 12 | W116 | 6625992710527 | CEL-490.M2/K1 | ENHANCED SOUND LEVEL METER SET | ACOUSTICS | MAIN ASSY | N | 12 | CASELLA CEL LTD | YES | YES | 0160M | 2 | STD
M02 | 13 | W116 | 6625991348217 | CEL-490.M2 | SOUND LEVEL METER | ACOUSTICS | 6625992710527 | N | 12 | CASELLA CEL LTD | YES | YES | 0160M | 2 | STD
M02 | 14 | W116 | 6625998722034 | CEL-4726-01 | CALIBRATOR COUPLER | ACOUSTICS | 6625992710527 | N | CNR | CASELLA CEL LTD | NO | YES | - | - | N/A
M02 | 15 | 3V7 | 6625999250671 | CEL-110/M2 | CALIBRATOR SOUND CLASS 2 | ACOUSTICS | 6625992710527 | N | 12 | CASELLA CEL LTD | YES | YES | - | - | UKAS
M02 | 16 | Z4 | 5965994185749 | CEL-4672 | WINDSHIELD LARGE 0.25 INCH | ACOUSTICS | 6625992710527 | N | CNR | CASELLA CEL LTD | NO | NO | - | - | N/A
M02 | 17 | Z4 | 6625999154840 | CEL-6722 | KIT CASE | ACOUSTICS | 6625992710527 | N | CNR | CASELLA CEL LTD | NO | NO | - | - | N/A
M02 | 18 | Z4 | 5995991604568 | C6724/2 | 400 SERIES DOWNLOAD CABLE | ACOUSTICS | 6625992710527 | N | CNR | CASELLA CEL LTD | NO | NO | - | - | N/A
M02 | 19 | Z4 | 5935994029575 | CEL-90336 | RS232 TO USB CONVERTER | ACOUSTICS | 6625992710527 | N | CNR | CASELLA CEL LTD | NO | NO | - | - | N/A
M02 | 20 | Z4 | 7030995677941 | CEL-6813 | DB23 PC SOFTWARE CEL 450 490 | ACOUSTICS | 6625992710527 | N | CNR | CASELLA CEL LTD | NO | NO | - | - | N/A
M02 | 21 | W115 | 6625992574470 | LFM4 | GENERATOR AUDIO SET | ACOUSTICS | MAIN ASSY | N | 12 | FARNELL INSTRUMENTS | YES | YES | 0475E | 1 | UKAS
M02 | 22 | W115 | 6625996473446 | LFM4 | OSCILLATOR SINE AND SQUARE WAVE | ACOUSTICS | 6625992574470 | N | 12 | FARNELL INSTRUMENTS | YES | YES | 0475E | 1 | UKAS
M02 | 23 | W115 | 6625999427658 | PS-20 | LEVEL GENERATOR | ACOUSTICS | N | N | 12 | RAYTHEON | YES | YES | 0585E | 1 | UKAS
M02 | 24 | - | NIV 35/7808 | 4939-A-011 | TEDS MICROPHONE 4939-A-011 | ACOUSTICS | N | N | 12 | BKSV | YES | NO | - | - | STD
M02 | 25 | - | NIV 7809 | TYPE 4939 | MICROPHONE TYPE 4939 | ACOUSTICS | N | N | 12 | BKSV | YES | NO | - | - | STD
M02 | 26 | - | NIVN IV 35/6703 | MK301 | MICROPHONE 1/4 INCH | ACOUSTICS | N | N | 12 | MICROTECH GEFELL GMBH | YES | NO | - | - | STD
M02 | 27 | - | NIVN IV 35/6708 | 40AF | FREE FIELD MICROPHONE | ACOUSTICS | N | N | 12 |  | YES | NO | - | - | STD
M02 | 28 | - | NIVN IV 35/6713 | BK 4155 | MICROPHONE 1/2 INS | ACOUSTICS | N | N | 12 | BRUEL KJAER | YES | NO | - | - | STD
M02 | 29 | - | NIVN IV 35/6717 | 2260 | PRECISION SOUND ANALYSER | ACOUSTICS | N | N | 12 |  | YES | NO | - | - | STD
M02 | 30 | AECOMS | 4910998079071 | 4231 | ACOUSTICAL CALIBRATOR | ACOUSTICS | N | N | 12 | BRUEL & KJAER | YES | NO | - | - | STD
M02 | 31 | CIED | 6625999160120 | SLM-1352N | SOUND LEVEL METER | ACOUSTICS | N | N | 12 | ISOTECH | YES | NO | - | - | STD
M02 | 32 | - | NIV35/4110 | CEL-593 / CEL-284/2 | SOUND LEVEL ANALYSER / ACOUSTICAL CALIBRATOR | ACOUSTICS | N | N | 12 | CEL | YES | NO | - | - | UKAS
M02 | 33 | - | NIV35/4294 | 14050 | SOUND LEVEL METER | ACOUSTICS | N | N | 12 | DAWE | YES | NO | - | - | STD
M02 | 34 | - | NIV35/4493 | CR:272 | INTEGRATING AVERAGING IMPULSE SOUND LEVEL METER | ACOUSTICS | N | N | 12 | CIRRUS | YES | NO | - | - | STD
M02 | 35 | - | NIV35/7079 | 330 | SOUND LEVEL METER | ACOUSTICS | N | N | 12 | TECPEL | YES | NO | - | - | STD
M02 | 36 | - | NIVDSG/0310 | 815 | SOUND LEVEL METER & SOUND CALIBRATOR | ACOUSTICS | N | N | 12 | TESTO | YES | NO | - | - | STD
M02 | 37 | W116 | 6625999667071 | 172/182 | NOISE DOSE METER + CALIBRATOR | ACOUSTICS | N | N | 12 | CEL INSTRUMENTS LTD | YES | NO | - | - | STD
M02 | 38 | - | DAWD-1422C | D-1422C | SOUND LEVEL METER | ACOUSTICS | N | N | 12 | DAWE | YES | NO | - | - | STD
M02 | 39 | - | NIVDSG/0213 | 2900E | PRECISION INTEGRATING/LOGGING SOUND LEVEL METER | ACOUSTICS | N | N | 12 | QUEST TECHNOLOGIES | YES | NO | - | - | STD
M02 | 40 | - | NIV | Harmonie | FOUR CHANNEL REAL-TIME SOUND AND VIBRATION MEASUREMENT SYSTEM | ACOUSTICS | N | N | 12 | 01DB MVI TECHNOLOGIES GROUP | YES | NO | 0019E | 1 | STD
M02 | 41 | - | NIV | 2231 | MODULAR PRECISION SOUND LEVEL METER | ACOUSTICS | N | N | 12 | BRUEL & KJAER | YES | NO | 0019E | 1 | STD
M02 | 42 | - | NIVDSG/0096 | SV25S (25mm) | MIRE MEASURING MICROPHONE | ACOUSTICS | N | N | 12 | SVANTEK | YES | NO | - | - | STD
M02 | 43 | - | NIVDSG/0096 | SV25S (20mm) | MIRE MEASURING MICROPHONE | ACOUSTICS | N | N | 12 | SVANTEK | YES | NO | - | - | STD
M02 | 44 | - | NIVDSG/0094 | SV 102 | ACOUSTIC DOSEMETER | ACOUSTICS | N | N | 12 | SVANTEK | YES | NO | - | - | STD
M02 | 45 | - | NIV | 4155 | PREPOLARIZED CONDENSER MICROPHONE | ACOUSTICS | N | N | 12 | BRUEL & KJAER | YES | NO | 0020E | 3 | STD
M02 | 46 | - | NIV | 4136 | ¼" MICROPHONE | ACOUSTICS | N | N | 12 | BRUEL & KJAER | YES | NO | 0020E | 3 | STD
M02 | 47 | - | NIV | CEL-35X dBadge | PERSONAL NOISE EXPOSURE METER | ACOUSTICS | N | N | 12 | CASELLA CEL LTD | YES | NO | 0024E | 6 | STD
M02 | 48 | - | FLU2956-4011-01 | 2956-4011-01 | SIMPLIFIBER 850/1300 SOURCE | ACOUSTICS | N | N | 12 | FLUKE NETWORKS | YES | NO | - | - | STD
M02 | 49 | - | NIVDEC/0021 | NC3201K | NOISE SOURCE | ACOUSTICS | N | N | 12 | NOISE COM | YES | NO | - | - | STD
M02 | 50 | - | NIVDEC/0043 | CEL-62X/CEL-120/2 | SOUND LEVEL METER & ACOUSTIC CALIBRATOR | ACOUSTICS | N | N | 12 | CASELLA CEL LTD | YES | NO | - | - | UKAS
M02 | 51 | - | NIVDEC/0042 | NL-22/NC-74 | SOUND LEVEL METER + CALIBRATOR | ACOUSTICS | N | N | 12 | RION | YES | NO | - | - | STD
M02 | 52 | - | NIV35/6718 | 4189 | MICROPHONE | ACOUSTICS | N | N | 12 | BRUEL & KJAER | YES | NO | - | - | STD
M02 | 53 | - | NIV | 40AF | 1/2" MICROPHONE | ACOUSTICS | N | N | 12 |  | YES | NO | 0024E | 6 | STD
M02 | 54 | - | NIV35/6493 | NRSNOR1253 | SOUND CALIBRATOR | ACOUSTICS | N | N | 12 |  | YES | NO | - | - | STD
M02 | 55 | - | 4920997834839 | AGI346B | NOISE SOURCE | ACOUSTICS | N | N | 12 | AGILENT TECHNOLOGIES | YES | NO | - | - | STD
M02 | 56 | Z4 | 6625993929260 | 2633 | MICROPHONE PREAMPLIFIER | ACOUSTICS | N | N | 12 | BRUEL AND KJAER | YES | NO | - | - | STD
M02 | 57 | - | NIV35/7239 | BRU2669C | 1/2 INCH MICROPHONE PREAMP | ACOUSTICS | N | N | 12 | BRUEL AND KJAER | YES | NO | - | - | STD
M02 | 58 | W116 | 6625990040479 | CRL 254 | METER AUDIO LEVEL | ACOUSTICS | N | N | 12 | CIRRUS | YES | NO | 0062M | 2 | STD
M02 | 59 | W10ESS | 6675998141523 | SMSPBT | SOUNDER, ECHO | ACOUSTICS | N | N | 12 | LEICA | YES | YES | - | - | STD
M02 | 60 | - | NIV35/6705 | 40BH | GRAS 1/4" MICROPHONE 40BH | ACOUSTICS | N | N | 12 | G.R.A.S. | YES | NO | - | - | STD
M02 | 61 | - | NIV35/7103 | 2250-m | SOUND MONITORING SYSTEM 2 | ACOUSTICS | N | N | 12 | B&K | YES | NO | - | - | STD
M02 | 62 | - | NIVDEC/0209 | 1350A | SOUND LEVEL METER | ACOUSTICS | N | N | 12 | TESTO | YES | NO | - | - | STD
M02 | 63 | - | NIVDSG/0310 | 815 | SOUND LEVEL METER | ACOUSTICS | N | N | 12 | TESTO | YES | NO | - | - | STD
M02 | 64 | - | NIVDEC/0406 | CEL-24X | SOUND LEVEL METER | ACOUSTICS | N | N | 12 | CASELLA | YES | NO | - | - | STD
M02 | 65 | 3V7 | 6625999250671 | CEL-110/M2 | SOUND LEVEL METER CALIBRATOR | ACOUSTICS | N | N | 12 | CASELLA | YES | NO | - | - | STD
M02 | 66 | - | NIVDEC/0675 | MA25 | SCREENING AUDIOMETER | ACOUSTICS | N | N | 12 | MAICO | YES | NO | - | - | STD
M02 | 67 | - | 6625992106596 | MYF20 | SOUND LEVEL METER | ACOUSTICS | N | N | 12 | METROTEST | YES | NO | - | - | STD
M08 | 1 | W116 | 6625992509483 | AP1372 | DUMMY DIRECTOR UNIT | SYNCRO TEST SET | MAIN ASSY | N | 12 | FT TECHNOLOGIES LIMITED | YES | YES | 0123E | 2 | STD
M08 | 2 | W116 | 5995998050333 | 47902/02 | CABLE ASSEMBLY SYNCHRO Input Output | SYNCRO TEST SET | 6625992509483 | N | CNR | FT TECHNOLOGIES LIMITED | NO | YES | - | - | N/A
M08 | 3 | W116 | 5995998050334 | 47902/03 | CABLE ASSEMBLY CONTROL TRANSFORMER OP | SYNCRO TEST SET | 6625992509483 | N | CNR | FT TECHNOLOGIES LIMITED | NO | YES | - | - | N/A
M08 | 4 | W116 | 6625992507355 | C47903 | CARRYING CASE | SYNCRO TEST SET | 6625992509483 | N | CNR | FT TECHNOLOGIES LIMITED | NO | YES | - | - | N/A
M08 | 5 | W116 | 5995992537293 | C4792 | CABLE ASSEMBLY POWER | SYNCRO TEST SET | 6625992509483 | N | CNR | FT TECHNOLOGIES LIMITED | NO | YES | - | - | N/A
M08 | 6 | W116 | 5995998050345 | 47902/05 | CABLE ASSEMBLY RADIO FEQUENCY | SYNCRO TEST SET | 6625992509483 | N | CNR | FT TECHNOLOGIES LIMITED | NO | YES | - | - | N/A
M08 | 7 | W116 | 6625992237677 | L80080-10-005 | TEST SET SYNCHRO | SYNCRO TEST SET | N | N | 12 | MEGGIT AVIONICS | YES | YES | - | - | UKAS
M08 | 8 | W116 | 6625014194874 | 5800 | SYNCHRO TEST SET | SYNCRO TEST SET | N | N | 12 | NORTH ATLANTIC INDUSTRIES | YES | YES | 0271E | 2 | UKAS
M08 | 9 | W116 | 6625997879024 | 5310-12 | SYNCHRO RESOLVER SET | SYNCRO TEST SET | MAIN ASSY | N | 12 | RACAL | YES | YES | 0485E | 2 | UKAS
M08 | 10 | W116 | 6625997968235 | RSS 5310 | SYNCHRO RESOLVER | SYNCRO TEST SET | 6625997879024 | N | 12 | RACAL | YES | YES | 0485E | 2 | UKAS
M08 | 11 | W116 | 6625991924109 | FT280 | SYNCHRO TEST SET | SYNCRO TEST SET | N | N | 12 | FT TECHNOLOGIES LIMITED | YES | YES | 0265E | 3 | UKAS
M08 | 12 | W116 | 6625011030801 | 530 | SYNCHRO SIMULATOR | SYNCRO TEST SET | N | N | 36 | TECHITRON | YES | YES | - | - | UKAS
M08 | 13 | W116 | 6625994095074 | HORAP197069 | SYNCHRO SYSTEM TEST SET | SYNCRO TEST SET | N | N | 24 | HORSTMAN DEFENCE SYSTEMS LTD | YES | YES | 0177E | 1 | UKAS
M09 | 1 | W115 | 6685993755767 | HART5699 or 8508A-SPRT | RESISTANCE THERMOMETER | TEMPERATURE | N | N | 12 | FLUKE | YES | YES | - | - | UKAS
M09 | 2 | W116 | 6685015926323 | 1621A-S-256 | THERMO-HYGROMETER | HUMIDITY | N | N | 12 | HART SCIENTIFIC | YES | YES | - | - | UKAS
M09 | 3 | W116 | 6685123920368 | 175H1 | TEMPERATURE AND HUMIDITY DATA-LOGGER | HUMIDITY | N | N | 24 | TESTO | YES | YES | - | - | UKAS
M09 | 4 | W116 | 6685015640602 | HI8564 | THERMO HYGROMETER | HUMIDITY | N | N | 6 | HANNA INSTRUMENTS, INC | YES | YES | - | - | UKAS
M09 | 5 | W116 | 6685991259259 | HMI31/HMP35 | RELATIVE TEMP + HUMIDITY METER | HUMIDITY | N | N | 12 | VAISALA | YES | YES | - | - | UKAS
M09 | 6 | W116 | 6636991313302 | HEDINAIR | TEMPERATURE CABINET | TEMPERATURE | N | N | 12 | DESIGN ENVIRONMENTAL LIMITED | YES | YES | - | - | UKAS
M09 | 7 | W116 | 4110990100509 | 136 | ICE POINT REF | TEMPERATURE | N | N | 12 | ISO THERM | YES | YES | - | - | UKAS
M09 | 8 | W116 | 6625994249812 | F946SET | FLUIDISED BATH AND CONTROL UNIT | TEMPERATURE | MAIN ASSY | N | 12 | TECHNE | YES | YES | - | - | STD
M09 | 9 | W116 | 5963994029426 | TC-8D | TEMPERATURE CONTROLLER | TEMPERATURE | 6625994249812 | N | 12 | TECHNE | YES | YES | - | - | STD
M09 | 10 | W116 | 6625994331476 | SBL-2D | FLUIDISED BATH | TEMPERATURE | 6625994249812 | N | CNR | TECHNE | NO | YES | - | - | N/A
M09 | 11 | W116 | 6625992872185 | F7805 | BASKET FOR FLUIDISED BATH | TEMPERATURE | 6625994249812 | N | CNR | TECHNE | NO | NO | - | - | N/A
M09 | 12 | W116 | 6636993736381 | ECO135 | CLIMATIC CHAMBER | HUMIDITY | N | N | 12 | TEMPERATURE APPLIED SCIENCES LTD | YES | YES | - | - | UKAS
M09 | 13 | W116 | 6685996659590 | QT-34 | HEAT STRESS MONITOR | TEMPERATURE | N | N | 12 | QUESTEMP | YES | YES | 0041M | 1 | UKAS
M09 | 14 | W116 | 6636123727730 | BINDER TYPE MK 53 | TEMPERATURE CHAMBER | TEMPERATURE | N | N | 12 | TESLA TEST SYSTEMS | YES | YES | - | - | UKAS
M09 | 15 | W116 | 6636996111171 | BM15 | TEMP CABINET | TEMPERATURE | N | N | 12 | GLEN DIMPLEX | YES | YES | - | - | UKAS
M09 | 16 | W116 | 6685999584535 | JUPITER 6505 | TEMPERATURE CALIBRATOR | TEMPERATURE | N | N | 12 | ISOTHERMAL TECHNOLOGY | YES | YES | - | - | UKAS
M09 | 17 | W116 | 6685999126647 | VENUS 150S | TEMPERATURE CALIBRATOR | TEMPERATURE | N | N | 12 | ISOTHERMAL TECHNOLOGY | YES | YES | - | - | UKAS
M09 | 18 | W116 | 6685251365217 | FLU52 | THERMOMETER | TEMPERATURE | N | N | 12 | FLUKE | YES | YES | - | - | UKAS
M09 | 19 | W116 | 5855998809177 | 3254968 | THERMAL IMAGING CAMERA SET | TEMPERATURE | MAIN ASSY | N | 12 | FLUKE | YES | YES | 0114M | 1 | UKAS
M09 | 20 | W116 | 5855993961517 | 2823117 | THERMAL IMAGING CAMERA | TEMPERATURE | 5855998809177 | N | 12 | FLUKE | YES | YES | 0114M | 1 | UKAS
M09 | 21 | 3V7 | 6130996670707 | 699052 | BATTERY CHARGER | TEMPERATURE | 5855998809177 | N | CNR | FLUKE | NO | NO | - | - | N/A
M09 | 22 | 3V7 | 6650997997927 | 2518704 | HARD CARRY CASE | TEMPERATURE | 5855998809177 | N | CNR | FLUKE | NO | NO | - | - | N/A
M09 | 23 | 4ME | 1680997232559 | EA5605G011-041 | WINDSCREEN REPAIR KIT | TEMPERATURE | N | N | 12 | AGUSTAWESTLAND INTERNATIONAL LIMITED | YES | NO | - | - | STD
M09 | 24 | WTE5 | 4440992254460 | BL/E1017/48 | WARM AIR UNIT | TEMPERATURE | N | N | 12 | BROWNELL LTD | YES | NO | - | - | STD
M09 | 25 | Z5COR | 4440993091244 | BLE14100/132 | NEPS ADVANTAGE P | TEMPERATURE | N | N | 12 | SESANTI LIMITED | YES | NO | - | - | STD
M09 | 26 | 6C | 4920993526802 | 4002-KTQ-1-006 | ENGINE SPEED AND TEMPERATURE TEST SET | TEMPERATURE | N | N | 12 | GE AVIATION SYSTEMS LTD | YES | NO | - | - | STD
M09 | 27 | O553 | 6685998821119 | 4050 | DIGITAL THERMOMETER | TEMPERATURE | N | N | 12 | KODAK GRAPHIC COMMUNICATIONS | YES | NO | - | - | UKAS
M09 | 28 | 5Z7TI | 5855999671882 | E1031/1 | DEWPOINT LEVEL INDICATOR | HUMIDITY | N | N | 12 | BROWNELL LTD | YES | NO | - | - | UKAS
M09 | 29 | TSCS | 6685996628992 | TM350 | THERMO-PSYCHROMETER | TEMPERATURE | N | N | 12 | AUTOCLIMATE LTD | YES | NO | 0180M | 1 | UKAS
M09 | 30 | - | NIV | HMP45 | TEMPERATURE / HUMIDITY PROBE | TEMPERATURE | N | N | 12 | VAISALA | YES | NO | 0019E | 1 | UKAS
M09 | 31 | - | NIV35/6166 | HS-32 | AREA HEAT STRESS MONITOR | HUMIDITY | N | N | 12 | METROSONICS | YES | NO | - | - | UKAS
M09 | 32 | - | NIV34/1938 | MODEL CD | THERMISTOR THERMOMETER | TEMPERATURE | N | N | 12 | EDALE | YES | NO | - | - | UKAS
M09 | 33 | - | NIV35/6730 | QT-36 | THERMAL ENVIRONMENT MONITOR | HUMIDITY | N | N | 12 | QUESTEMP | YES | NO | - | - | UKAS
M09 | 34 | - | NIV35/6731 | AIR9 | QUEST AIR PROBE | HUMIDITY | N | N | 12 | QUESTEMP | YES | NO | - | - | UKAS
M09 | 35 | - | NIV35/7249 | QT-46 | QUESTEMP 46 | HUMIDITY | N | N | 12 | QUESTEMP | YES | NO | - | - | UKAS
M09 | 36 | - | NIV35/7792 | CONDUCTREF | CONDUCTIVITY REF STANDARD | TEMPERATURE | N | N | 12 | NPL | YES | NO | - | - | UKAS
M09 | 37 | - | NIVDSG/0595 | DT-321 | TEMPERATURE & HUMIDITY METER | TEMPERATURE | N | N | 12 | CEM INSTRUMENTS | YES | NO | - | - | UKAS
M09 | 38 | - | NIVDSG/0751 | EVM7-2 | ENVIRONMENTAL MONITOR | HUMIDITY | N | N | 12 | 3M | YES | NO | - | - | STD
M09 | 39 | A846 | 6685123323120 | 610 | HUMIDITY/TEMPERATURE METER TEST 610 | TEMPERATURE | N | N | 12 | TESTO | YES | NO | - | - | UKAS
M09 | 40 | - | NIV35/6431 | 625 | TESTO 625 TEMP/HUMIDTY METER | TEMPERATURE | N | N | 12 | TESTO | YES | NO | - | - | UKAS
M09 | 41 | 26SH | 6685994034283 | BL501 | BIMETALLIC AVIATION THERMOMETER | TEMPERATURE | N | N | 12 | ROTOTHERM | YES | NO | - | - | UKAS
M09 | 42 | - | NIV | RAYNGER ST20 | INFRARED THERMOMETER | TEMPERATURE | N | N | 12 | RAYTECH | YES | NO | 0019E | 1 | UKAS
M09 | 43 | - | NIV35/6534 | Skipper Plus | MOISTURE METER | HUMIDITY | N | N | 12 | TRAMEX | YES | NO | - | - | UKAS
M09 | 44 | - | NIV35/3558 | D578S | MOISTURE METER | HUMIDITY | N | N | 12 | PROTIMETER | YES | NO | - | - | UKAS
M09 | 45 | - | NIV35/0577 | Dampcheck | CONDENSATION DETECTOR | HUMIDITY | N | N | 12 | PROTIMETER | YES | NO | - | - | UKAS
M09 | 46 | Z4HMTE | 6515992382163 | Tinytag Plus 2 TGP-4510 | INTERNAL/EXTERNAL TEMPERATURE LOGGER | TEMPERATURE | N | N | 12 | GEMINI | YES | NO | - | - | UKAS
M09 | 47 | - | NIVDSG/0563 | Microtherm WBGT | HEAT STRESS MONITOR | TEMPERATURE | N | N | 12 | CASELLA CEL LTD | YES | NO | - | - | UKAS
M09 | 48 | - | NIV | A55 | 0.5V THERMAL CONVERTER | TEMPERATURE | N | N | 12 | FLUKE | YES | NO | 0024E | 6 | UKAS
M09 | 49 | - | NIV | A55 | 5V THERMAL CONVERTOR | TEMPERATURE | N | N | 12 | FLUKE | YES | NO | 0024E | 6 | UKAS
M09 | 50 | - | JEW220 | 220 K Type | THERMOMETER | TEMPERATURE | N | N | 12 | JENWAY | YES | NO | - | - | UKAS
M09 | 51 | - | VTP027-063 | 027-063 (104K) | K TYPE INSERTION THERMOCOUPLE PROBE | TEMPERATURE | N | N | 12 |  | YES | NO | - | - | UKAS
M09 | 52 | - | VTP027-069 | 027-069 (106K) | K TYPE INSERTION THERMOCOUPLE PROBE | TEMPERATURE | N | N | 12 |  | YES | NO | - | - | UKAS
M09 | 53 | - | VTPKSURF | K Type Surface | PROBE | TEMPERATURE | N | N | 12 |  | YES | NO | - | - | UKAS
M09 | 54 | 3V7 | 5905010851580 | 80T-150UA | TEMPERATURE PROBE | TEMPERATURE | N | N | 12 | FLUKE | YES | NO | - | - | UKAS
M09 | 55 | - | NIVDSG/0726 | HSM100 | HEAT STRESS MONITOR KIT | TEMPERATURE | N | N | 12 | CASELLA | YES | NO | - | - | UKAS
M09 | 56 | 26ME | 6685661450064 | HBC-4301 | HOT BONDING CONTROLLER | TEMPERATURE | N | N | 12 | NOVATECH | YES | NO | - | - | UKAS
M09 | 57 | - | NIVDSG/0758 | RayTemp 38 | INFRARED THERMOMETER | TEMPERATURE | N | N | 12 | ETI LTD | YES | NO | - | - | UKAS
M09 | 58 | - | HAAHI92804C | HI 92804C | K-THERMOCOUPLE LOGGING THERMOMETER | TEMPERATURE | N | N | 12 | HANNA INSTRUMENTS | YES | NO | - | - | UKAS
M09 | 59 | - | NIVDEC/0029 | T600 | PRECISION THERMOMETER | TEMPERATURE | N | N | 12 | DIGITRON | YES | NO | - | - | UKAS
M09 | 60 | PPRF | 6685991826105 | SRT-73 | THERMOMETER | TEMPERATURE | N | N | 12 | SIMEX | YES | NO | - | - | UKAS
M09 | 61 | 3V7 | 6685015880672 | 2626-S | THERMOHYGROMETER SENSOR | TEMPERATURE | N | N | 12 | FLUKE | YES | NO | - | - | UKAS
M09 | 62 | F59C1F | 4920014786322 | TTO625 | THERMOMETER | TEMPERATURE | N | N | 12 | CONTROLLED ENVIRONMENT PACKAGING, INC. | YES | NO | - | - | UKAS
M09 | 63 | W3 | 6685999874946 | WLLWTT1500 | TEMPERATURE MONITOR | TEMPERATURE | N | N | 12 | COOPER TOOLS LTD | YES | NO | - | - | UKAS
M09 | 64 | - | NIV | CD | THERMISTOR THERMOMETER | TEMPERATURE | N | N | 12 | EDALE | YES | NO | 0055E | 3 | UKAS
M09 | 65 | - | NIV | F250MKII | PRECISION THERMOMETER | TEMPERATURE | N | N | 12 | AUTOMATIC SYSTEMS LABS | YES | NO | 0055E | 3 | UKAS
M09 | 66 | - | NIV35/6427 | TTO615 | THERMOMETER | TEMPERATURE | N | N | 12 |  | YES | NO | - | - | UKAS
M09 | 67 | DAS10 | 7320998883759 | HANHI9241 | DIGITAL THERMOMETER | TEMPERATURE | N | N | 12 | HANNA | YES | NO | 0090M | 2 | UKAS
M09 | 68 | - | 6685996503809 | FLUA55 | THERMAL CONVERTER | TEMPERATURE | N | N | 12 | FLUKE | YES | NO | - | - | UKAS
M09 | 69 | W115 | 5985014567029 | TEGM1110 | COAXIAL THERMISTOR MOUNT | TEMPERATURE | N | N | 12 | TEGAM | YES | NO | - | - | UKAS
M09 | 70 | W116 | 6625995517032 | MC2-TE | CALIBRATOR | TEMPERATURE | N | N | 12 | BEAMEX | YES | YES | 0101E | 1 | STD
M09 | 71 | - | NIVDSG/0382 | 62 | MINI INFRARED THERMOMETER | TEMPERATURE | N | N | 12 | FLUKE | YES | NO | - | - | STD
M09 | 72 | - | NIVDSG/0431 | F1109 | THERMISTOR MOUNT | TEMPERATURE | N | N | 12 | TEGAM INC | YES | NO | - | - | UKAS
M09 | 73 | 10S | 6685993867392 | F250 | PRECISION THERMOMETER | TEMPERATURE | N | N | 24 | AUTOMATIC SYSTEMS | YES | NO | - | - | STD
M09 | 74 | - | NIVDSG/0434 | TIS | THERMAL IMAGER | TEMPERATURE | N | N | 12 | FLUKE | YES | NO | - | - | STD
M09 | 75 | - | NIVDEC/0530 | MT4U | INFRA-RED THERMOMETER | TEMPERATURE | N | N | 12 | RAYTEK | YES | NO | - | - | STD
M09 | 76 | 7VO | 6685131178611 | A1H | TEMP / HUMIDITY METER | TEMPERATURE | N | N | 12 | ROTRONIC | YES | NO | - | - | STD
M09 | 77 | - | NIVDSG/0062 | 1327 | INFRA-RED THERMOMETER | TEMPERATURE | N | N | 12 | RS COMPONENTS | YES | NO | - | - | STD
M09 | 78 | - | NIVDEC/0529 | 810-927 | DIGITAL THERMOMETER | TEMPERATURE | N | N | 12 | ETILTD | YES | NO | - | - | STD
M09 | 79 | - | NIVDEC/0542 | IM12104 | DIGITAL THERMOMETER | TEMPERATURE | N | N | 12 | VARIOUS | YES | NO | - | - | STD
M09 | 80 | - | NIVDEC/0690 | INT-T-0-AL4-0-R-AC | DIGITAL INDICATOR & TEMP DETECTOR | TEMPERATURE | N | N | 12 | LONDON ELECTRONICS LTD | YES | NO | - | - | STD
M09 | 81 | - | NIVDEC/0701 | TIS50 | THERMAL IMAGER TIS50 | TEMPERATURE | N | N | 12 | FLUKE | YES | NO | - | - | STD
M09 | 82 | - | 6685999209411 | DL7102 | DIGITAL HYGROTHERMOMETER | HUMIDITY | N | N | 12 | DI-LOG | YES | NO | - | - | STD
M09 | 83 | - | NIVDEC/0719 | 620-1673 | DIGITAL THERMOMETER / HYGROMETER | TEMPERATURE | N | N | 12 | VWR | YES | NO | - | - | STD
M09 | 84 | PPRF | 6685991826105 | DT-613 | DIGITAL THERMOMETER | TEMPERATURE | N | N | 12 | VARIOUS | YES | NO | - | - | STD
M09 | 85 | 3V7 | 5963994029426 | TC-8D | TEMPERATURE CONTROL UNIT | TEMPERATURE | N | N | 12 | TECHNE | YES | NO | - | - | STD
M09 | 86 | - | NIVDEC/0385 | ED610 | FOOD THERMOMETER | TEMPERATURE | N | N | 12 | PREPARA | YES | NO | - | - | STD
M09 | 87 | - | NIVDEC/0815 | TEMP 32 | HEAR STRESS MONITOR | TEMPERATURE | N | N | 12 | QUEST TECHNOLOGIES Inc | YES | NO | - | - | STD
M09 | 88 | - | NIVDEC/0799 | HT 30 | HEAR STRESS MONITOR | TEMPERATURE | N | N | 12 | EXTECH | YES | NO | - | - | STD
M09 | 89 | W116 | 6685015880659 | 1620A | DIGITAL HYGROMETER | TEMPERATURE | N | N | 12 | FLUKE | YES | YES | - | - | STD
M09 | 90 | - | NIVDEC/0356 | I3 | INFRARED CAMERA | TEMPERATURE | N | N | 12 | FLIR SYSTEMS | YES | NO | - | - | STD
M09 | 91 | - | NIVDEC/0764 | HTCMTX-2 | INFRA RED THERMOMETER | TEMPERATURE | N | N | 12 | VARIOUS | YES | NO | - | - | STD
M09 | 92 | 7WTK | 6680014852269 | E121 | TEST SET AIR COOLER | TEMPERATURE | N | N | 12 | OSHKOSH CORPORATION | YES | NO | - | - | STD
M09 | 93 | - | NIVDEC/0255 | SKH2053 | TEMP/HUMIDITY SENSOR | TEMPERATURE | N | N | 12 | SKYE INSTRUMENTS | YES | NO | - | - | STD
M09 | 94 | 3V7 | 6685991262995 | HI9565 | THERMO DEWPOINT HYGROMETER | HUMIDITY | N | N | 12 | HANNA INSTRUMENTS | YES | NO | - | - | STD
M09 | 95 | 7FXH | 6685131217043 | DT-1630 | THERMOMETER, DIGITAL | TEMPERATURE | N | N | 12 | VARIOUS TEMPERATURE PROBES | YES | NO | - | - | STD
M09 | 96 | - | NIVDEC/0340 | 879499 | DIGITAL THERMOMETER | TEMPERATURE | N | N | 12 | E.T.I LTD | YES | NO | - | - | STD
M09 | 97 | 3V7 | 6685014112717 | 52-II | DIGITAL THERMOMETER | TEMPERATURE | N | N | 12 | FLUKE | YES | NO | - | - | STD
M09 | 98 | - | NIVDEC/0485 | 221-048 | FOOD CHECK THERMOMETER | TEMPERATURE | N | N | 12 | E.T.I LTD | YES | NO | - | - | STD
M09 | 99 | - | NIVDEC/0966 | TEMP44 | HEAT STRESS MONITOR | HUMIDITY | N | N | 12 | QUEST TECHNOLOGIES | YES | NO | - | - | STD
M09 | 100 | - | NIVDEC/0970 | PTI120 | PORTABLE/POCKET THERMAL IMAGER | TEMPERATURE | N | N | 12 | FLUKE | YES | NO | - | - | STD
M09 | 101 | H6 | 6685993125028 | 620-1585 | DIGITAL THERMOMETER -50 TO 70 C | TEMPERATURE | N | N | 12 | VWR INTERNATIONAL | YES | NO | - | - | STD
M09 | 102 | W115 | 6920013488902 | 2500MVX | WAHL | TEMPERATURE | N | N | 12 | WAHL | YES | YES | - | - | STD
M09 | 103 | - | NIVDSG/0071 | 8 | INFRARED THERMOMETER & PROBE | TEMPERATURE | N | N | 12 | RAYTEMP | YES | NO | - | - | STD
M13 | 1 | W116 | 4920997149419 | 101/BTE | TEST SET TACHOMETER | TACHOMETER | N | N | 6 | SMITHS | YES | YES | - | - | UKAS
M13 | 2 | 7VK | 6680996659089 | A2102 | ADVENT OPTICAL TACHOMETER | TACHOMETER | N | N | 12 | COMPACT | YES | NO | - | - | UKAS
M13 | 3 | 8STTE | 6680998704551 | 892/00284 | DIGITAL TACHOMETER | TACHOMETER | N | N | 12 | JC BAMFORD EXCAVATORS LTD | YES | NO | - | - | UKAS
M13 | 4 | W116 | 6680999447883 | ATH 4 | TACHOMETER | TACHOMETER | N | N | 12 | SUPERB INSTRUMENTATION | YES | YES | 0081M | 1 | STD
M13 | 5 | - | NIVDEC/0378 | DT-2234B | OPTICAL TACHOMETER | TACHOMETER | N | N | 12 | LUTRON | YES | NO | - | - | STD
M13 | 6 | - | NIV | RT38 | TACHOMETER | TACHOMETER | N | N | 12 | INSTROTECH | YES | NO | - | - | STD
M13 | 7 | NK | NIV | TM-4000 | HAND TACHOMETER | TACHOMETER | N | N | 12 | LASER PRECISION | YES | NO | - | - | STD
M13 | 8 | 7CE | 2990995731453 | CAS10778(J37480) | PROGRAMMABLE DIGITAL TACHOMETER | TACHOMETER | N | N | 12 | KENT-MOORE | YES | NO | - | - | UKAS

## Lot 9
SUB SET | LINE No. | DMC | NSN (FULL 13 NO SPACES) | PART No. | DESCRIPTION | GROUP | COMPRISING ITEM | SPECIAL CONDITIONS (EMC, ITAR ,ATEX) | CAL PERIOD MONTHS | OEM | CALIBRATION | REPAIR | CSOR | CSOR / OEM VERSION | CALIBRATION STANDARD REQUIRED | COMMENTS | Q1 Std Calibration Price | Q2 Std Repair & Calibration price | Q3 Service provided In-House or Sub-Con | Q4 Item covered under Schedule of UKAS Accreditation by the LAB carrying out the Work. | Q5 If service is provided at Sub-Con please specify supplier detail | Q6 UKAS Calibration Price | Q7 UKAS Repair and Calibration Price | Q8 Service provided In-House or Sub-Con | Q9 Item covered under Schedule of UKAS Accreditation by the LAB carrying out the Work. | Q10 If service is provided at Sub-Con please specify supplier detail.
M06 | 1 | W116 | 4030991333915 | 10 4991 | 10 TON SHACKLE SET | MASS | MAIN ASSY | N | 24 | STRAINSTALL ENGINEERING SERVICES LIMITED | YES | YES | 0119M | 1 | UKAS
M06 | 2 | 3V7 | 8145014977764 | TYPE NO 1610 | CARRYING CASE | MASS | 4030991333915 | N | CNR | STRAINSTALL ENGINEERING | NO | NO | - | - | N/A
M06 | 3 | 3V7 | 6760013622575 | TYPE NO 821 | INJECTION MOULDED ABS CARRY CASE | MASS | 4030991333915 | N | CNR | STRAINSTALL ENGINEERING SERVICES LIMITED | NO | NO | - | - | N/A
M06 | 4 | W116 | 4030991333916 | 5900 | 5900 INDICATOR C/W CHARGER | MASS | 4030991333915 | N | CNR | STRAINSTALL ENGINEERING SERVICES LIMITED | NO | YES | - | - | N/A
M06 | 5 | W116 | 4030992153952 | 10 4991 | SHACKLE 10 TON | MASS | 4030991333915 | N | 24 | STRAINSTALL ENGINEERING SERVICES LIMITED | YES | YES | 0119M | 1 | UKAS
M06 | 6 | W116 | 6150995175329 | CABSPEC008 | CABLE ASSEMBLY SPECIAL PURPOSE ELECTRICAL | MASS | 4030991333915 | N | CNR | STRAINSTALL ENGINEERING SERVICES LIMITED | NO | YES | - | - | N/A
M06 | 7 | W116 | 4030994911351 | 35 4991 | 35 TON SHACKLE SET | MASS | MAIN ASSY | N | 24 | STRAINSTALL ENGINEERING SERVICES LIMITED | YES | YES | 0119M | 1 | UKAS
M06 | 8 | 3V7 | 8145014977764 | Type no 1610 | CARRYING CASE | MASS | 4030994911351 | N | CNR | STRAINSTALL ENGINEERING SERVICES LIMITED | NO | NO | - | - | N/A
M06 | 9 | W116 | 4030991333916 | TYPE NO 821 | 5900 INDICATOR C/W CHARGER | MASS | 4030994911351 | N | CNR | STRAINSTALL ENGINEERING SERVICES LIMITED | NO | YES | - | - | N/A
M06 | 10 | W116 | 4030993190646 | 35 4991 | 35 TON SHACKLE | MASS | 4030994911351 | N | 24 | STRAINSTALL ENGINEERING SERVICES LIMITED | YES | YES | 0119M | 1 | UKAS
M06 | 11 | W116 | 6635999021419 | EME700287 | TENSILE LOAD LINK KIT (60 TON) | MASS | N | N | 12 | DYNAMIC LOAD MONITORING | YES | YES | 0116M | 1 | UKAS
M06 | 12 | W116 | 6670991296571 | 21C634 | IMPERIAL WEIGHT SET | MASS | N | N | 36 |  | YES | YES | 0118M | 1 | STD
M06 | 13 | W116 | 6670991385841 | RV92 | METRIC WEIGHT SET | MASS | N | N | 36 |  | YES | YES | 0118M | 1 | UKAS
M06 | 14 | W116 | 6670992300218 | UMW400 | 600KG U FRAME PALLET SCALE | MASS | N | N | 12 | MARSDEN WEIGHING MACHINE LTD | YES | YES | 0172M | 1 | UKAS
M06 | 15 | W116 | 6670994843490 | DC121 18437018/9/20 | BEAM SCALE SET | MASS | N | N | 12 | CURTIS INSTRUMENTS UK LIMITED | YES | YES | 0172M | 1 | UKAS
M06 | 16 | W116 | 6670995005254 | F204TP00KN | 10 TONNE LOADCELL | MASS | N | N | 12 | NOVATECH MEASUREMENTS LIMITED | YES | YES | 0119M | 1 | UKAS
M06 | 17 | W116 | 6670995005255 | F214-Z0311 | 6 TONNE LOADCELL | MASS | N | N | 12 | NOVATECH MEASUREMENTS LIMITED | YES | YES | 0119M | 1 | UKAS
M06 | 18 | W116 | 6635991258694 | BO1/S | BALANCING MACHINE | MASS | N | N | 12 | I R D ENTEK | YES | YES | - | - | STD
M06 | 19 | W116 | 6670994262081 | H520 & E1005 | PLATFORM SET | MASS | N | N | 12 | AVERY WEIGH TRONIX | YES | YES | 0172M | 1 | STD
M06 | 20 | W116 | 5220999773321 | LH502 | 5 TON LOAD CELL | MASS | N | N | 12 | STRAINSTALL ENGINEERING SERVICES LIMITED | YES | YES | 0119M | 1 | UKAS
M06 | 21 | W116 | 6670995950835 | Medio-Line 41000 | 1000G SCALE | MASS | N | N | 12 | PESOLA | YES | YES | 0172M | 1 | STD
M06 | 22 | W116 | 6625993747494 | E1005 | INDICATOR | MASS | N | N | 12 | AVERY WEIGHT-TRONIX | YES | YES | - | - | STD
M06 | 23 | W116 | 6670996668692 | 6958 | LOAD CELL FORCE WEIGHT | MASS | N | N | 12 | STRAINSTALL ENGINEERING | YES | YES | 0119M | 1 | UKAS
M06 | 24 | W116 | 6670997367706 | HP620C | ELECTRONIC BALANCE | MASS | N | N | 12 | AVERY WEIGHT-TRONIX | YES | YES | 0172M | 1 | STD
M06 | 25 | W116 | 6670993200379 | Tmu220 & Tmu 200 | CHECK WEIGHER MODEL NO H205/E 1210, WITH OPTIONAL BUZZER TO OPERATE ON CHECKWEIGH ACCEPT TARGET TALLY ROLL PRINTER (CALIBRATED CHECK WEIGHTS) | MASS | N | N | 12 | AVERY WEIGHT-TRONIX | YES | YES | 0172M | 1 | UKAS
M06 | 26 | W116 | 6670123425362 | I12000S-XGR | ELECTRONIC WEIGHING SCALE | MASS | N | N | 12 | SARTORIOUS | YES | YES | 0172M | 1 | STD
M06 | 27 | W116 | 6670991318486 | HL230-MOD | SCALES | MASS | N | N | 12 | AVERY WEIGHT-TRONIX | YES | YES | 0172M | 1 | UKAS
M06 | 28 | W116 | 6670991922122 | 18437013, DC121/DC191 | WEIGHING SCALES UP TO 500KG | MASS | N | N | 12 | CURTIS INSTRUMENTS UK LIMITED | YES | YES | 0172M | 1 | UKAS
M06 | 29 | W116 | 6670992294982 | GX4000 | WEIGHING SCALES UP TO 500KG | MASS | N | N | 12 | AVERY WEIGHT-TRONIX | YES | YES | 0172M | 1 | UKAS
M06 | 30 | W116 | 6670992295033 | AWB120 | WEIGHING SCALES UP TO 500KG | MASS | N | N | 12 | AVERY WEIGHT-TRONIX | YES | YES | 0172M | 1 | UKAS
M06 | 31 | W116 | 6670992543123 | HL230-MOD-GBW | SCALES | MASS | N | N | 12 | AVERY WEIGHT-TRONIX | YES | YES | 0172M | 1 | UKAS
M06 | 32 | W116 | 6670992872333 | SATSAMSON45 | DIGITAL SUSPENDED WEIGHING SCALE 0 - 45KG, X 0.005KG. | MASS | N | N | 12 | AVERY WEIGHT-TRONIX | YES | YES | 0172M | 1 | UKAS
M06 | 33 | 3V7 | 6670993753779 | WS300-90 | LIGHT CAPACITY PLATFORM SCALES, 300KG X 0.05KG. | MASS | N | N | 12 | AVERY WEIGHT-TRONIX | YES | YES | 0172M | 1 | UKAS
M06 | 34 | W116 | 6670999792015 | MODEL HC32000 | WEIGHING SCALES UP TO 500KG | MASS | N | N | 12 | AVERY WEIGHT-TRONIX | YES | YES | 0172M | 1 | UKAS
M06 | 35 | 63B | 6670997655529 | 20t Compression | LOAD CELL AND DISPLAY 20T COMPRESSION | MASS | N | N | 12 | MINISTRY OF DEFENCE (AIR) | YES | NO | - | - | UKAS
M06 | 36 | - | NIVN IV 35/4012 | 20kg Class F1 | WEIGHT - STAINLESS STEEL | MASS | N | N | 12 | VARIOUS | YES | NO | - | - | UKAS
M06 | 37 | - | NIVN IV 35/4074 | 1kg Class F1 | WEIGHT - STAINLESS STEEL | MASS | N | N | 12 | VARIOUS | YES | NO | - | - | UKAS
M06 | 38 | - | NIVN IV 35/4075 | 2kg Class F1 | WEIGHT - STAINLESS STEEL | MASS | N | N | 12 | VARIOUS | YES | NO | - | - | UKAS
M06 | 39 | - | NIVN IV 35/4159 | 50g Class F1 | WEIGHT - STAINLESS STEEL | MASS | N | N | 12 | VARIOUS | YES | NO | - | - | UKAS
M06 | 40 | - | NIVN IV 35/4160 | 100g Class F1 | WEIGHT - STAINLESS STEEL | MASS | N | N | 12 | VARIOUS | YES | NO | - | - | UKAS
M06 | 41 | - | NIVN IV 35/4161 | 200g Class F1 | WEIGHT - STAINLESS STEEL | MASS | N | N | 12 | VARIOUS | YES | NO | - | - | UKAS
M06 | 42 | - | NIVN IV 35/7196 | 0.25oz - 4lb set 8 | WEIGHT SET - IMPERIAL BRASS | MASS | N | N | 12 | VARIOUS | YES | NO | - | - | UKAS
M06 | 43 | - | NIVN IV DSG0306 | 380H | PISTON/MOTOR AND WEIGHT SET | MASS | N | N | 12 | VARIOUS | YES | NO | - | - | UKAS
M06 | 44 | - | NIV35/4013 | 5 kg Class F1 | HAND WEIGHT | MASS | N | N | 12 |  | YES | NO | - | - | UKAS
M06 | 45 | - | 1296645 | 56Ibs to 0.5Drm | IMPERIAL WEIGHT SET | MASS | N | N | 12 | AVERY DE GRAVE | YES | NO | - | - | UKAS
M06 | 46 | - | NIV | A7770 | DEADWEIGHT TESTER - MASS SET | MASS | N | N | 12 | DH BUDENBERG | YES | NO | 0020E | 3 | UKAS
M06 | 47 | O896 | 6685997388584 | BUD240L | DEADWEIGHT TESTER | MASS | N | N | 12 |  | YES | NO | - | - | UKAS
M06 | 48 | - | NIV35/6467 | UNKCLASSF1 | 1MG-100G WEIGHT SET | MASS | N | N | 12 |  | YES | NO | - | - | UKAS
M06 | 49 | W116 | 6625993405150 | H305/ZM201SS | PLATFORM SET | MASS | N | N | 12 | AVERY WEIGH-TRONIX | YES | YES | 0172M | 1 | STD
M06 | 50 | W116 | 6670015021942 | MSI3460-5000LBS | CRANE SCALE | MASS | N | N | 12 | MEASUREMENT SYSTEMS INTERNATIONAL | YES | YES | - | - | STD
M06 | 51 | W116 | 6670995532913 | H520/ZM201SS | SCALE, WEIGHING | MASS | N | N | 12 | AVERY WEIGH-TRONIX | YES | YES | 0172M | 1 | STD
M06 | 52 | W116 | 6670995751017 | H520G236MOD | SCALE SET, WEIGHING | MASS | N | N | 12 | AVERY WEIGH-TRONIX | YES | YES | - | - | STD
M06 | 53 | W116 | 6670998679652 | TL-2.0-12T | CRANE SCALE | MASS | N | N | 12 | DYNAMIC LOAD MONITORING LTD | YES | YES | - | - | STD | Send to OEM for calibration as they hold the reset software
M06 | 54 | W116 | 6670992694381 | TL-2.0-1T | CRANE SCALE | MASS | N | N | 12 | DYNAMIC LOAD MONITORING LTD | YES | YES | - | - | STD | Send to OEM for calibration as they hold the reset software
M06 | 55 | W116 | 6670992441191 | TL-2.0-5T | CRANE SCALE, LOAD CELL & DISPLAY | MASS | N | N | 12 | DYNAMIC LOAD MONITORING LTD | YES | YES | - | - | STD | Send to OEM for calibration as they hold the reset software
M06 | 56 | - | NIV35/6839 | E725/230/DC1 | LOAD CELL 35000LB+DISPLAY | MASS | N | N | 12 | RPD | YES | NO | - | - | STD
M06 | 57 | - | NIVDEC/0500 | LWS/10 | 10 TONNE BLUETOOTH LOAD CELL | MASS | N | N | 12 | SPINLOCK | YES | NO | - | - | STD | Send to OEM for calibration as they hold the reset software
M06 | 58 | W116 | 6635999875733 | HHPC-6 | PARTICLE COUNTER | MASS | N | N | 12 | HACH ULTRA ANALYTICS | YES | YES | - | - | STD
M06 | 59 | - | NIVDEC/0472 | HL122 | 60KG PLATFORM SCALES | MASS | N | N | 12 | AVERY | YES | NO | - | - | STD
M06 | 60 | - | NIVDEC/0353 | I-100SS | WEIGH BEAM 1500KG | MASS | N | N | 12 | MARSDEN | YES | NO | - | - | STD
M06 | 61 | 3V7 | 6670994601892 | DEW1501 | WEIGHING SCALES | MASS | N | N | 12 | A&D CO. LTD | YES | NO | - | - | STD
M06 | 62 | - | NIVDEC/0459 | DI-28 | PLATFORM SCALES 250KG | MASS | N | N | 12 | TERAOKA SEIKOSOMO | YES | NO | - | - | STD
M06 | 63 | W116 | 6670992708235 | 524/BMI | SCALE BMI | MASS | N | N | 12 | H FEREDAY & SONS LIMITED | YES | YES | - | - | STD
M06 | 64 | - | NIVDEC/0536 | SE 78 | WEIGHING SCALES | MASS | N | N | 12 | NEOPOST | YES | NO | - | - | STD
M06 | 65 | - | NIVDEC/0537 |  | WEIGHING SCALES | MASS | N | N | 12 | AVERY WEIGH TRONIX | YES | NO | - | - | STD
M06 | 66 | - | NIVDEC/0538 | FV-60K | WEIGHING SCALES | MASS | N | N | 12 | SALTER | YES | NO | - | - | STD
M06 | 67 | - | NIVDEC/0537 | 18Kg | WEIGHING SCALES | MASS | N | N | 12 | AVERY WEIGH TRONIX | YES | NO | - | - | STD
M06 | 68 | - | NIVDEC/0548 | S122 | ELECTRONIC SCALES 150KG | MASS | N | N | 12 | SALTER | YES | NO | - | - | STD
M06 | 69 | W116 | 6670992694381 | TL-2.0-1T | LOAD CELL & DISPLAY | MASS | N | N | 12 | DYNAMIC LOAD MONITORING (DLM) | YES | YES | - | - | STD
M06 | 70 | - | NIVDEC/0652 | SP2001 | ELECTRONIC SCALES 2 KG | MASS | N | N | 12 | OHAUS | YES | NO | - | - | STD
M06 | 71 | W116 | 6670999232348 | 1006 | METRIC WEIGHT SET 1G-1KG | MASS | N | N | 36 | AVERY | YES | YES | 0172M | 1 | STD
M06 | 72 | N/K | NIVDEC/6839 | E725/230/DC1 | LOAD CELL 3500lb & DISPLAY | MASS | N | N | 12 | RDP | YES | NO | - | - | STD
M06 | 73 | W116 | 6685993336139 | 480 | DEADWEIGHT TESTER & WEIGHT SET METRIC | MASS | N | N | 12 | BUDENBERG | YES | YES | - | - | STD
M06 | 74 | - | NIVDEC/0771 | WWSC6T & DFWKR | SCALES WEIGHING & INDICATOR 6000Kg | MASS | N | N | 12 | DINI ARGEO | YES | NO | - | - | STD
M06 | 75 | - | NIVDEC/0812 | EPS70-30 | SCALES 0-30Kg | MASS | N | N | 12 | NEOPOST | YES | NO | - | - | STD
M06 | 76 | - | 6670015898891 | IN-60 | SPRING BALANCE 0-60LBS | MASS | N | N | 12 | CHATILLON | YES | NO | - | - | STD
M06 | 77 | - | 6670015898897 | IN-10 | SPRING BALANCE 0-5Kg | MASS | N | N | 12 | CHATILLON | YES | NO | - | - | STD
M06 | 78 | - | 4910002043170 | 78-J1-976 | TYRE PRESSURE GAUGE | MASS | N | N | 12 | MILTON | YES | NO | - | - | STD
M06 | 79 | - | NIVDEC/0001 | ELECTROSAMSON | ELECTRONIC SCALES 25KG | MASS | N | N | 12 | BRECKNELL | YES | NO | - | - | STD
M06 | 80 | W116 | 6670994653931 | A68C/2674 | SCALES WEIGHING BALANCE 0-1lb X 0.01lb | MASS | N | N | 12 | VARIOUS | YES | YES | 0172M | 1 | STD
M06 | 81 | 3V7 | 6625993835868 | TR150 | LOAD CELL DIGITAL DISPLAY | MASS | N | N | 12 | VARIOUS | YES | NO | - | - | STD
M06 | 82 | - | NIVDEC/.0041 | 5843 | LOAD CELL 50 TONNE | MASS | N | N | 12 | DLM | YES | NO | - | - | STD
M06 | 83 | - | NIVDEC/0929 | 190 EU | PLATFORM SCALE SET 1500Kg | MASS | N | N | 12 | VARIOUS | YES | NO | - | - | STD
M06 | 84 | - | NIVDEC/0943 | 60671 | ROLSON LUGGAGE SCALES 0-75LBS | MASS | N | N | 12 | VARIOUS | YES | NO | - | - | STD
M06 | 85 | - | 6530994900708 | 877 | SCALES ELECTRONIC | MASS | N | N | 12 | SECA | YES | NO | - | - | STD
M06 | 86 | - | NIVDEC/0391 | 80035-1 | SCALES 35KG | MASS | N | N | 12 | KERN & SOHN | YES | NO | - | - | STD
M06 | 87 | 4F | 6670016002078 | SRS2-SERIES | REFRIGERANT CYLINDER SCALE | MASS | N | N | 12 | FIELDPIECE | YES | NO | - | - | STD
M06 | 88 | - | NIVDSG/0082 | SBI-140 | SCALES 15KG X 5G | MASS | N | N | 12 | SALTER | YES | NO | - | - | STD
M06 | 89 | - | NIVDSG/0145 | 235E | BALANCE SPRING 200KG/440LB | MASS | N | N | 12 | SALTER | YES | NO | - | - | STD
M06 | 90 | W116 | 6670998760271 | MODEL 15 | SPRING BALANCE 0-10 KG X 100G | MASS | N | N | 12 | SALTER | YES | YES | 0172M | 1 | STD
M06 | 91 | - | NIVDEC/0985 | WS60 | WEIGHING SCALES 60KG X 20G | MASS | N | N | 12 | BRECKNELL | YES | NO | - | - | STD
M06 | 92 | - | NIVDEC/1005 | ZM201-SD2 | PLATFORM SCALE SET 0-150KG | MASS | N | N | 12 | AVERY WEIGH TRONIX | YES | NO | - | - | STD
M06 | 93 | TL4001 | 6670998533843 | 899 | DIGITAL SCALES 200KG | MASS | N | N | 12 | SECA | YES | NO | - | - | STD
M06 | 94 | 63C | 6670992241574 | 1-200G | WEIGHT SET BALANCE 1 TO 200G BRASS | MASS | N | N | 12 | VARIOUS | YES | NO | - | - | STD
M06 | 95 | - | NIVDEC/1029 | TCS-200A-R1 | ELECTRONIC PLATFORM SCALES 200KG | MASS | N | N | 12 | COUNTY SCALES LTD | YES | NO | - | - | STD
M06 | 96 | - | NIVDEC/1030 | 786 | SCALES PERSON WEIGHING 150KG | MASS | N | N | 12 | SECA | YES | NO | - | - | STD
M14 | 1 | 3V7 | 6570991378470 | 761 | PERSONAL SCALE | MASS | N | ON-SITE CALIBRATION | 12 | SECA | YES | NO | - | - | STD
M14 | 2 | 3V7 | 6635991375661 | PP20 | DIGITAL BALANCE | MASS | N | ON-SITE CALIBRATION | 12 | SARTORIUS | YES | NO | 0172M | 1 | STD
M14 | 3 | 3V7 | 6635991375662 | PP100 | DIGITAL BALANCE | MASS | N | ON-SITE CALIBRATION | 12 | SARTORIUS | YES | NO | 0172M | 1 | STD
M14 | 4 | 3V7 | 6670991292911 | 758CSV | PERSONAL SCALE | MASS | N | ON-SITE CALIBRATION | 12 | CARDINAL | YES | NO | 0172M | 1 | STD
M14 | 5 | 3V7 | 6670991292911 | PERSON | PERSONAL SCALE | MASS | N | ON-SITE CALIBRATION | 12 | SECA | YES | NO | 0172M | 1 | STD
M14 | 6 | 3V7 | 6670991292911 | SECA | PERSONAL SCALE | MASS | N | ON-SITE CALIBRATION | 12 | SECA | YES | NO | 0172M | 1 | STD
M14 | 7 | 3V7 | 6670991296619 | 250 | SCALE | MASS | N | ON-SITE CALIBRATION | 12 | SALTER | YES | NO | - | - | STD
M14 | 8 | 3V7 | 6670991296644 | 3205COE | PORTABLE DIAL | MASS | N | ON-SITE CALIBRATION | 12 | AVERY WEIGH-TRONIX | YES | NO | 0172M | 1 | STD
M14 | 9 | 3V7 | 6670991296644 | 700LW | PORTABLE DIAL | MASS | N | ON-SITE CALIBRATION | 12 | MARSDEN | YES | NO | 0172M | 1 | STD
M14 | 10 | 3V7 | 6670991296644 | LSDU7 | LARGE SCALE DISPLAY | MASS | N | ON-SITE CALIBRATION | 12 | I A | YES | NO | 0172M | 1 | STD
M14 | 11 | 3V7 | 6670991296644 | PORTDIAL | PORTABLE DIAL | MASS | N | ON-SITE CALIBRATION | 12 | SALTER | YES | NO | 0172M | 1 | STD
M14 | 12 | 3V7 | 6670992553828 | 250 | SCALE | MASS | N | ON-SITE CALIBRATION | 12 | SALTER | YES | NO | - | - | STD
M14 | 13 | 3V7 | 6670992872333 | ELECTRO SAMSON | SCALE | MASS | N | ON-SITE CALIBRATION | 12 | SALTER | YES | NO | 0172M | 1 | STD
M14 | 14 | 3V7 | 6670993378388 | 235 10S | SUSPENDED SCALE | MASS | N | ON-SITE CALIBRATION | 12 | SALTER | YES | NO | 0172M | 1 | STD
M14 | 15 | 3V7 | 6670993711388 | 760 | BATHROOM SCALE | MASS | N | ON-SITE CALIBRATION | 12 | SECA | YES | NO | 0172M | 1 | STD
M14 | 16 | 3V7 | 6670994326156 | 1108CJC | REV DIAL | MASS | N | ON-SITE CALIBRATION | 12 | AVERY WEIGH-TRONIX | YES | NO | 0172M | 1 | STD
M14 | 17 | 3V7 | 6670994365152 | 250 | SCALE | MASS | N | ON-SITE CALIBRATION | 12 | SECA | YES | NO | - | - | STD
M14 | 18 | 3V7 | 6670997015136 | 755 | PERSON WEIGHER | MASS | N | ON-SITE CALIBRATION | 12 | SECA | YES | NO | 0172M | 1 | STD
M14 | 19 | 3V7 | 6670997500199 | 761 | PERSONAL SCALE | MASS | N | ON-SITE CALIBRATION | 12 | SECA | YES | NO | 0172M | 1 | STD
M14 | 20 | 3V7 | 6670998997084 | 724 | DIGITAL BABY SCALE | MASS | N | ON-SITE CALIBRATION | 12 | SECA | YES | NO | - | - | STD
M14 | 21 | 3V7 | 6670999687461 | ESA | DIGITAL BALANCE | MASS | N | ON-SITE CALIBRATION | 12 | SALTER | YES | NO | - | - | STD
M14 | 22 | 4DD | 6670998653929 | L200 | DIGITAL INDICATOR | MASS | N | ON-SITE CALIBRATION | 12 | AVERY WEIGH-TRONIX | YES | NO | - | - | STD
M14 | 27 | MD980 | 6530992195066 | 835 | BABY SCALE | MASS | N | ON-SITE CALIBRATION | 12 | SECA | YES | NO | 0172M | 1 | STD
M14 | 28 | MD980 | 6615993318165 | 280790 | ANIMAL WEIGHER | MASS | N | ON-SITE CALIBRATION | 12 | KRUUSE | YES | NO | - | - | STD
M14 | 29 | MD980 | 6670123695766 | 704 | PERSONAL SCALE | MASS | N | ON-SITE CALIBRATION | 12 | SECA | YES | NO | - | - | STD
M14 | 30 | MD980 | 6670995517471 | 877 | PERSONAL SCALE | MASS | N | ON-SITE CALIBRATION | 12 | SECA | YES | NO | - | - | STD
M14 | 31 | MD980 | 6670998533843 | 899 | PERSONAL SCALE | MASS | N | ON-SITE CALIBRATION | 12 | SECA | YES | NO | - | - | STD
M14 | 32 | MD980 | 6670999178618 | 385 | BABY SCALE | MASS | N | ON-SITE CALIBRATION | 12 | SECA | YES | NO | 0172M | 1 | STD
M14 | 33 | MD991 | 6670993526142 | V-250 | DIGITAL PLATFORM | MASS | N | ON-SITE CALIBRATION | 12 | MARSDEN | YES | NO | - | - | STD
M14 | 34 | O095 | 6670995219523 | 3205CLE | PORTABLE DIAL | MASS | N | ON-SITE CALIBRATION | 12 | AVERY WEIGH-TRONIX | YES | NO | 0172M | 1 | STD
M14 | 35 | W116 | 6625993405150 | H305/E1005 | PLATFORM & INDICATOR | MASS | N | ON-SITE CALIBRATION | 12 | AVERY WEIGH-TRONIX | YES | YES | 0172M | 1 | STD
M14 | 36 | W116 | 6625993405150 | H305/ZM201 | PLATFORM & INDICATOR | MASS | N | ON-SITE CALIBRATION | 12 | AVERY WEIGH-TRONIX | YES | YES | 0172M | 1 | STD
M14 | 37 | W116 | 6670123425362 | I12000S | BALANCE | MASS | N | ON-SITE CALIBRATION | 12 | SARTORIUS | YES | YES | 0172M | 1 | STD
M14 | 38 | W116 | 6670123797365 | 756 | BABY SCALE | MASS | N | ON-SITE CALIBRATION | 12 | SECA | YES | YES | - | - | STD
M14 | 39 | W116 | 6670991318486 | HL230 | DIGITAL SCALE | MASS | N | ON-SITE CALIBRATION | 12 | AVERY WEIGH-TRONIX | YES | YES | 0172M | 1 | STD
M14 | 40 | W116 | 6670991922122 | DC121 | DIGITAL SCALE | MASS | N | ON-SITE CALIBRATION | 12 | DIGI LIMITED | YES | YES | 0172M | 1 | STD
M14 | 41 | W116 | 6670992331302 | PS250 | DIGITAL SCALE | MASS | N | ON-SITE CALIBRATION | 12 | SALTER | YES | YES | - | - | STD
M14 | 42 | W116 | 6670992295033 | AWB120 | BENCH SCALE | MASS | N | ON-SITE CALIBRATION | 12 | AVERY WEIGH-TRONIX | YES | YES | - | - | STD
M14 | 43 | W116 | 6670992441191 | DLM | CRANE SCALE | MASS | N | ON-SITE CALIBRATION | 12 | CHALLENGER | YES | YES | - | - | STD | CALIBRATION ONLY -REPAIR TO BE CARRIED OUT VIA TDS PROCESS
M14 | 44 | W116 | 6670992516615 | WE483-530 | PLATFORM SCALE | MASS | N | ON-SITE CALIBRATION | 12 | CURTIS | YES | YES | 0074M | 1 | STD
M14 | 45 | W116 | 6670992615609 | HAWKLEYP20PAD | CHEKLODE WEIGHPAD SYSTEM | MASS | N | ON-SITE CALIBRATION | 12 | CENTRAL WEIGHING LTD | YES | YES | - | - | STD | CALIBRATION ONLY -REPAIR TO BE CARRIED OUT VIA TDS PROCESS
M14 | 46 | W116 | 6670992708235 | 524BMI | PERSONAL SCALE | MASS | N | ON-SITE CALIBRATION | 12 | WEYLUX | YES | YES | - | - | STD
M14 | 47 | W116 | 6670993743391 | FX141 | POSTAL SCALE | MASS | N | ON-SITE CALIBRATION | 12 | AVERY WEIGH-TRONIX | YES | YES | - | - | STD
M14 | 48 | W116 | 6670993753779 | WS30090 | BENCH SCALE | MASS | N | ON-SITE CALIBRATION | 12 | AVERY WEIGH-TRONIX | YES | YES | - | - | STD
M14 | 49 | W116 | 6670994262081 | H520/E1005 | PLATFORM & INDICATOR | MASS | N | ON-SITE CALIBRATION | 12 | AVERY WEIGH-TRONIX | YES | YES | 0172M | 1 | STD
M14 | 50 | W116 | 6670994746022 | MC660 | MICRO DIGITAL BALANCE | MASS | N | ON-SITE CALIBRATION | 12 | SARTORIUS | YES | YES | 0172M | 1 | STD
M14 | 51 | W116 | 6670994843490 | 18437018/19/20 AND DC121 | DIGITAL SCALE | MASS | N | ON-SITE CALIBRATION | 12 | DIGI LIMITED | YES | YES | - | - | STD
M14 | 52 | W116 | 6670994843490 | 18437018/9/20 AND DC191 | DUAL SCALE | MASS | N | ON-SITE CALIBRATION | 12 | DIGI LIMITED | YES | YES | - | - | STD
M14 | 53 | W116 | 6670994888060 | HL122 | DIGITAL PLATFORM | MASS | N | ON-SITE CALIBRATION | 12 | AVERY WEIGH-TRONIX | YES | YES | - | - | STD
M14 | 54 | W116 | 6670995532913 | H520/E1005 | PLATFORM & INDICATOR | MASS | N | ON-SITE CALIBRATION | 12 | AVERY WEIGH-TRONIX | YES | YES | 0172M | 1 | STD
M14 | 55 | W116 | 6670995751017 | H520G236MOD | PLATFORM & INDICATOR | MASS | N | ON-SITE CALIBRATION | 12 | AVERY WEIGH-TRONIX | YES | YES | - | - | STD | CALIBRATION ONLY -REPAIR TO BE CARRIED OUT VIA TDS PROCESS
M14 | 56 | W116 | 6670996417031 | 3205COE | PORTABLE DIAL | MASS | N | ON-SITE CALIBRATION | 12 | AVERY WEIGH-TRONIX | YES | YES | 0172M | 1 | STD
M14 | 57 | W116 | 6670997367706 | GX600 | BALANCE | MASS | N | ON-SITE CALIBRATION | 12 | ANALOGUE & DIGITAL LTD | YES | YES | 0172M | 1 | STD
M14 | 58 | W116 | 6670997367706 | HP620C | REFLEX DIGITAL BALANCE | MASS | N | ON-SITE CALIBRATION | 12 | AVERY WEIGH-TRONIX | YES | YES | 0172M | 1 | STD
M14 | 59 | W116 | 6670997664979 | 600NLW | DIGITAL PLATFORM | MASS | N | ON-SITE CALIBRATION | 12 | MISCELLANEOUS | YES | YES | 0172M | 1 | STD
M14 | 60 | W116 | 6670998846689 | GX4000 | BALANCE | MASS | N | ON-SITE CALIBRATION | 12 | AVERY WEIGH-TRONIX | YES | YES | - | - | STD
M14 | 61 | W116 | 6670998846689 | HP4200C | REFLEX DIGITAL BALANCE | MASS | N | ON-SITE CALIBRATION | 12 | AVERY WEIGH-TRONIX | YES | YES | - | - | STD
M14 | 62 | W116 | 6670999585402 | G236 | COUNTING SCALE | MASS | N | ON-SITE CALIBRATION | 12 | AVERY WEIGH-TRONIX | YES | YES | - | - | STD
M14 | 63 | W116 | 6670999792015 | GX30K | BALANCE | MASS | N | ON-SITE CALIBRATION | 12 | ANALOGUE & DIGITAL LTD | YES | YES | 0172M | 1 | STD
M14 | 64 | W116 | 6670999830809 | H600L130 | DIGITAL PLATFORM | MASS | N | ON-SITE CALIBRATION | 12 | AVERY WEIGH-TRONIX | YES | YES | 0172M | 1 | STD
M14 | 65 | - | NIV | 109 | CHAIR WEIGHER | MASS | N | ON-SITE CALIBRATION | 12 | SECA | YES | NO | 0055E | 3 | STD
M14 | 66 | - | NIV | 180 | PORTABLE DIAL | MASS | N | ON-SITE CALIBRATION | 12 | TOLEDO | YES | NO | 0055E | 3 | STD
M14 | 67 | - | NIV | 182 | SMALL PLATFORM | MASS | N | ON-SITE CALIBRATION | 12 | SALTER | YES | NO | 0055E | 3 | STD
M14 | 68 | - | NIV | 200 | CHAIR WEIGHER | MASS | N | ON-SITE CALIBRATION | 12 | WEYLUX | YES | NO | 0055E | 3 | STD
M14 | 69 | - | NIV | 235 | SPRING BALANCE | MASS | N | ON-SITE CALIBRATION | 12 | SALTER | YES | NO | 0055E | 3 | STD
M14 | 70 | - | NIV | 250 | SCALE | MASS | N | ON-SITE CALIBRATION | 12 | SALTER | YES | NO | 0055E | 3 | STD
M14 | 71 | - | NIV | 384 | BABY SCALE | MASS | N | ON-SITE CALIBRATION | 12 | SECA | YES | NO | 0055E | 3 | STD
M14 | 72 | - | NIV | 385 | PERSON BABY WEIGHER | MASS | N | ON-SITE CALIBRATION | 12 | SECA | YES | NO | 0055E | 3 | STD
M14 | 73 | - | NIV | 405 | BALANCE | MASS | N | ON-SITE CALIBRATION | 12 | SALTER | YES | NO | 0055E | 3 | STD
M14 | 74 | - | NIV | 551 | PLATFORM SCALE | MASS | N | ON-SITE CALIBRATION | 12 | SALTER | YES | NO | 0055E | 3 | STD
M14 | 75 | - | NIV | 600 | BALANCE | MASS | N | ON-SITE CALIBRATION | 12 | ACCULAB | YES | NO | 0055E | 3 | STD
M14 | 76 | - | NIV | 701 | PERSONAL SCALE | MASS | N | ON-SITE CALIBRATION | 12 | SECA | YES | NO | 0055E | 3 | STD
M14 | 77 | - | NIV | 702 | DIGITAL PERSON SCALE | MASS | N | ON-SITE CALIBRATION | 12 | SECA | YES | NO | 0055E | 3 | STD
M14 | 78 | - | NIV | 707 | PERSONAL SCALE | MASS | N | ON-SITE CALIBRATION | 12 | SECA | YES | NO | 0055E | 3 | STD
M14 | 79 | - | NIV | 711 | PERSON WEIGHER | MASS | N | ON-SITE CALIBRATION | 12 | SECA | YES | NO | 0055E | 3 | STD
M14 | 80 | - | NIV | 720 | CHAIR WEIGHER | MASS | N | ON-SITE CALIBRATION | 12 | SECA | YES | NO | 0055E | 3 | STD
M14 | 81 | - | NIV | 727 | DIGITAL BABY SCALE | MASS | N | ON-SITE CALIBRATION | 12 | SECA | YES | NO | 0055E | 3 | STD
M14 | 82 | - | NIV | 770 | PERSONAL WEIGHER | MASS | N | ON-SITE CALIBRATION | 12 | SECA | YES | NO | 0055E | 3 | STD
M14 | 83 | - | NIV | 797 | PERSON WEIGHER | MASS | N | ON-SITE CALIBRATION | 12 | SECA | YES | NO | 0055E | 3 | STD
M14 | 84 | - | NIV | 799 | PERSONAL SCALE | MASS | N | ON-SITE CALIBRATION | 12 | SECA | YES | NO | 0055E | 3 | STD
M14 | 85 | - | NIV | 813 | CHAIR WEIGHER | MASS | N | ON-SITE CALIBRATION | 12 | SECA | YES | NO | 0055E | 3 | STD
M14 | 86 | - | NIV | 830 | PERSONAL SCALE | MASS | N | ON-SITE CALIBRATION | 12 | EKS | YES | NO | 0055E | 3 | STD
M14 | 87 | - | NIV | 834 | BABY SCALE | MASS | N | ON-SITE CALIBRATION | 12 | SECA | YES | NO | 0055E | 3 | STD
M14 | 88 | - | NIV | 861 | PERSONAL SCALE | MASS | N | ON-SITE CALIBRATION | 12 | SECA | YES | NO | 0055E | 3 | STD
M14 | 89 | - | NIV | 862 | PERSONAL WEIGHER | MASS | N | ON-SITE CALIBRATION | 12 | SECA | YES | NO | 0055E | 3 | STD
M14 | 90 | - | NIV | 875 | PERSON WEIGHER | MASS | N | ON-SITE CALIBRATION | 12 | SECA | YES | NO | 0055E | 3 | STD
M14 | 91 | - | NIV | 877 | PERSON WEIGHER | MASS | N | ON-SITE CALIBRATION | 12 | SECA | YES | NO | 0055E | 3 | STD
M14 | 92 | - | NIV | 888 | DIGITAL SCALE | MASS | N | ON-SITE CALIBRATION | 12 | SECA | YES | NO | 0055E | 3 | STD
M14 | 93 | - | NIV | 899 | PERSONAL SCALE | MASS | N | ON-SITE CALIBRATION | 12 | SECA | YES | NO | 0055E | 3 | STD
M14 | 94 | - | NIV | 950 | PERSONAL SCALE | MASS | N | ON-SITE CALIBRATION | 12 | SECA | YES | NO | 0055E | 3 | STD
M14 | 95 | - | NIV | 955 | SCALE | MASS | N | ON-SITE CALIBRATION | 12 | SECA | YES | NO | 0055E | 3 | STD
M14 | 96 | - | NIV | 956 | CHAIR SCALE | MASS | N | ON-SITE CALIBRATION | 12 | SECA | YES | NO | 0055E | 3 | STD
M14 | 97 | - | NIV | 986 | DIGITAL SCALE | MASS | N | ON-SITE CALIBRATION | 12 | SECA | YES | NO | 0055E | 3 | STD
M14 | 98 | - | NIV | 1036 | BALANCE | MASS | N | ON-SITE CALIBRATION | 12 | AVERY WEIGH-TRONIX | YES | NO | 0055E | 3 | UKAS
M14 | 99 | - | NIV | 2006 | DIGITAL BALANCE | MASS | N | ON-SITE CALIBRATION | 12 | SALTER | YES | NO | 0055E | 3 | UKAS
M14 | 100 | - | NIV | 3632 | BENCH SCALE | MASS | N | ON-SITE CALIBRATION | 12 | SALTER | YES | NO | 0055E | 3 | STD
M14 | 101 | - | NIV | 3706 | DEADWEIGHT | MASS | N | ON-SITE CALIBRATION | 12 | AVERY WEIGH-TRONIX | YES | NO | 0055E | 3 | STD
M14 | 102 | - | NIV | 3901 | BOTTOMWORK | MASS | N | ON-SITE CALIBRATION | 12 | AVERY WEIGH-TRONIX | YES | NO | 0055E | 3 | STD
M14 | 103 | - | NIV | 6670 | PERSON WEIGHER | MASS | N | ON-SITE CALIBRATION | 12 | SECA | YES | NO | 0055E | 3 | STD
M14 | 104 | - | NIV | 7742 | FORCE BALANCE | MASS | N | ON-SITE CALIBRATION | 12 | SOEHNLE LIMITED | YES | NO | 0055E | 3 | STD
M14 | 105 | - | NIV | 7743 | DIGITAL PLATFORM | MASS | N | ON-SITE CALIBRATION | 12 | SOEHNLE LIMITED | YES | NO | 0055E | 3 | STD
M14 | 106 | - | NIV | 7755 | ELECTRONIC PLATFORM | MASS | N | ON-SITE CALIBRATION | 12 | SOEHNLE LIMITED | YES | NO | 0055E | 3 | STD
M14 | 107 | - | NIV | 22089 | PERSONAL SCALE | MASS | N | ON-SITE CALIBRATION | 12 | SECA | YES | NO | 0055E | 3 | STD
M14 | 108 | - | NIV | 980369 | PLATFORM SCALE | MASS | N | ON-SITE CALIBRATION | 12 | SALTER | YES | NO | 0055E | 3 | STD
M14 | 109 | - | NIV | 1150KDR | PLATFORM | MASS | N | ON-SITE CALIBRATION | 12 | SALTER | YES | NO | 0055E | 3 | STD
M14 | 110 | - | NIV | 1530 DI-10 | DIGITAL SCALE | MASS | N | ON-SITE CALIBRATION | 12 | ANALOGUE & DIGITAL LTD | YES | NO | 0055E | 3 | STD
M14 | 111 | - | NIV | 1776A | MECHANICAL SCALE | MASS | N | ON-SITE CALIBRATION | 12 | SALTER | YES | NO | 0055E | 3 | STD
M14 | 112 | - | NIV | 3205ABA | STEELYARD PLATFORM | MASS | N | ON-SITE CALIBRATION | 12 | AVERY WEIGH-TRONIX | YES | NO | 0055E | 3 | STD
M14 | 113 | - | NIV | 3205CFE | PORTABLE DIAL | MASS | N | ON-SITE CALIBRATION | 12 | AVERY WEIGH-TRONIX | YES | NO | 0055E | 3 | STD
M14 | 114 | - | NIV | 3205CLE | PORTABLE DIAL | MASS | N | ON-SITE CALIBRATION | 12 | AVERY WEIGH-TRONIX | YES | NO | 0055E | 3 | STD
M14 | 115 | - | NIV | 3205COE | PORTABLE DIAL | MASS | N | ON-SITE CALIBRATION | 12 | AVERY WEIGH-TRONIX | YES | NO | 0055E | 3 | STD
M14 | 116 | - | NIV | 3809CFY | PERSONAL C/F | MASS | N | ON-SITE CALIBRATION | 12 | AVERY WEIGH-TRONIX | YES | NO | 0055E | 3 | STD
M14 | 117 | - | NIV | 3901AAG | STEELYARD PLATFORM | MASS | N | ON-SITE CALIBRATION | 12 | AVERY WEIGH-TRONIX | YES | NO | 0055E | 3 | STD
M14 | 118 | - | NIV | 442-43 | BALANCE | MASS | N | ON-SITE CALIBRATION | 12 | KERN | YES | NO | 0055E | 3 | STD
M14 | 119 | - | NIV | 500LW | BALANCE | MASS | N | ON-SITE CALIBRATION | 12 | PRECISA | YES | NO | 0055E | 3 | STD
M14 | 120 | - | NIV | 75/10KD | PORTABLE DIAL | MASS | N | ON-SITE CALIBRATION | 12 | WEIGHMASTER | YES | NO | 0055E | 3 | STD
M14 | 121 | - | NIV | A12 | DIGITAL PLATFORM | MASS | N | ON-SITE CALIBRATION | 12 | AVERY WEIGH-TRONIX | YES | NO | 0055E | 3 | STD
M14 | 122 | - | NIV | A3869A | DIGITAL PLATFORM | MASS | N | ON-SITE CALIBRATION | 12 | DIGI LIMITED | YES | NO | 0055E | 3 | STD
M14 | 123 | - | NIV | AE163 | DIGITAL BALANCE | MASS | N | ON-SITE CALIBRATION | 12 | METTLER | YES | NO | 0055E | 3 | STD
M14 | 124 | - | NIV | ALBION | DIAL PLATFORM | MASS | N | ON-SITE CALIBRATION | 12 | SALTER | YES | NO | 0055E | 3 | STD
M14 | 125 | - | NIV | ARA-520 | DIGITAL BALANCE | MASS | N | ON-SITE CALIBRATION | 12 | OHAUS | YES | NO | 0055E | 3 | STD
M14 | 126 | - | NIV | AS3305CYA | BENCH DIAL | MASS | N | ON-SITE CALIBRATION | 12 | AVERY WEIGH-TRONIX | YES | NO | 0055E | 3 | STD
M14 | 127 | - | NIV | AS3359 | DIGITAL PLATFORM | MASS | N | ON-SITE CALIBRATION | 12 | DARENTH | YES | NO | 0055E | 3 | STD
M14 | 128 | - | NIV | AS3901 | PLATFORM | MASS | N | ON-SITE CALIBRATION | 12 | BRECKNELL | YES | NO | 0055E | 3 | STD
M14 | 129 | - | NIV | AS3901AAG | STEELYARD PLATFORM | MASS | N | ON-SITE CALIBRATION | 12 | SALTER | YES | NO | 0055E | 3 | STD
M14 | 130 | - | NIV | AS778 | PERSONAL SCALE | MASS | N | ON-SITE CALIBRATION | 12 | SECA | YES | NO | 0055E | 3 | STD
M14 | 131 | - | NIV | ASH501 | LOADCELL BWK | MASS | N | ON-SITE CALIBRATION | 12 | AVERY WEIGH-TRONIX | YES | NO | 0055E | 3 | STD
M14 | 132 | - | NIV | BC545N | DIGITAL SCALE | MASS | N | ON-SITE CALIBRATION | 12 | EPELSA | YES | NO | 0055E | 3 | STD
M14 | 133 | - | NIV | BF 350 | S.S.I. | MASS | N | ON-SITE CALIBRATION | 12 | AVERY WEIGH-TRONIX | YES | NO | 0055E | 3 | STD
M14 | 134 | - | NIV | BF-350 | PERSONAL SCALE | MASS | N | ON-SITE CALIBRATION | 12 | TANITA | YES | NO | 0055E | 3 | STD
M14 | 135 | - | NIV | BF400 | PERSON WEIGHER | MASS | N | ON-SITE CALIBRATION | 12 | SECA | YES | NO | 0055E | 3 | STD
M14 | 136 | - | NIV | BF511 | PERSON WEIGHER | MASS | N | ON-SITE CALIBRATION | 12 | AVERY WEIGH-TRONIX | YES | NO | 0055E | 3 | STD
M14 | 137 | - | NIV | BF522 | DIGITAL PERSON SCALE | MASS | N | ON-SITE CALIBRATION | 12 | MARSDEN | YES | NO | 0055E | 3 | STD
M14 | 138 | - | NIV | BF580 | PERSON WEIGHER | MASS | N | ON-SITE CALIBRATION | 12 | SECA | YES | NO | 0055E | 3 | STD
M14 | 139 | - | NIV | BFH | S.S.I. | MASS | N | ON-SITE CALIBRATION | 12 | AVERY WEIGH-TRONIX | YES | NO | 0055E | 3 | STD
M14 | 140 | - | NIV | BM252 | DIGITAL SCALE | MASS | N | ON-SITE CALIBRATION | 12 | ANALOGUE & DIGITAL LTD | YES | NO | 0055E | 3 | STD
M14 | 141 | - | NIV | BMI | CHAIR WEIGHER | MASS | N | ON-SITE CALIBRATION | 12 | WEYLUX | YES | NO | 0055E | 3 | STD
M14 | 142 | - | NIV | BMI200 | CHAIR WEIGHER | MASS | N | ON-SITE CALIBRATION | 12 | WEYLUX | YES | NO | 0055E | 3 | STD
M14 | 143 | - | NIV | BP4100 | BALANCE | MASS | N | ON-SITE CALIBRATION | 12 | SARTORIUS | YES | NO | 0056E | 3 | STD
M14 | 144 | - | NIV | BSC150 | DIGITAL PLATFORM | MASS | N | ON-SITE CALIBRATION | 12 | TANITA | YES | NO | 0056E | 3 | STD
M14 | 145 | - | NIV | BWB800 | DIGITAL SCALE | MASS | N | ON-SITE CALIBRATION | 12 | SALTER | YES | NO | 0058E | 3 | STD
M14 | 146 | - | NIV | C300 | DIGITAL BALANCE | MASS | N | ON-SITE CALIBRATION | 12 | OHAUS | YES | NO | 0058E | 3 | STD
M14 | 147 | - | NIV | CP153 | BALANCE | MASS | N | ON-SITE CALIBRATION | 12 | SARTORIUS | YES | NO | 0058E | 3 | STD
M14 | 148 | - | NIV | CPWPLUS300 | PLATFORM SCALE | MASS | N | ON-SITE CALIBRATION | 12 | ADAM | YES | NO | 0058E | 3 | STD
M14 | 149 | - | NIV | D-1130K | DIGITAL BALANCE | MASS | N | ON-SITE CALIBRATION | 12 | DECECTO | YES | NO | 0059E | 3 | STD
M14 | 150 | - | NIV | D128 | PLATFORM SCALE | MASS | N | ON-SITE CALIBRATION | 12 | AVERY WEIGH-TRONIX | YES | NO | 0059E | 3 | STD
M14 | 151 | - | NIV | DC190 | DIGITAL SCALE | MASS | N | ON-SITE CALIBRATION | 12 | DIGI LIMITED | YES | NO | 0060E | 3 | STD
M14 | 152 | - | NIV | DEC190 | DIGITAL SCALE | MASS | N | ON-SITE CALIBRATION | 12 | ADAMS EQUIPMENT LTD | YES | NO | 0060E | 3 | STD
M14 | 153 | - | NIV | DI120 | DIGITAL SCALE | MASS | N | ON-SITE CALIBRATION | 12 | DIGI LIMITED | YES | NO | 0061E | 3 | STD
M14 | 154 | - | NIV | DI-160 | DIGITAL SCALE | MASS | N | ON-SITE CALIBRATION | 12 | DIGI LIMITED | YES | NO | 0061E | 3 | STD
M14 | 155 | - | NIV | DMC688 | BENCH SCALE | MASS | N | ON-SITE CALIBRATION | 12 | DIGI LIMITED | YES | NO | 0062E | 3 | STD
M14 | 156 | - | NIV | DP2400 | PERSON WEIGHER | MASS | N | ON-SITE CALIBRATION | 12 | MARSDEN | YES | NO | 0062E | 3 | STD
M14 | 157 | - | NIV | E1005 | EVOLUTION INDICATOR | MASS | N | ON-SITE CALIBRATION | 12 | AVERY WEIGH-TRONIX | YES | NO | 0063E | 3 | STD
M14 | 158 | - | NIV | E1110H520 | PLATFORM & INDICATOR | MASS | N | ON-SITE CALIBRATION | 12 | AVERY WEIGH-TRONIX | YES | NO | 0063E | 3 | STD
M14 | 159 | - | NIV | EA 150FEG-L | PLATFORM SCALE | MASS | N | ON-SITE CALIBRATION | 12 | SARTORIUS | YES | NO | 0065E | 3 | UKAS
M14 | 160 | - | NIV | EK-610 | DIGITAL SCALE | MASS | N | ON-SITE CALIBRATION | 12 | ANALOGUE & DIGITAL LTD | YES | NO | 0065E | 3 | STD
M14 | 161 | - | NIV | EKS8703SC | PERSONAL SCALE | MASS | N | ON-SITE CALIBRATION | 12 | EKS | YES | NO | 0065E | 3 | STD
M14 | 162 | - | NIV | EMB220-1 | BALANCE | MASS | N | ON-SITE CALIBRATION | 12 | KERN | YES | NO | 0065E | 3 | STD
M14 | 163 | - | NIV | EMB500-1 | BALANCE | MASS | N | ON-SITE CALIBRATION | 12 | KERN | YES | NO | 0065E | 3 | STD
M14 | 164 | - | NIV | EP18 | LOADCELL BWK | MASS | N | ON-SITE CALIBRATION | 12 | GRIFFTH ELDER | YES | NO | 0065E | 3 | STD
M14 | 165 | - | NIV | FEREDAY | PERSON WEIGHER | MASS | N | ON-SITE CALIBRATION | 12 | FEREDAY | YES | NO | 0066E | 3 | STD
M14 | 166 | - | NIV | GEN-WARE | BALANCE | MASS | N | ON-SITE CALIBRATION | 12 | GWENT WEIGHING | YES | NO | 0066E | 3 | STD
M14 | 167 | - | NIV | GF300 | BALANCE | MASS | N | ON-SITE CALIBRATION | 12 | AND | YES | NO | 0067E | 3 | UKAS
M14 | 168 | - | NIV | H250 | LOADCELL BWK | MASS | N | ON-SITE CALIBRATION | 12 | AVERY WEIGH-TRONIX | YES | NO | 0067E | 3 | STD
M14 | 169 | - | NIV | H500 | DIGITAL SCALE | MASS | N | ON-SITE CALIBRATION | 12 | METTLER | YES | NO | 0068E | 4 | STD
M14 | 170 | - | NIV | H500L115 | DIGITAL PLATFORM | MASS | N | ON-SITE CALIBRATION | 12 | AVERY WEIGH-TRONIX | YES | NO | 0068E | 4 | STD
M14 | 171 | - | NIV | H507E1110 | DIGITAL PLATFORM | MASS | N | ON-SITE CALIBRATION | 12 | AVERY WEIGH-TRONIX | YES | NO | 0069E | 3 | STD
M14 | 172 | - | NIV | H520 | PLATFORM | MASS | N | ON-SITE CALIBRATION | 12 | AVERY WEIGH-TRONIX | YES | NO | 0069E | 3 | STD
M14 | 173 | - | NIV | H520E1005 | PLATFORM & INDICATOR | MASS | N | ON-SITE CALIBRATION | 12 | AVERY WEIGH-TRONIX | YES | NO | 0072E | 3 | STD
M14 | 174 | - | NIV | H520E1005 | PLATFORM & INDICATOR | MASS | N | ON-SITE CALIBRATION | 12 | AVERY WEIGH-TRONIX | YES | NO | 0072E | 3 | STD
M14 | 175 | - | NIV | H520E1010 | PLATFORM & INDICATOR | MASS | N | ON-SITE CALIBRATION | 12 | AVERY WEIGH-TRONIX | YES | NO | 0072E | 3 | STD
M14 | 176 | - | NIV | H520G236 | PLATFORM & INDICATOR | MASS | N | ON-SITE CALIBRATION | 12 | AVERY WEIGH-TRONIX | YES | NO | 0072E | 3 | STD
M14 | 177 | - | NIV | H52G236 | PLATFORM & INDICATOR | MASS | N | ON-SITE CALIBRATION | 12 | AVERY WEIGH-TRONIX | YES | NO | 0072E | 3 | STD
M14 | 178 | - | NIV | H600L130 | DIGITAL PLATFORM | MASS | N | ON-SITE CALIBRATION | 12 | AVERY WEIGH-TRONIX | YES | NO | 0072E | 3 | STD
M14 | 179 | - | NIV | H604E1005 | PLATFORM SCALE | MASS | N | ON-SITE CALIBRATION | 12 | AVERY WEIGH-TRONIX | YES | NO | 0074E | 3 | STD
M14 | 180 | - | NIV | HANSON | BATHROOM SCALE | MASS | N | ON-SITE CALIBRATION | 12 | HANSON | YES | NO | 0074E | 3 | STD
M14 | 181 | - | NIV | HL120 | DIGITAL PLATFORM | MASS | N | ON-SITE CALIBRATION | 12 | AVERY WEIGH-TRONIX | YES | NO | 0074E | 3 | STD
M14 | 182 | - | NIV | HPESE20 | PALLET SCALE | MASS | N | ON-SITE CALIBRATION | 12 | WARRIOR | YES | NO | 0074E | 3 | STD
M14 | 183 | - | NIV | ID1 | DIGITAL PLATFORM | MASS | N | ON-SITE CALIBRATION | 12 | METTLER | YES | NO | 0075E | 3 | UKAS
M14 | 184 | - | NIV | KA-10-150B | DIGITAL PLATFORM | MASS | N | ON-SITE CALIBRATION | 12 | KUBOTA | YES | NO | 0075E | 3 | STD
M14 | 185 | - | NIV | KS | BL2 SCALE | MASS | N | ON-SITE CALIBRATION | 12 | BERKEL | YES | NO | 0104E | 3 | STD
M14 | 186 | - | NIV | L126/H500 | PLATFORM & INDICATOR | MASS | N | ON-SITE CALIBRATION | 12 | AVERY WEIGH-TRONIX | YES | NO | 0104E | 3 | STD
M14 | 187 | - | NIV | L130 | DIGITAL INDICATOR | MASS | N | ON-SITE CALIBRATION | 12 | AVERY WEIGH-TRONIX | YES | NO | 0104E | 3 | STD
M14 | 188 | - | NIV | LBW600 | PLATFORM SCALE | MASS | N | ON-SITE CALIBRATION | 12 | T SCALE | YES | NO | 0104E | 3 | STD
M14 | 189 | - | NIV | LF600 | ONE PAN BALANCE | MASS | N | ON-SITE CALIBRATION | 12 | MUNAKAMI LTD | YES | NO | 0104E | 3 | UKAS
M14 | 190 | - | NIV | M54200 | PERSON WEIGHER | MASS | N | ON-SITE CALIBRATION | 12 | MARSDEN | YES | NO | 0104E | 3 | STD
M14 | 191 | - | NIV | MARSD/PERSONAL | PERSONAL S/C | MASS | N | ON-SITE CALIBRATION | 12 | MARSDEN | YES | NO | 0104E | 3 | STD
M14 | 192 | - | NIV | MARSDEN | PERSONAL S/C | MASS | N | ON-SITE CALIBRATION | 12 | MARSDEN | YES | NO | 0104E | 3 | STD
M14 | 193 | - | NIV | MAUL LOGIC | DIGITAL BALANCE | MASS | N | ON-SITE CALIBRATION | 12 | VARIOUS | YES | NO | 0104E | 3 | STD
M14 | 194 | - | NIV | MBW150 | PLATFORM SCALE | MASS | N | ON-SITE CALIBRATION | 12 | ADAM | YES | NO | 0104E | 3 | STD
M14 | 195 | - | NIV | MC-180MA | BALANCE | MASS | N | ON-SITE CALIBRATION | 12 | SARTORIUS | YES | NO | 0104E | 3 | UKAS
M14 | 196 | - | NIV | MC-660 | DIGITAL SCALE | MASS | N | ON-SITE CALIBRATION | 12 | ADAM | YES | NO | 0104E | 3 | STD
M14 | 197 | - | NIV | ME2 | PLATFORM SCALE | MASS | N | ON-SITE CALIBRATION | 12 | GC COMPONENTS | YES | NO | 0104E | 3 | STD
M14 | 198 | - | NIV | ME215P | DIGITAL BALANCE | MASS | N | ON-SITE CALIBRATION | 12 | SARTORIUS | YES | NO | 0104E | 3 | UKAS
M14 | 199 | - | NIV | MS2200 | PLATFORM | MASS | N | ON-SITE CALIBRATION | 12 | SOLAN | YES | NO | 0104E | 3 | STD
M14 | 200 | - | NIV | MSA225S | TOP PAN BALANCE | MASS | N | ON-SITE CALIBRATION | 12 | SARTORIUS | YES | NO | 0104E | 3 | UKAS
M14 | 201 | - | NIV | P2000B | DIGITAL PLATFORM | MASS | N | ON-SITE CALIBRATION | 12 | HONSTA | YES | NO | 0104E | 3 | STD
M14 | 202 | - | NIV | P2000B7 | PLATFORM SCALE | MASS | N | ON-SITE CALIBRATION | 12 | HST SCALES | YES | NO | 0104E | 3 | STD
M14 | 203 | - | NIV | PA2102 | BALANCE | MASS | N | ON-SITE CALIBRATION | 12 | OHAUS | YES | NO | 0104E | 3 | UKAS
M14 | 204 | - | NIV | PA213 | BALANCE | MASS | N | ON-SITE CALIBRATION | 12 | OHAUS | YES | NO | 0104E | 3 | UKAS
M14 | 205 | - | NIV | PAKET 50 | DIGITAL SCALE | MASS | N | ON-SITE CALIBRATION | 12 | WEDO | YES | NO | 0104E | 3 | STD
M14 | 206 | - | NIV | PB303 | BALANCE | MASS | N | ON-SITE CALIBRATION | 12 | METTLER | YES | NO | 0104E | 3 | STD
M14 | 207 | - | NIV | PB8000 | DIGITAL SCALE | MASS | N | ON-SITE CALIBRATION | 12 | METTLER | YES | NO | 0104E | 3 | UKAS
M14 | 208 | - | NIV | PE6000 | FORCE BALANCE | MASS | N | ON-SITE CALIBRATION | 12 | METTLER | YES | NO | 0104E | 3 | STD
M14 | 209 | - | NIV | PERSON | PERSON WEIGHER | MASS | N | ON-SITE CALIBRATION | 12 | AVERY WEIGH-TRONIX | YES | NO | 0104E | 3 | STD
M14 | 210 | - | NIV | PLATFORM | DIGITAL SCALE | MASS | N | ON-SITE CALIBRATION | 12 | DIGI LIMITED | YES | NO | 0104E | 3 | STD
M14 | 211 | - | NIV | PM300 | DIGITAL BALANCE | MASS | N | ON-SITE CALIBRATION | 12 | METTLER | YES | NO | 0104E | 3 | UKAS
M14 | 212 | - | NIV | PM4000 | DIGITAL BALANCE | MASS | N | ON-SITE CALIBRATION | 12 | METTLER | YES | NO | 0104E | 3 | STD
M14 | 213 | - | NIV | POSTALSCALE | POSTAL SCALE | MASS | N | ON-SITE CALIBRATION | 12 | PITNEY BOWES LTD | YES | NO | 0104E | 3 | STD
M14 | 214 | - | NIV | PS250 | DIGITAL SCALE | MASS | N | ON-SITE CALIBRATION | 12 | SALTER | YES | NO | 0104E | 3 | STD
M14 | 215 | - | NIV | PT1600 | DIGITAL BALANCE | MASS | N | ON-SITE CALIBRATION | 12 | METTLER | YES | NO | 0104E | 3 | STD
M14 | 216 | - | NIV | PT300RFX | PT300 VEHICLE WEIGH PAD | MASS | N | ON-SITE CALIBRATION | 12 | CENTRAL WEIGHING LTD | YES | NO | 0104E | 3 | STD
M14 | 217 | - | NIV | PTS2000 | PALLET WEIGHER | MASS | N | ON-SITE CALIBRATION | 12 | TUV | YES | NO | 0104E | 3 | STD
M14 | 218 | - | NIV | QC64EDE-S | DIGITAL BALANCE | MASS | N | ON-SITE CALIBRATION | 12 | SARTORIUS | YES | NO | 0104E | 3 | STD
M14 | 219 | - | NIV | R200D | DIGITAL BALANCE | MASS | N | ON-SITE CALIBRATION | 12 | SARTORIUS | YES | NO | 0104E | 3 | UKAS
M14 | 220 | - | NIV | SE57 | DIGITAL BALANCE | MASS | N | ON-SITE CALIBRATION | 12 | SOLEX | YES | NO | 0104E | 3 | STD
M14 | 221 | - | NIV | SE78 | BENCH SCALE | MASS | N | ON-SITE CALIBRATION | 12 | NEOPOST | YES | NO | 0104E | 3 | STD
M14 | 222 | - | NIV | SECA | PERSONAL SCALE | MASS | N | ON-SITE CALIBRATION | 12 | SECA | YES | NO | 0104E | 3 | STD
M14 | 223 | - | NIV | SECA888 | DIGITAL SCALE | MASS | N | ON-SITE CALIBRATION | 12 | SECA | YES | NO | 0104E | 3 | STD
M14 | 224 | - | NIV | SIGNUM1 | TOP PAN BALANCE | MASS | N | ON-SITE CALIBRATION | 12 | SARTORIUS | YES | NO | 0104E | 3 | UKAS
M14 | 225 | - | NIV | SIM-150 | DIGITAL SCALE | MASS | N | ON-SITE CALIBRATION | 12 | SALTER | YES | NO | 0104E | 3 | STD
M14 | 226 | - | NIV | SLDL126 | DIGITAL SCALE | MASS | N | ON-SITE CALIBRATION | 12 | AVERY WEIGH-TRONIX | YES | NO | 0104E | 3 | STD
M14 | 227 | - | NIV | T SCALE | BALANCE | MASS | N | ON-SITE CALIBRATION | 12 | AVERY WEIGH-TRONIX | YES | NO | 0104E | 3 | STD
M14 | 228 | - | NIV | T5396 | DIGITAL PLATFORM | MASS | N | ON-SITE CALIBRATION | 12 | TERAOKA | YES | NO | 0104E | 3 | STD
M14 | 229 | - | NIV | TANITA | PERSONAL SCALE | MASS | N | ON-SITE CALIBRATION | 12 | TANITA | YES | NO | 0104E | 3 | STD
M14 | 230 | - | NIV | TBO61 | BALANCE | MASS | N | ON-SITE CALIBRATION | 12 | AVERY WEIGH-TRONIX | YES | NO | 0104E | 3 | STD
M14 | 231 | - | NIV | TKW22 | PLATFORM SCALE | MASS | N | ON-SITE CALIBRATION | 12 | TURIER | YES | NO | 0104E | 3 | STD
M14 | 232 | - | NIV | TSA602-2 | BALANCE | MASS | N | ON-SITE CALIBRATION | 12 | AVERY WEIGH-TRONIX | YES | NO | 0104E | 3 | STD
M14 | 233 | - | NIV | UBEAMSDI-160 | DIGITAL PLATFORM | MASS | N | ON-SITE CALIBRATION | 12 | AVERY WEIGH-TRONIX | YES | NO | 0104E | 3 | STD
M14 | 234 | - | NIV | UC-321 | PERSON WEIGHER | MASS | N | ON-SITE CALIBRATION | 12 | OMEGA LIMITED | YES | NO | 0104E | 3 | STD
M14 | 235 | - | NIV | UM0703581 | PERSONAL SCALE | MASS | N | ON-SITE CALIBRATION | 12 | TANITA | YES | NO | 0104E | 3 | STD
M14 | 236 | - | NIV | VETDEPT | PERSONAL SCALE | MASS | N | ON-SITE CALIBRATION | 12 | SECA | YES | NO | 0104E | 3 | STD
M14 | 237 | - | NIV | VS250E | DIGITAL PLATFORM | MASS | N | ON-SITE CALIBRATION | 12 | METTLER | YES | NO | 0104E | 3 | STD
M14 | 238 | - | NIV | VT2000 | DIGITAL PLATFORM | MASS | N | ON-SITE CALIBRATION | 12 | VISHAY | YES | NO | 0104E | 3 | STD
M14 | 239 | - | NIV | WARRIOR | PALLET SCALE | MASS | N | ON-SITE CALIBRATION | 12 | WARRIOR | YES | NO | 0104E | 3 | STD
M14 | 240 | - | NIV | WEIGHMASTEF | WEIGHMASTER SCALE | MASS | N | ON-SITE CALIBRATION | 12 | MISCELLANEOUS | YES | NO | 0104E | 3 | STD
M14 | 241 | - | NIV | WS60 | DIGITAL PLATFORM | MASS | N | ON-SITE CALIBRATION | 12 | AVERY WEIGH-TRONIX | YES | NO | 0104E | 3 | STD
M14 | 242 | - | NIV | YACO1LP | BALANCE | MASS | N | ON-SITE CALIBRATION | 12 | SARTORIUS | YES | NO | 0104E | 3 | UKAS
M14 | 243 | - | NIV | ZM201 | EVOLUTION INDICATOR | MASS | N | ON-SITE CALIBRATION | 12 | AVERY WEIGH-TRONIX | YES | NO | 0104E | 3 | STD
M14 | 244 | - | NIV | 25 | DIGITAL BALANCE | MASS | N | ON-SITE CALIBRATION | 12 | CAHN | YES | NO | 0104E | 3 | STD
M14 | 245 | - | NIV | 100 | PLATFORM | MASS | N | ON-SITE CALIBRATION | 12 | SALTER | YES | NO | 0104E | 3 | STD
M14 | 246 | - | NIV | 240 | SCALE | MASS | N | ON-SITE CALIBRATION | 12 | SALTER | YES | NO | 0104E | 3 | STD
M14 | 247 | - | NIV | 250 | SUSPENDED SCALE | MASS | N | ON-SITE CALIBRATION | 12 | AVERY WEIGH-TRONIX | YES | NO | 0104E | 3 | STD
M14 | 248 | - | NIV | 332 | DIGITAL PLATFORM | MASS | N | ON-SITE CALIBRATION | 12 | JENNINGS | YES | NO | 0104E | 3 | STD
M14 | 249 | - | NIV | 701 | PERSON SCALE | MASS | N | ON-SITE CALIBRATION | 12 | SECA | YES | NO | 0104E | 3 | STD
M14 | 250 | - | NIV | 702 | PERSONAL SCALE | MASS | N | ON-SITE CALIBRATION | 12 | SECA | YES | NO | 0104E | 3 | STD
M14 | 251 | - | NIV | 707 | PERSONAL SCALE | MASS | N | ON-SITE CALIBRATION | 12 | SECA | YES | NO | 0284E | 1 | STD
M14 | 252 | - | NIV | 709 | PERSONAL SCALE | MASS | N | ON-SITE CALIBRATION | 12 | SECA | YES | NO | 0284E | 1 | STD
M14 | 253 | - | NIV | 710 | PERSONAL SCALE | MASS | N | ON-SITE CALIBRATION | 12 | SECA | YES | NO | 0284E | 1 | STD
M14 | 254 | - | NIV | 791 | PERSONAL SCALE | MASS | N | ON-SITE CALIBRATION | 12 | SECA | YES | NO | 0284E | 1 | STD
M14 | 255 | - | NIV | 834 | BABY SCALE | MASS | N | ON-SITE CALIBRATION | 12 | SECA | YES | NO | 0284E | 1 | STD
M14 | 256 | - | NIV | 877 | PERSON WEIGHER | MASS | N | ON-SITE CALIBRATION | 12 | SECA | YES | NO | 0284E | 1 | STD
M14 | 257 | - | NIV | 950 | PERSON WEIGHER | MASS | N | ON-SITE CALIBRATION | 12 | SECA | YES | NO | 0284E | 1 | STD
M14 | 258 | - | NIV | 955 | WHEELCHAIR SCALE | MASS | N | ON-SITE CALIBRATION | 12 | SECA | YES | NO | 0284E | 1 | STD
M14 | 259 | - | NIV | 3632 | BENCH SCALE | MASS | N | ON-SITE CALIBRATION | 12 | AVERY WEIGH-TRONIX | YES | NO | 0284E | 1 | STD
M14 | 260 | - | NIV | 235 6S | SUSPENDED SCALE | MASS | N | ON-SITE CALIBRATION | 12 | AVERY WEIGH-TRONIX | YES | NO | 0284E | 1 | STD
M14 | 261 | - | NIV | 3205ABA | STEELYARD PLATFORM | MASS | N | ON-SITE CALIBRATION | 12 | AVERY WEIGH-TRONIX | YES | NO | 0284E | 1 | STD
M14 | 262 | - | NIV | 3205COE | PORTABLE DIAL | MASS | N | ON-SITE CALIBRATION | 12 | AVERY WEIGH-TRONIX | YES | NO | 0284E | 1 | STD
M14 | 263 | - | NIV | 3901AAG | STEELYARD PLATFORM | MASS | N | ON-SITE CALIBRATION | 12 | AVERY WEIGH-TRONIX | YES | NO | 0284E | 1 | STD
M14 | 264 | - | NIV | 4206CTL | DIGITAL DORM | MASS | N | ON-SITE CALIBRATION | 12 | AVERY WEIGH-TRONIX | YES | NO | 0284E | 1 | STD
M14 | 265 | - | NIV | 4206FCA | OPTICAL DORM | MASS | N | ON-SITE CALIBRATION | 12 | AVERY WEIGH-TRONIX | YES | NO | 0284E | 1 | STD
M14 | 266 | - | NIV | 500LW | BALANCE | MASS | N | ON-SITE CALIBRATION | 12 | PRECISA | YES | NO | 0284E | 1 | STD
M14 | 267 | - | NIV | 6C008 | DIGITAL SCALE | MASS | N | ON-SITE CALIBRATION | 12 | AVERY WEIGH-TRONIX | YES | NO | 0284E | 1 | STD
M14 | 268 | - | NIV | 75/10KD | PORTABLE DIAL | MASS | N | ON-SITE CALIBRATION | 12 | WEIGHMASTER | YES | NO | 0284E | 1 | STD
M14 | 269 | - | NIV | 7520KB | PORTABLE DIAL | MASS | N | ON-SITE CALIBRATION | 12 | WEIGHMASTER | YES | NO | 0284E | 1 | STD
M14 | 270 | - | NIV | 824BMI | PERSONAL SCALE | MASS | N | ON-SITE CALIBRATION | 12 | FEREDAY | YES | NO | 0284E | 1 | STD
M14 | 271 | - | NIV | 854F50K | BENCH DIAL | MASS | N | ON-SITE CALIBRATION | 12 | TOLEDO | YES | NO | 0284E | 1 | STD
M14 | 272 | - | NIV | 85YK20K | SCANVAEGT DIG SCALE | MASS | N | ON-SITE CALIBRATION | 12 | VARIOUS | YES | NO | 0284E | 1 | STD
M14 | 273 | - | NIV | ALBION | DIAL PLATFORM | MASS | N | ON-SITE CALIBRATION | 12 | SALTER | YES | NO | 0284E | 1 | STD
M14 | 274 | - | NIV | AS3359 | DIGITAL PLATFORM | MASS | N | ON-SITE CALIBRATION | 12 | DARENTH | YES | NO | 0284E | 1 | STD
M14 | 275 | - | NIV | AS3901 | PLATFORM | MASS | N | ON-SITE CALIBRATION | 12 | BRECKNELL | YES | NO | 0284E | 1 | STD
M14 | 276 | - | NIV | B120 | SMALL PLATFORM | MASS | N | ON-SITE CALIBRATION | 12 | SALTER | YES | NO | 0284E | 1 | STD
M14 | 277 | - | NIV | B229 | PERSON WEIGHER | MASS | N | ON-SITE CALIBRATION | 12 | SECA | YES | NO | 0284E | 1 | STD
M14 | 278 | - | NIV | BC-418 MA | PERSONAL SCALE | MASS | N | ON-SITE CALIBRATION | 12 | TANITA | YES | NO | 0284E | 1 | STD
M14 | 279 | - | NIV | BF214 | PERSONAL SCALE | MASS | N | ON-SITE CALIBRATION | 12 | OMEGA LIMITED | YES | NO | 0284E | 1 | STD
M14 | 280 | - | NIV | BF511 | PERSON WEIGHER | MASS | N | ON-SITE CALIBRATION | 12 | AVERY WEIGH-TRONIX | YES | NO | 0284E | 1 | STD
M14 | 281 | - | NIV | BMI | CHAIR WEIGHER | MASS | N | ON-SITE CALIBRATION | 12 | SECA | YES | NO | 0284E | 1 | STD
M14 | 282 | - | NIV | BSC150 | DIGITAL PLATFORM | MASS | N | ON-SITE CALIBRATION | 12 | TANITA | YES | NO | 0284E | 1 | STD
M14 | 283 | - | NIV | D1130 | DIGITAL BALANCE | MASS | N | ON-SITE CALIBRATION | 12 | DECECTO | YES | NO | 0284E | 1 | STD
M14 | 284 | - | NIV | D1130K | DIGITAL BALANCE | MASS | N | ON-SITE CALIBRATION | 12 | DECECTO | YES | NO | 0284E | 1 | STD
M14 | 285 | - | NIV | DC190 | DIGITAL SCALE | MASS | N | ON-SITE CALIBRATION | 12 | DIGI LIMITED | YES | NO | 0284E | 1 | STD
M14 | 286 | - | NIV | DP2400 | PERSONAL SCALE | MASS | N | ON-SITE CALIBRATION | 12 | MARSDEN | YES | NO | 0284E | 1 | STD
M14 | 287 | - | NIV | E1200L105 | PLATFORM | MASS | N | ON-SITE CALIBRATION | 12 | METTLER | YES | NO | 0284E | 1 | STD
M14 | 288 | - | NIV | E20V | PALLET WEIGHER | MASS | N | ON-SITE CALIBRATION | 12 | SALTER | YES | NO | 0284E | 1 | STD
M14 | 289 | - | NIV | ED20002 | BALANCE | MASS | N | ON-SITE CALIBRATION | 12 | DILLON | YES | NO | 0284E | 1 | STD
M14 | 290 | - | NIV | EMB 220-1 | BALANCE | MASS | N | ON-SITE CALIBRATION | 12 | KERN | YES | NO | 0284E | 1 | STD
M14 | 291 | - | NIV | EMB220-1 | BALANCE | MASS | N | ON-SITE CALIBRATION | 12 | KERN | YES | NO | 0284E | 1 | STD
M14 | 292 | - | NIV | ES100L | BENCH SCALE | MASS | N | ON-SITE CALIBRATION | 12 | OHAUS | YES | NO | 0284E | 1 | STD
M14 | 293 | - | NIV | F32000S | DIGITAL BALANCE | MASS | N | ON-SITE CALIBRATION | 12 | SARTORIUS | YES | NO | 0284E | 1 | STD
M14 | 294 | - | NIV | FC06BBE | BALANCE | MASS | N | ON-SITE CALIBRATION | 12 | SARTORIUS | YES | NO | 0284E | 1 | STD
M14 | 295 | - | NIV | H200 | DIGITAL SCALE | MASS | N | ON-SITE CALIBRATION | 12 | AVERY WEIGH-TRONIX | YES | NO | 0284E | 1 | STD
M14 | 296 | - | NIV | H300/L115 | PLATFORM & INDICATOR | MASS | N | ON-SITE CALIBRATION | 12 | AVERY WEIGH-TRONIX | YES | NO | 0284E | 1 | STD
M14 | 297 | - | NIV | H300/L200 | PLATFORM & INDICATOR | MASS | N | ON-SITE CALIBRATION | 12 | AVERY WEIGH-TRONIX | YES | NO | 0284E | 1 | STD
M14 | 298 | - | NIV | H305/L115 | PLATFORM & INDICATOR | MASS | N | ON-SITE CALIBRATION | 12 | AVERY WEIGH-TRONIX | YES | NO | 0284E | 1 | STD
M14 | 299 | - | NIV | H305/ZM201 | PLATFORM & INDICATOR | MASS | N | ON-SITE CALIBRATION | 12 | AVERY WEIGH-TRONIX | YES | NO | 0284E | 1 | STD
M14 | 300 | - | NIV | H400/E1005 | PLATFORM & INDICATOR | MASS | N | ON-SITE CALIBRATION | 12 | AVERY WEIGH-TRONIX | YES | NO | 0284E | 1 | STD
M14 | 301 | - | NIV | H400/L215 | PLATFORM & INDICATOR | MASS | N | ON-SITE CALIBRATION | 12 | AVERY WEIGH-TRONIX | YES | NO | 0284E | 1 | STD
M14 | 302 | - | NIV | H507E1110 | DIGITAL PLATFORM | MASS | N | ON-SITE CALIBRATION | 12 | AVERY WEIGH-TRONIX | YES | NO | 0284E | 1 | STD
M14 | 303 | - | NIV | HULIFT | DIGITAL INDICATOR | MASS | N | ON-SITE CALIBRATION | 12 | AVERY WEIGH-TRONIX | YES | NO | 0284E | 1 | STD
M14 | 304 | - | NIV | I400 | DIGITAL PLATFORM | MASS | N | ON-SITE CALIBRATION | 12 | MARSDEN | YES | NO | 0284E | 1 | STD
M14 | 305 | - | NIV | IS120 | DIGITAL BALANCE | MASS | N | ON-SITE CALIBRATION | 12 | SARTORIUS | YES | NO | 0284E | 1 | UKAS
M14 | 306 | - | NIV | KEELA | INDICATOR | MASS | N | ON-SITE CALIBRATION | 12 | METTLER | YES | NO | 0284E | 1 | STD
M14 | 307 | - | NIV | L126 | SMALL PLATFORM | MASS | N | ON-SITE CALIBRATION | 12 | SALTER | YES | NO | 0284E | 1 | STD
M14 | 308 | - | NIV | LP7510 | PLATFORM SCALE | MASS | N | ON-SITE CALIBRATION | 12 | GC COMPONENTS | YES | NO | 0284E | 1 | STD
M14 | 309 | - | NIV | MARSDEN | PERSONAL SCALE | MASS | N | ON-SITE CALIBRATION | 12 | MARSDEN | YES | NO | 0284E | 1 | STD
M14 | 310 | - | NIV | MBF6010 | PERSONAL SCALE | MASS | N | ON-SITE CALIBRATION | 12 | MARSDEN | YES | NO | 0284E | 1 | STD
M14 | 311 | - | NIV | MBW150 | PLATFORM SCALE | MASS | N | ON-SITE CALIBRATION | 12 | ADAM | YES | NO | 0284E | 1 | STD
M14 | 312 | - | NIV | MS2200 | SMALL PLATFORM | MASS | N | ON-SITE CALIBRATION | 12 | SALTER | YES | NO | 0284E | 1 | STD
M14 | 313 | - | NIV | ND60K20IP | SCALE | MASS | N | ON-SITE CALIBRATION | 12 | KERN | YES | NO | 0284E | 1 | STD
M14 | 314 | - | NIV | OC61 | BALANCE | MASS | N | ON-SITE CALIBRATION | 12 | AVERY WEIGH-TRONIX | YES | NO | 0284E | 1 | STD
M14 | 315 | - | NIV | PA2102 | BALANCE | MASS | N | ON-SITE CALIBRATION | 12 | OHAUS | YES | NO | 0284E | 1 | UKAS
M14 | 316 | - | NIV | PCB60001 | PRECISION BALANCE | MASS | N | ON-SITE CALIBRATION | 12 | KERN | YES | NO | 0284E | 1 | STD
M14 | 317 | - | NIV | PD750 | BENCH SCALE | MASS | N | ON-SITE CALIBRATION | 12 | MY WEIGH | YES | NO | 0284E | 1 | STD
M14 | 318 | - | NIV | PE22 | ELECTRONIC BALANCE | MASS | N | ON-SITE CALIBRATION | 12 | METTLER | YES | NO | 0284E | 1 | STD
M14 | 319 | - | NIV | PERSON | PERSONAL SCALE | MASS | N | ON-SITE CALIBRATION | 12 | SECA | YES | NO | 0284E | 1 | STD
M14 | 320 | - | NIV | PFB120 | DIGITAL BALANCE | MASS | N | ON-SITE CALIBRATION | 12 | KERN | YES | NO | 0284E | 1 | STD
M14 | 321 | - | NIV | PJ600 | BALANCE | MASS | N | ON-SITE CALIBRATION | 12 | METTLER | YES | NO | 0284E | 1 | STD
M14 | 322 | - | NIV | QS648 | BALANCE | MASS | N | ON-SITE CALIBRATION | 12 | SARTORIUS | YES | NO | 0284E | 1 | STD
M14 | 323 | - | NIV | R160P | DIGITAL BALANCE | MASS | N | ON-SITE CALIBRATION | 12 | SARTORIUS | YES | NO | 0284E | 1 | STD
M14 | 324 | - | NIV | R52 | ASSAY-M BAL | MASS | N | ON-SITE CALIBRATION | 12 | OERTLING | YES | NO | 0284E | 1 | STD
M14 | 325 | - | NIV | S122 | SMALL PLATFORM | MASS | N | ON-SITE CALIBRATION | 12 | SALTER | YES | NO | 0284E | 1 | STD
M14 | 326 | - | NIV | SC240MA | PERSONAL SCALE | MASS | N | ON-SITE CALIBRATION | 12 | TANITA | YES | NO | 0284E | 1 | STD
M14 | 327 | - | NIV | SD30 | PLATFORM SCALE | MASS | N | ON-SITE CALIBRATION | 12 | OERTLING | YES | NO | 0284E | 1 | STD
M14 | 328 | - | NIV | SECA | PERSONAL SCALE | MASS | N | ON-SITE CALIBRATION | 12 | SECA | YES | NO | 0284E | 1 | STD
M14 | 329 | - | NIV | SIGMA | PALLET TRUCK SCALE | MASS | N | ON-SITE CALIBRATION | 12 | SIGMA | YES | NO | 0284E | 1 | STD
M14 | 330 | - | NIV | SIGMA 2 | PALLET TRUCK SCALE | MASS | N | ON-SITE CALIBRATION | 12 | SIGMA | YES | NO | 0284E | 1 | STD | PRICE IS FOR PLATFORMS UP TO 2000KG, ABOVE THIS STD CALIBRATION WILL BE £1040
M14 | 331 | - | NIV | SIM150 | DIGITAL SCALE | MASS | N | ON-SITE CALIBRATION | 12 | SALTER | YES | NO | 0284E | 1 | STD
M14 | 332 | - | NIV | T5396 | BALANCE | MASS | N | ON-SITE CALIBRATION | 12 | OHAUS | YES | NO | 0284E | 1 | STD
M14 | 333 | - | NIV | TB061 | DIGITAL BALANCE | MASS | N | ON-SITE CALIBRATION | 12 | OERTLING | YES | NO | 0284E | 1 | STD
M14 | 334 | - | NIV | TBO61 | BALANCE | MASS | N | ON-SITE CALIBRATION | 12 | AVERY WEIGH-TRONIX | YES | NO | 0284E | 1 | STD
M14 | 335 | - | NIV | TPWN09 | PALLET TRUCK SCALE | MASS | N | ON-SITE CALIBRATION | 12 | SELECT SCALES | YES | NO | 0284E | 1 | STD
M14 | 336 | - | NIV | WEIGHMASTER | WEIGHMASTER SCALE | MASS | N | ON-SITE CALIBRATION | 12 | MISCELLANEOUS | YES | NO | 0284E | 1 | STD
M14 | 337 | - | NIV | WS60 | DIGITAL PLATFORM | MASS | N | ON-SITE CALIBRATION | 12 | AVERY WEIGH-TRONIX | YES | NO | 0284E | 1 | STD
M14 | 338 | W116 | 6670997673813 | BRIDGEMONT XT | WEIGH BRIDGE | MASS | N | ON-SITE CALIBRATION AND REPAIR | 12 | AVERY WEIGH-TRONIX | YES | YES | 0172M | 1 | STD
M14 | 339 | - | 6670991381204 | MH121/S | POST ROOM SCALES | MASS | N | ON-SITE CALIBRATION | 12 | AVERY | YES | NO | 0172M | 1 | STD
M14 | 340 | DAS7 | 6670991381204 | MH121/S | 10KG POST ROOM SCALES | MASS | N | ON-SITE CALIBRATION | 12 | AVERY | YES | NO | 0172M | 1 | STD
M14 | 341 | - | NIVBN/001 | DFWL Platform | PLATFORM SCALE | MASS | N | ON-SITE CALIBRATION | 12 | SACO | YES | NO | - | - | STD
M14 | 342 | - | NIVBN/002 | R323- +K302B | BAGGAGE SCALE | MASS | N | ON-SITE CALIBRATION | 12 | RINSTRUM | YES | NO | - | - | STD
M14 | 343 | - | NIVBN/003 | DFWL Platform | PLATFORM SCALE | MASS | N | ON-SITE CALIBRATION | 12 | SACO | YES | NO | - | - | STD
M14 | 344 | - | NIVBN/004 | Axel Weigher ESA2000 | WEIGH PAD SYSTEM | MASS | N | ON-SITE CALIBRATION | 12 |  | YES | NO | - | - | STD
M14 | 345 | - | NIVBN/005 | TonTel Weighbridge | WEIGHBRIDGE | MASS | N | ON-SITE CALIBRATION | 12 | GRIFFITH ELDER | YES | NO | - | - | STD
M14 | 346 | W116 | 6670995492071 | XK3190-A12 | BEAM SCALES 0-1500Kg | MASS | N | ON-SITE CALIBRATION | 12 | SCALESWORLD | YES | YES | - | - | STD
M14 | 347 | - | NIVDEC/0720 | HUM-03/33 | WEIGHING SCALES | MASS | N | ON-SITE CALIBRATION | 12 | NAGATA | YES | NO | - | - | STD
M14 | 348 | - | NIVDEC/0724 | 310 | MECHANICAL SCALES | MASS | N | ON-SITE CALIBRATION | 12 | SECA | YES | NO | - | - | STD
M14 | 349 | - | NIVDEC/0759 | 875 | SCALES, ELECTRONIC 200Kg | MASS | N | ON-SITE CALIBRATION | 12 | SECA | YES | NO | - | - | STD
M14 | 350 | W116 | 6685997214674 | 580DXF | IMPERIAL WEIGHTS SET | MASS | N | ON-SITE CALIBRATION | 12 | BUDENBERG | YES | YES | - | - | STD
M14 | 351 | TL4001 | 6670998533843 | 899 | DIGITAL SCALES 200KG | MASS | - | - | 12 | SECA | YES | NO | - | - | STD
M14 | 352 | PAT | 7830992265736 | VW600 | PLATFORM SCALE 1500KG | MASS | Y | ON-SITE CALIBRATION | 12 | SOLENT SCALES | YES | NO | - | - | STD | TECHNOGYM MID-THIGH PULL EQUIPMENT, INCLUDES CARDINAL 190 STORM INDICATOR. COMPRISING ITEM, PULL AND MONITOR SET (RIG) NSN 7830992265735 (NOT CALIBRATED)