## Summary
Todmorden Bandstand Refurbishment & Bowls Pavilion New Build
Tender Document |  |  | Refurbishment | New Build | 2024-11-18
|  |  | Bandstand | Bowls Pavilion | Total
Section
|  | Preliminaries | 0 | 0 | 0
|  | Demolitions & Alterations | 0 | 0 | 0
|  | Substructure |  | 0 | 0
|  | Steel Frame |  | 0 | 0
|  | External Walls | 0 | 0 | 0
|  | Roofs | 0 | 0 | 0
|  | Upper Floors & Staircases | 0 | 0 | 0
|  | Structural Repair Works | 0 | 0 | 0
|  | Interior Walls | 0 | 0 | 0
|  | Windows & External Doors | 0 | 0 | 0
|  | Internal Doors | 0 | 0 | 0
|  | Wall Finishes | 0 | 0 | 0
|  | Floor Finishes | 0 | 0 | 0
|  | Ceiling Finishes | 0 | 0 | 0
|  | Fittings | 0 | 0 | 0
|  | M&E Services | 0 | 0 | 0
|  | Sanitary Fittings | 0 | 0 | 0
|  | External Mains Services | 0 | 0 | 0
|  | External Works | 0 | 0 | 0
|  | Provisional sums | 45500 | 104000 | 149500
|  | Dayworks | 600 | 600 | 1200
Total Exc Fees and VAT
150700

## Preliminaries
Todmorden Bandstand Refurbishment & Bowls Pavilion New Build
Tender Document |  |  | Preliminaries | 2024-11-18
|  | Bandstand Refurb Total £ p | Bowls Pavilion Total £ p | Total £ p
A10 PROJECT PARTICULARS
THE PROJECT:
Todmarden Bandstand Restoration & Refurbishment & Bowls Pavilion New Build
EMPLOYER
Todmorden Town Council
Todmorden Town Hall
Bridge Street
Todmorden
OL14 5AQ
THE PRINCIPAL CONTRACTOR: The Appointed Contractor
CONTRACT ADMINSTRATOR
Buttress
41 Bengal Street
Manchester
M4 6AF
Tel: (0161) 236 3303
ARCHITECT
Buttress
41 Bengal Street
Manchester
M4 6AF
Tel: (0161) 236 3303
QUANTITY SURVEYOR
IWSA Ltd
2 Brighton Villas
Walwyn Road
Colwall
Worcestershire
WR13 6QG
Tel +44 (0) 7798 565635
STRUCTURAL ENGINEER
TBA
MECHANICAL AND ELECTRICAL ENGINEER
TBA
CDM CO-ORDINATOR
The Contractor
A11 TENDER AND CONTRACT DOCUMENTS
TENDER DOCUMENTS
The tender documents are as listed on the invitation to tender e-mail
CONTRACT DOCUMENTS
The Contract Documents are to be agreed between the Principal Contractor and the Quantity Surveyor. The Contract Drawings are to be those drawings upon which the contract sum has been based
A12 THE SITE/EXISTING BUILDINGS
THE SITE
The site is at Centre Vale Park, Todmarden
SITE BOUNDARIES
The site boundaries are indicated on drawing 9691-BUT-XX-XX-DR-A-01101
EXISTING BUILDINGS ON/ADJACENT TO THE SITE
EXISTING MAINS/SERVICES
The location of existing services will be advised. The Contractor is responsible of identifying and tracing services that pass through the site and ensuring that such services are protected and maintained during the stripping and refit out the area
ASBESTOS SURVEY
A Demolition/Refurbishment Survey may need to be undertaken by the Contractor. Should any asbestos be identified it will be stripped out by sub- contractor to the contract
SITE VISIT
Before submitting their tender the Contractor shall ascertain the nature of the site, access thereto and all local conditions and restrictions likely to affect the execution of the Works and make due allowance in their tender. Arrangements to visit may be made by contacting Ian Wilson on +44 (0) 7798 565635
SCHEDULE OF EXISTING CONDITION
Prior to works starting on site the Contractor is to undertake a schedule of Dilapidations. The Schedule is to include digital photographic records of all existing cracks, damage defects and the like summarised into a written report. The Schedule is to be agreed with the Contract Administrator who will control the Schedule. Any cracks, defects and the like subsequently discovered and not referenced in the Schedule will be deemed to have been caused by the Contractor who will be responsible for making good such defects at his own expense prior to completion of the contract. The Schedule shall include the access routes to the site within the building outside of the demised work area and site storage areas.
A13 DESCRIPTION OF THE WORK
THE WORK
The Works comprise: restoration and refurbishment works to the Bandstand and the New Build of the Bowls Pavilion. The works comprise, but are not limited to:-
1. Minor demolitions, alterations and repairs.
2. Substructure, including piling, Superstructure of the buildings, etc.
3. Interior fitout and finishes throughout
4. Mechanical services installation, including plumbing, above ground wastes, HVAC, etc.
5. Electrical services installations including complete rewiring of power, lighting, fire alarms, etc.
7. Below Ground Drainage
8. External Works
WORK BY OTHERS CONCURRENT WITH THE CONTRACT
Is described in section A50 of Bill No. 1 Preliminaries
A20 THE CONTRACT - MAIN CONTRACT WORKS
The Conditions applicable to the Contractor's offer and the Employer's subsequent written acceptance for the main contract works shall be those of the JCT Intermediate Building Contract with Contractor's Design (ICD) 2024. Allow for the obligations, liabilities and services described therein against the headings set out as below:
RECITALS
First Recital: The works comprise: Repairs to Bandstand and construction of new Bowls Pavillion
Second Recital: To be confirmed
Third Recital/Fourth Recital/Fifth Recital/Sixth Recital/Seventh Recital/Eight Recital
Ninth Recital
Tenth Recital/Eleventh Recital/Twelfth Recital/Thirteenth Recital
ARTICLES
Article 1/Article 2
Article 3
Article 4 Architect is Buttress
Article 5 Quantity Surveyor is IWSA Ltd
Article 6 CDM Co-ordinator is Buttress
Article 7/Article 8/Article 9/Article 10
CONTRACT PARTICULARS
Part 1 General
Fourth Recital: Employers Requirements
As detailed on the tender drawings
Sixth Recital: Contractor's Proposals
To be determined
Sixth Recital: CDP Analysis
Mechanical and Electrical services; Piling
Eighth Recital and Clause 4.6: Construction Industry Scheme (CIS)
Employer at the Base Date is not a "Contractor" for the purposes of the CIS regulations
Tenth Recital: CDM Regulations
The project is notifiable
Eleventh Recital: Description of Sections:
Not applicable
Twelfth Recital: Framework Agreement
Not applicable
Thirteenth Recital
Does not apply
Article 9 Arbitration
Article 9 and clauses 9.4 to 9.9 (Arbitration) does not apply
Clause 1.1 Base Date:
10 days before the date for receipt of tenders
Clause 1.1 BIM Protocol
Not Applicable
Clause 1.1 Dates for Completion of Sections
Section 1 Bandstand TBC
Section 2 Bowls Pavillion TBC
`
Clause 1.7.4 Address for the service of notices etc by the Parties
Employer: As above
Contractor: As provided by the Contractor
Clause 2.4 Date for Possession of the Site
Section 1 Bandstand TBC
Section 2 Bowls Pavillion TBC
Clause 2.5 Deferment of possession of the Site
Clause 2.5 applies - 2 weeks
Clause 2.23.2 Liquidated damages:
Section 1 Bandstand £500 per week
Section 2 Bowls Pavillion £1000 per week
Clause 2.29 Sections: Section Sums
Applies
Clause 2.30 Rectification Period
12 months
Clause 2.34.3 Contractors Designed Portion: Limit of Contractor's liability for loss of use etc
Nil
Clause 4.7 Advance Payment
Clause 4.7 does not apply
Clause 4.8.1 Interim Payments Due Date
Monthly
Clause 4.9.1 Interim Payments - Percentages of Value
95% pre- practical completion
97.5% post practical completion
Clause 4.10.4 and 4.10.5 Listed Items
Clause 4.10 will be deleted. There will be no payments for materials or goods off site
Clause 6.4.1 Contractor's Insurance - Injury to persons or property
Insurance cover (for any one occurrence or series of occurrence out of one event £10m (ten million pounds)
Clause 6.5.1 Insurance - liability of the Employer
Insurance may be required
Clause 6.7 and schedule 1 Insurance of the Works - Insurance Options
Schedule 3: Insurance Option C applies. Insurance by other means. The Employer will be responsible fot insuring the Bandstand the Contractor will be responsible for th einsurance of the Bowls Pavillion.
Clause 6.7 and Schedule 1 insurance Option C (paragraph C2) Percentage to cover professional fees
15 per cent
Clause 6.10 and Schedule 1: Terrorism Cover
Not required
Clause 6.12 Joint Fire Code
The Joint Fire Code applies
Insurer to advise if works are a "large project"
Clause 6.15 Joint Fire Code - amendments/revisions
The cost, if any, of compliance with amendments or revisions to the Joint Fire Code shall be borne by the Employer
Clause 6.19 Contractors Design Portion (CDP) Professional Indemnity Insurance
Amount of indemnity required relates to claims or series of claims arising out of one event and is £1m (five million pounds).
Cover for pollution and contamination claims is £5m (five million pounds).
Expiry of required period of CDP PI insurance is 12 years
Clause 8.9.2 Period of Suspension
2 months
Clause 8.11.1 to 8.11.1.6 Period of Suspension
2 months
Clause 9.1 Adjudication
Nominator of Adjudicator- President or Vice President of the Royal Institution of Chartered Surveyors
Clause 9.5.1 Arbitration
To be deleted
CONTRACT PARTICULARS
Part 2 Third Party Rights and Collateral Warranties
P&T Rights Particulars - none required
Funder Rights Particulars - none required
Collateral Warranties from Sub Contractors - Design Warranties in favour of the Employer will be required from all sub-contractors undertaking a design function.
ATTESTATION
The Agreement is to be executed as a deed
THE CONDITIONS
Section 1 Definitions and Interpretation
Section 2 Carrying out the Works
Section 3 Control of the Works
Section 4 Payment
Amendment: clause 4.10 will be omitted. There will be no payments for materials off site
Section 5 Variations
Section 6 Injury, Damage and Insurance
Section 7 Assignment and Collateral Warranties
Section 8 Termination
Section 9 Settlement of Disputes
SCHEDULES
Schedule 1 insurance Options - Contractor's Design Submission Procedure
Schedule 2 Named Sub Contractors
Schedule 3 Forms of Bonds
Schedule 4 Supplemental Provisons
Schedule 5 Design Submission Procedure
PERFORMANCE BOND
The Contractor is to allow for the cost of providing a 10% performance bond. The sum of money required to provide the performance bond is to be included against the relevant item in the main summary
A30 EMPLOYER'S REQUIREMENTS TENDERING/SUBLETTING/SUPPLY
MAIN CONTRACT TENDERING
SCOPE
These conditions are supplementary to those stated in the invitation to tender and on the Form of Tender
TENDERING PROCEDURE
Generally in accordance with the principles of the JCT Practice Note 6 Main Contract Tendering
ACCEPTANCE OF TENDER
The Employer and the Employer's representatives:-
- Offer no guarantee that the lowest or any tender will be recommended for acceptance of accepted
- Will consider the overall quality of the submission by the Contractor
- Will not be responsible for any cost incurred in the preparation of any tender submission provided by the Contractor or sub contractors
PERIOD OF VALIDITY
Tenders must remain open for consideration (unless previously withdrawn) for not less than 12 weeks from the date fixed for the submission of tenders.
PRICING/SUBMISSION OF DOCUMENTS AT TENDER STAGE
PRELIMINARIES
It is the Contractors' responsibility to ensure that the costs of all items of a preliminary nature required for the project are included and priced or otherwise included in the tender.
ERRORS IN THE PRICED DOCUMENTS
Errors in the priced documents will be dealt with in accordance with the Code of Procedure for Single Stage Selective Tendering (confirmation or correction of pricing errors).
TENDER RETURNS:
The contractor is to provide the following documents as part of their tender submission: The list is to be read in conjunction with the items listed in the Introduction to these documents.
1) A copy of the fully priced Bills of Quantities, including a full breakdown of the preliminaries costs, is to be forwarded with the tender return.
2) Programme: The contractor's proposed programme as specified in A32 or a summary thereof showing the sequence, phasing and timing of the principal parts of the Works must be submitted.
3) Quality Submission - the contractor is required to submit quality submission information. Additional method statements for key elements of the works will be required during the second stage process.
4) Health & Safety - any information required by the Pre-Construction Health & Safety Information.
SUB - LETTING
SUB - CONTRACTORS:
Contractor to advise principal sub contractors
A31 EMPLOYER'S REQUIREMENTS: PROVISION, CONTENT AND USE OF DOCUMENTS
DEFINITIONS AND INTERPRETATIONS
DEFINITIONS: The meaning of terms, derived terms and synonyms used in the preliminaries/ general conditions and specification is as defined below or in the appropriate British Standard glossary.
CA
Employer's Agent means the person nominated in the Contract as Contract Administrator or their authorised agent.
IN WRITING:
When required to, advise, notify, inform, instruct, agree, obtain information, obtain approval or obtain instructions do so in writing.
APPROVAL (and words derived therefrom)
means the approval in writing of the CA unless specified otherwise.
SUBMIT (and words derived therefrom)
means to the CA unless otherwise instructed.
PRODUCTS
Means materials (including naturally occurring materials) and goods (including components, equipment and accessories) intended for permanent incorporation in the Works.
CROSS - REFERENCES TO THE SPECIFICATION:
Where a numerical cross - reference to a specification section or clause is given on drawings or in any other document the Contractor must verify its accuracy by checking the remainder of the annotation or item description against the terminology used in the referred to section or clause.
Where a numerical cross - reference is not given the relevant section(s) and clause (s) of the specification will apply, cross - reference thereto being by means of related terminology.
Where a cross - reference for a particular type of work, feature, material or product is given, relevant clause(s) elsewhere in the referred to specification section dealing with general matters, ancillary products and workmanship also apply.
The Contractor must, before proceeding, obtain clarification or instructions in relation to any discrepancy or ambiguity that may be discovered.
EQUIVALENT PRODUCTS:
Where the specification permits substitution of a product of different manufacture to that specified and such substitution is desired, before ordering the product notify the CA and, when requested, submit for verification documentary evidence that the alternative product is equivalent in respect of material, safety, reliability, function, compatibility with adjacent construction, availability of compatible accessories and, where relevant appearance. Submit certified English translations of any foreign language documents.
Any proposal for use of an alternative product must also include proposals for substitution of compatible accessory products and variation of details as necessary, with evidence of equivalent durability, function and appearance of the construction as a whole. If such substitution is sanctioned, and before ordering products, provide revised drawings, specification and manufacturer's guarantees as required by the CA.
BRITISH STANDARD PRODUCTS:
Where any product is specified to comply with a British Standard for which there is no equivalent European Standard, it may be substituted by a product complying with a grade or category within a national standard of another Member State of the European Community or an international standard recognised in the UK specifying equivalent requirements and assurances in respect of material, safety, reliability, function, compatibility with adjacent construction, availability of compatible accessories and, where relevant, appearance. In advance of ordering notify the CA of all such substitutions and, when requested, submit for verification documentary evidence confirming that the products comply with the specified requirements. Any submitted foreign language documents must be accompanied by certified translations into English.
REFERENCES TO BSI DOCUMENTS
are to the versions and amendments listed in the BSI Standards Catalogue and in subsequent issues of BSI Update - Standards.
SIZES: Unless otherwise stated:
Products are specified by their coordinating sizes.
Cross section dimensions of timber/steels shown on drawings are
nominal sizes before any required planing.
FIX ONLY:
means all labours in unloading,handling,storage and fixing in position, including use of all plant, and all necessary materials to fix.
SUPPLY AND FIX:
Unless stated otherwise all items given in the schedule of work and/or on the drawings are to be supplied and fixed complete.
MAKE GOOD:
means carry out local remedial work to components, features and finishes which have been disturbed by other, previous work under this Contract and leave in a sound and neat condition. It does not include:
Replacement of components or parts of components.
Redecoration.
The meaning of the term shall not be limited by this definition where used in connection with the defects liability provisions of the Contract.
EASE:
means make minor adjustments to moving parts of the stated component to achieve good fit in both open and closed positions and ensure free movement in relation to fixed surrounds. Make good as necessary.
TO MATCH EXISTING:
means use products, materials and methods to match closely all visual characteristics and features of the existing work, with joints between existing and new work as inconspicuous as possible, all to approval of appearance.
DOCUMENTS PROVIDED ON BEHALF OF EMPLOYER
DIMENSIONS:
The accuracy of dimensions scaled from the drawings is not guaranteed. Obtain from the CA any dimensions required but not given in figures on the drawings nor calculable from figures on the drawings.
THE MEASURED QUANTITIES:
For purposes of ordering products and constructing the Works:
The accuracy and sufficiency of any measured quantities is not guaranteed.
The specification and drawings shall take precedence over any measured quantities.
THE SPECIFICATION:
All sections of the specification must be read in conjunction with Main Contract Preliminaries/General conditions.
DRAWING NUMBERS:
Where drawing numbers are referenced throughout this document they are given without revision numbers.
TECHNICAL LITERATURE:
The Contractor is to keep copies of the following on site, readily accessible for reference by all supervisory personnel:
Manufacturers' current literature relating to all products to be used in the Works.
A32 EMPLOYER'S REQUIREMENTS: MANAGEMENT OF THE WORKS.
GENERALLY
SUPERVISION:
Accept responsibility for co-ordination, supervision and administration of the Works, including all subcontracts. Arrange and monitor a programme with each subcontractor, supplier, local authority and statutory undertaker and obtain and supply information as necessary for co-ordination of the work.
INSURANCES:
Before starting work on site submit documentary evidence and/or policies and receipts for the insurances required by the Conditions of contract.
OWNERSHIP:
Materials arising from the alteration work are to become the property of the Contractor except where otherwise stated. Remove from site as work proceeds.
PROGRAMME/PROGRESS
PROGRAMME:
As soon as possible and before starting work on site prepare in an approved form a master programme for the Works. See A35 for details of constraints on the method/sequence of works.
The Contractor shall submit 3 No copies of the approved programme to the CA.
SUBMISSION OF PROGRAMMES:
will not relieve the Contractor of responsibility to advise the CA of the need for further drawings or details or instructions.
MONITORING:
Record progress on a copy of the programme kept on site. If any circumstances arise, which may affect the progress of the Works put forward proposals, or take other action as appropriate to minimise any delay and to recover any lost time.
SITE MEETINGS:
The CA will hold regular formal site meetings to review progress and other matters arising from the administration of the Contract. Meetings will be held fortnightly.
Attend all meetings and inform subcontractors and suppliers when their presence is required. The CA will chair the meetings and take and distribute minutes.
The CA will carry out regular site inspections to monitor the quality and progress of the works. These inspections will normally be held every week.
CONTRACTOR'S PROGRESS REPORT:
Submit a progress report to the CA prior to each CA's site meeting. Notwithstanding the Contractor's obligations under the Contract the report must include:
A progress statement by reference to the master programme for the Works.
Details of any matters materially affecting the regular progress of the Works.
Any requirements for further drawings or details or instructions to enable the CA to fulfil their obligations.
CONTRACTOR'S SITE MEETINGS:
Hold meetings with appropriate subcontractors and suppliers shortly before main site meetings to facilitate accurate reporting of progress.
CONTROL OF COST
CASH FLOW FORECAST:
As soon as possible and before starting work on site submit to the CA a forecast showing the gross valuation of the Works at the date of each Interim Certificate throughout the Contract period and based upon the programme for the Works.
MEASUREMENTS:
Give reasonable notice to the Quantity Surveyor before covering up work, which the Quantity Surveyor requires to be measured.
DAYWORK VOUCHERS:
Give reasonable notice to the CA of the commencement of any work for which day work vouchers are to be submitted. Before being delivered each voucher must be:
Referenced to the instruction under which the work is authorised. and
Signed by the person in charge as evidence that the workmen's names, the time spent by each, the plant and materials shown are correct.
LABOUR AND PLANT RETURNS:
At the beginning of each week provided for verification by the records for each day of the previous week showing:
The number and description of craftsmen, labourers and other persons employed on or in connection with the Works, including those employed by subcontractors.
The number, type and capacity of all mechanical and power operated plant employed on the Works.
A33 EMPLOYER'S REQUIREMENTS QUALITY STANDARDS/ CONTROL
MATERIALS AND WORK GENERALLY
PROTECTION OF PRODUCTS:
Adequately protect all materials in appropriate storage conditions prior to their installation into the works.
WATER FOR THE WORKS:
Clean and uncontaminated. If other than mains supply is proposed, provide evidence of suitability. Test to BS 3148 if instructed.
SETTING OUT:
The Contractor will be responsible for preparing a setting out drawing and for the setting out of the works. Notify CA in writing of any discrepancies between the design intent drawings and the setting out and obtain instructions before proceeding.
SETTING OUT:
Inform CA when overall setting out is complete and before commencing construction.
RECORD DRAWINGS:
Record details of all grid lines, setting-out stations, benchmarks and profiles on the site setting-out drawing. Retain on site throughout the contract and hand to CA on Completion.
ROD DRAWINGS:
Prepare Rod drawings for all joinery items and issue to the CA for approval
MECHANICAL AND ELECTRICAL SERVICES:
Must have final tests and commissioning carried out so that they are in full working order at Practical Completion.
SUPERVISION:
In addition to the constant management and supervision of the works provided by the Contractor's person in charge, all significant types of work must be under the close control of competent trade supervisors to ensure maintenance of satisfactory quality and progress.
PERSON-IN-CHARGE:
Give maximum possible notice to the CA before changing the person-in-charge.
OVERTIME WORKING:
Whenever overtime is to be worked, give CA not less than 48 hours notice, specifying times, types and locations of work to be done. Concealed work executed during overtime for which notice has not been given may be required to be opened up for inspection and reinstated at the Contractor's expense.
DEFECTS IN EXISTING CONSTRUCTION:
To be reported to CA without delay. Obtain instructions before proceeding with work, which may:
Cover up or otherwise hinder access to the defective construction, or
Be rendered abortive by the carrying out of remedial work.
ACCESSS FOR INSPECTION:
Give CA not less than 3 working days notice before removing scaffolding or other facilities for access.
TIMING OF TESTS AND INSPECTIONS:
Agree dates and times of tests and inspections with CA several days in advance, to enable the CA and other affected parties to be present. On the previous working day to each such test or inspection confirm that the work or sample in question will be ready or, if not ready, agree a new date and time.
TEST CERTIFICATES:
Submit a copy of each certificate to CA as soon as practicable and keep copies of all certificates on site.
QUALITY CONTROL:
Establish and maintain procedures to ensure that the Works, including the work of all subcontractors, comply with specified requirements.
Maintain full records, keep copies on site for inspection by the CA, and submit copies of particular parts of the record on request. The records must include:
Identification of the element , item, batch or lot including location in the works.
The nature and dates of inspections by the contractor or CA, tests and approvals.
The nature and extent of any nonconforming work found.
Details of any corrective action.
BUILDING CONTROL:
It will be the Employer's responsibility for obtaining Building Control agreement, which will be via Approved Design Building Control.
WORK AT OR AFTER COMPLETION
GENERALLY:
Make good all damage consequent upon the work.
Remove all temporary markings, coverings and protective wrappings unless otherwise instructed.
Clean the works thoroughly inside and out including all accessible ducts and voids, remove all splashes, deposits, efflorescence, rubbish and surplus materials consequent upon the execution of the work.
Cleaning materials and methods to be as recommended by manufacturers of products being cleaned, and to be such that there is no damage or disfigurement to other materials or construction.
Obtain COSHH dated data sheets for all materials used for cleaning and ensure they are used only as recommended by their manufacturers.
Touch up any minor faults in newly painted/repainted work, carefully matching colour, and brushing out edges. Repaint badly marked areas back to suitable breaks or junctions.
Adjust, ease and lubricate moving parts of new work as necessary to ensure easy and efficient operation, including doors, windows, drawers, ironmongery, appliances, valves and controls.
SECURITY AT COMPLETION:
Leave the works secure with all accesses locked. Account for and adequately label all keys and hand over to Employer with itemised schedule, retaining duplicate schedule signed by Employer as receipt.
A34 EMPLOYER'S REQUIREMENTS SECURITY / SAFETY / PROTECTION
GENERALLY
LANDLORDS REQUIREMENTS
Allow to undertake the works in accordance with the requirements and restrictions of The Council and their agents . The tender sum is deemed to include for complying with all such requirements and restrictions.
THE CONSTRUCTION PHASE HEALTH AND SAFETY PLAN
must be submitted to the CA not less than one week before the date for start of construction work. Do not start construction work until the Employer has confirmed in writing that the Construction Phase Health and Safety Plan includes the procedures and arrangements required by CDM Regulation 15(4).
SECURITY:
Adequately safeguard the site, the Works, products, materials, plant, and any existing buildings affected by the works from damage and theft. Take all reasonable precautions to prevent unauthorised access to the site , the Works and adjoining property.
The site is to be locked down at night and alarms activated where possible.
STABILITY:
Accept responsibility for the stability and structural integrity of the works during the Contract, and support as necessary. Prevent overloading: details of design loads shall be submitted to the CA for structural approval by a structural engineer prior to any structural works commencing.
EMPLOYER'S REPRESENTATIVES SITE VISITS:
Inform the CA in advance of all safety provisions and procedures (including those relating to materials which may be deleterious) that will require the compliance of the Employer or the Employer's representatives when visiting the site. Provide protective clothing and/or equipment for the Employer or the Employer's representatives as appropriate.
PROTECT AGAINST THE FOLLOWING:
NOISE:
The Contractor is to take all reasonable and practical steps to minimise noise on site. The use of radios and other audio equipment is forbidden.
Non-noisy works can be undertaken at any time.
Noisy works which may disturb the user of the park are to be undertaken subject to agreement with the Employer.
POLLUTION:
Take all reasonable precautions to prevent pollution of the site, the Works and the general environment including streams and waterways. If pollution occurs inform the appropriate Authorities and the CA without delay and provide them with all relevant information.
NUISANCE:
Take all necessary precautions to prevent nuisance from smoke, dust, rubbish, vermin and other causes.
ASBESTOS BASED MATERIALS:
Report immediately to the CA any suspected asbestos based materials discovered during demolition/refurbishment work. Avoid disturbing such materials. Agree with the CA methods for safe removal or encapsulation.
FIRE PREVENTION:
Smoking will not be permitted on the site.
PERMIT
Permit to work procedures will operate for all hot work to be carried out on site.
FIRE SPECIFIC REQUIREMENTS:
All fire escapes, including fire escapes from scaffolds are to be kept clear at all times.
BURNING ON SITE
Burning on site of materials arising from the work will not be permitted.
WATER:
Prevent damage from storm and surface water. Use all reasonable and suitable building aids and methods to prevent or minimise delays during adverse weather conditions.
MOISTURE:
Prevent the work from becoming wet or damp where this may cause damage. Dry out the Works thoroughly. Control the drying out and humidity of the Works and the application of heat to prevent:
Blistering and failure of adhesion.
Damage due to trapped moisture.
Excessive movement.
INFECTED TIMBER:
Where instructed to remove timber infected by fungal/insect attack from the building, do so in a way, which will minimise the risk of infecting other parts of the building.
PROTECT THE FOLLOWING
WORK IN ALL SECTIONS:
Adequately protect all types of work and all parts of the Works, including work carried out by others, throughout the Contract. Wherever work is of an especially vulnerable nature or is exposed to abnormal risks provide special protection to ensure that damage does not occur.
MAINTAIN LIVE / EXISTING SERVICES:
Notify all service authorities and/or adjacent owners of the proposed works not less than one week before commencing site operations.
Before starting work check and mark positions of existing mains/services. Where positions are not shown on drawings obtain relevant details from service authorities or other owners.
Observe service authority's recommendations for work adjacent to existing services.
Adequately protect and prevent damage to all services. Do not interfere with their operation without the consent of the service authorities or their owners.
Identify below ground services with signboards, giving type and depth, and overhead services with headroom markers.
If any damage to services results from the execution of the Works, immediately notify CA and appropriate service authority. Make arrangements for the work to be made good without delay to the satisfaction of the service authority or other owner as appropriate. Any measures taken by the CA to deal with an emergency will not affect the extent of the Contractor's liability.
Replace marker tapes or protective covers disturbed during site operations to the service authority's recommendations.
MAINTAIN PUBLIC AND PRIVATE ROADS AND FOOTPATHS:
Adequately maintain roads and footpaths within and adjacent to the site and keep clear of mud and debris. Any damage to roads and footpaths caused by site traffic or otherwise consequent upon the Works must be made good to the satisfaction of the Local Authority or other owner.
Bear any costs arising.
EXISTING FEATURES:
Prevent damage to existing buildings.
EXISTING WORK:
Prevent damage to existing property undergoing alteration or extension and make good to match existing any defects so caused. Remove existing work the minimum necessary and with care to reduce the amount of making good to a minimum.
BUILDING INTERIORS:
Protect building interiors exposed to weather during the course of alteration work with temporary enclosures of sufficient size to permit execution of the work and which will remain weather tight in severe weather.
Allow for protecting all retained finishes in working areas.
MAINTAIN ADJOINING PROPERTY:
Prevent trespass of workpeople.
Take all reasonable precautions to prevent damage to adjoining property. Obtain permission as necessary from the owners if requiring to erect scaffolding on, or otherwise use adjoining property, and pay all charges. Remove and make good on completion or when directed. Bear the cost of repairing any damage arising from execution of the Works.
EXISTING STRUCTURES:
Check proposed methods of work for effects on adjacent structures inside and outside the site boundary.
Provide and maintain during the execution of the Works all incidental shoring, strutting, needling and other supports as may be necessary to preserve the stability of existing structures on the site or adjoining that may be endangered or affected by the Works.
Support existing structure as necessary during cutting of new openings or replacement of structural parts.
Monitor adjacent structures and immediately report excessive movement to the CA.
Do not remove supports until new work is strong enough to support the existing structure. Prevent overstressing of completed work when removing supports.
A35 EMPLOYER'S REQUIREMENTS:
SPECIFIC LIMITATIONS ON METHOD / SEQUENCE / TIMING
METHOD/SEQUENCE OF WORK:
The site is in a park open to the general public and vehicular access is only available until 10.30am in the mornings. The Contractor is to ensure that deliveries are planned to provide sufficient materials for each day's activities
The Contractor is to consider these constraints in their scheduling of the Works.
ACCESS TO THE SITE:
Access to the site is to be advised
All contractor's workmen and staff are to proceed to the contractor's temporary facilities from where they will proceed to the appropriate work area.
All goods entering or leaving will have to be brought in at agreed times and accommodated on site in agreed locations.
USE OF THE SITE:
Do not use the site for any purpose other than undertaking the works.
SITE RULES:
The site rules are as follows. Include for all costs in connection with the rules:
The following specific rules are to be incorporated within the Principal Contractor's development of the Safety Plan:-
* Contractor's passes to be worn at all times.
* No smoking other than in the permitted smoking area.
* No burning of rubbish.
* Deliveries/collections to be planned outside peak trading hours
i.e. not between the hours 10.00 and 17.30.
* Foul and abusive language and/or behaviour will not be permitted.
* A"Cover Up" Policy is to be enforced, i.e. shirts must be worn at all
times.
* No radios permitted.
* Operatives are not permitted to wear earphones for iPod, MP3
players or other personal stereo equipment.
* If required by the Client mobile phones only to be used in
designated areas.
* All equipment and the site to be secured and left in a safe state
outside working hours.
* All deliveries of materials etc to report to the Principal Contractor.
* All materials to be left safe and sound during and outside working
hours.
* Hard hats, liveried Hi Viz vests and other appropriate PPE to be
worn by all contractors and visitors to the site.
* Construction work shall not impinge on any Client work.
* Hazardous materials are not to be left on site unless locked away.
* Use all necessary protective clothing and equipment when required.
* All enquiries regarding Health and Safety on site to be directed to
the Principal Contractor.
* Remove rubbish and debris as it accumulates and keep the site
and works clean and tidy. The use of the Client's refuse facilities
will not be permitted.
* All Contractor staff are expected to carry out their duties in a
manner that promotes equality of opportunity and supports
diversity and inclusion, and takes into account the Client's
commitment to environmentally sustainable ways of working.
No deviation from this will be tolerated - operatives found to
be in breach of this will be excluded from the site.
CONTRACTOR'S IDENTIFICATION:
Included for all costs in connection with the following:
All Contractors, including Sub-Contractors, I.D passes to be worn or carried at all times.
All Contractors are required to sign in at facilities reception.
Weekly passes/parking permits to be issued on a Monday morning, or when Contractors attend site.
All passes are to be returned to facilities reception at the end of EACH working day, and collected the following day.
SITE INDUCTION:
All members of the Contractors and Sub-Contractors will be required to have a site induction. Include for all cost.
USE OR DISPOSAL OF MATERIALS:
Contractor to ensure all debris and materials are disposed of safely and at a licensed site where applicable.
Inform CA of the intended siting of all spoil heaps, temporary works and services. An area of the site will be allocated to the Contractor where they can store materials out and materials in.
WORKING HOURS:
It is the Contractors responsibility to determine the hours they need to work to achieve completion in line with the stated completion date.
The constraining factor is noise. Non-noisy works can be undertaken at anytime.
NOISY WORKS
Noisy work which will disturb the hotel operations are to be undertaken by agreement with the Employer
A 36 EMPLOYER'S REQUIREMENTS
FACILITIES / TEMPORARY WORK/SERVICES
OFFICES:
The Employer requires temporary facilities on site within the existing building to conduct regular site meetings and site inspections.
The Contractor must provide all temporary furniture, all facilities as necessary to do this. The Employer will make available an area on site for the Contractors offices, compound and storage area. This area is to be agreed on site with the Employer.
SANITARY ACCOMMODATION:
Must satisfy CDM regulations.
TEMPORARY SCREENS AND HOARDINGS:
Allow for providing all necessary temporary screens and hoardings to enable the Works to be undertaken. Allow for final removal and making good of any structure, finishes etc. disturbed.
SIGNAGE:
Allow for signs on site hoardings/Herras fencing with multi lingual language.
NAME BOARDS:
The main Contractors name board will be permitted subject to relevant consents.
A37 EMPLOYER'S REQUIREMENTS OPERATION/ MAINTENANCE
OF THE FINISHED BUILDING
MANUALS
See Pre-Construction Information for details of requirements for manuals.
TRAINING OF EMPLOYER'S STAFF:
Before Practical Completion explain and demonstrate to the Employer's maintenance staff the purpose, function and operation of the installations including all items and procedures listed in the Building Manual.
SPARE PARTS:
At least one week before practical Completion submit to the CA a schedule of spare parts that the Contractor recommends should be obtained and kept in stock by the Employer for maintenance of the services installations. State against each item the manufacturer's current price, including packaging and delivery to site.
TOOLS:
At Practical Completion provide two complete sets of tools and portable indicating instruments for the operation and maintenance of all services plant and equipment ( except any installed under Named Subcontracts) together with suitable means of identifying, storing and securing same.
A40 CONTRACTOR'S GENERAL COST ITEMS:
MANAGEMENT AND STAFF
A41 CONTRACTOR'S GENERAL COST ITEMS:
SITE ACCOMMODATION
A42 CONTRACTOR'S GENERAL COST ITEMS:
SERVICES AND FACILITIES.
POWER:
Electricity and gas and water supply from the Employer's mains may be used free issue for the Works. Temporary metering is not required.
TELEPHONE AND ADMINSTRATION
SAFETY, HEALTH AND WELFARE
STORAGE OF MATERIALS
RUBBISH DISPOSAL
CLEANING (including a "sparkle clean" of all areas including full clean of all windows and doors at Practical Completion)
DRYING OUT
PROTECTION OF WORK IN ALL SECTIONS
SECURITY : see A34 120
MAINTAIN PUBLIC AND PRIVATE ROADS
SMALL PLANT AND TOOLS
ADDITIONAL SERVICES AND FACILITIES ITEMS:
Insert below further cost items as may be required, with fixed charges and time related charges as appropriate:
A43 CONTRACTOR'S GENERAL COST ITEMS: MECHANICAL PLANT
CRANES
HOISTS
PERSONNEL TRANSPORT
TRANSPORT
EARTHMOVING PLANT
CONCRETE PLANT
PILING PLANT
PAVING AND SURFACING PLANT
ADDITIONAL MECHANICAL PLANT ITEMS:
Insert below further cost items as may be required, with fixed charges and time related charges as required.
A44 CONTRACTOR'S GENERAL COST ITEMS:
TEMPORARY WORKS
TEMPORARY ROADS
TEMPORARY WALKWAYS
ACCESS SCAFFOLDING:
Allow for access facilities to ceilings enabling works to mechanical, electrical, data wiring, ceilings, insulation and the like to be undertaken.
Allow for access facilities to wall surfaces to allow wall finishes to be applied.
SUPPORT SCAFFOLDING AND PROPPING
HOARDINGS, FANS, FENCING, ETC.
HARDSTANDING
TRAFFIC REGULATIONS
ADDITIONAL TEMPORARY WORKS ITEMS:
Insert below further cost items as may be required, with fixed charges and time related charges as required.
A50 WORK/PRODUCTS BY/ON BEHALF OF THE EMPLOYER
WORKS BY OTHERS:
The following works will be undertaken by others directly employed by the Employer:
Exterior and internal furniture
ADD for attendances, profit, overheads on the above if required.
A53 WORK BY STATUTORY AUTHORITIES/UNDERTAKERS
The Client will be responsible for any changes to the existing incoming services connections. There will be a requirement for the main contractor to provide builders work in connection with any changes in the entry of the existing services into the building. Exact details are yet to be established.
Additional Items
The Contractor is to insert below any additional preliminary items required:-
Sub Totals
| Total to Collection £ | 0 | 0 | 0

## Demos & Altertns
Todmorden Bandstand Refurbishment & Bowls Pavilion New Build
Tender Document | [5 empty] | Demolitions & Alterations | 2024-11-11
2
| Description |  | Msr | Quantity | Unit | Rate | Total £ p
Contractor are responsible for identifying all items and quantities. Any quantities are given as guidance only.
Contractors are to include for removal of all materials off site, unless specifically requested not to do so, and sustainably disposal at a registered Local Authority tip in accordance with the Site Waste Management Plan Regulations 2008
Contractors are to note that the sizes and any quantities hereunder stated are indicative only and they should allow for checking and establishing actual dimensions and quantities by measuring on site. No adjustments to prices will be allowed should measurements vary from those dimensions and quantities stated.
Contractors are to note that the latest drawing revisions issued with the tender have been used, even though drawing revision references are not stated hereunder.
Drawings used 9691-BUT-XX-XX-DR-A-1002 to 1004, 2001 to 2004, 3001, 4001, 5001 to 5004, 6001 to 6002, 09001 & Specification
Drawings used 9740-BUT-X1-00-DR-A-1011, 1012, 1014, 1015, 2012 & Specification
0
| C90: ALTERATIONS - SPOT ITEMS | [5 empty] | 0
0
BANDSTAND
General Protection
Include for all necessary and on-going maintenance and adjustments of all protection throughout the works; Where damage of existing fabric or new work occurs as result of poor protection or the absence of suitable protection, the contractor will responsible for making good, as necessary and in accordance with the Specification
2.01 |  | generally |  | 1 | Item |  | 0
0
| The main contractor remains responsible for the suitability and maintenance of all protection throughout the duration of the works and shall inspect protection on a regular basis to ensure that it is sound and performing adequately. | [5 empty] | 0
0
2.02 |  | generally |  | 1 | Item |  | 0
0
| Cleaning areas | [5 empty] | 0
0
| The Contractor is required to clean all existing roof areas and external walls, removing all dirt, growth, vegetation, etc, before work commences and after work is complete to approval | [5 empty] | 0
0
2.03 |  | generally |  | 1 | Item |  | 0
0
| Access & Protection | [5 empty] | 0
0
| Erect independent access scaffold as necessary; Scaffold is not to be fixed to the building | [5 empty] | 0
0
2.04 |  | generally |  | 1 | Item |  | 0
0
| Include for temporary protection to roofs using tarpaulins and polythene sheeting (plywood boards if necessary) | [5 empty] | 0
0
2.04 |  | generally |  | 1 | Item |  | 0
0
| Site Arrangement Plan Work - Generally as shown on Drawing 1101 and all Specification notes on the drawings | [5 empty] | 0
0
| Site Arrangement plan work; all as per work on Drawing and as follows: | [5 empty] | 0
0
2.05 |  | Works Area and extent of hoarding is as shown by Red line; Contractor is to provide solid timber hoarding also provide tree protection to those trees outside of the hoarding; Secondary site compound at bandstand including area to store materials is also shown |  | 1 | Item |  | 0
0
2.06 |  | footpath to east and west of bandstand to be closed to the public; Contractor to provide secure hoarding and waymarking |  | 1 | Item |  | 0
0
2.07 |  | pedestrian access to footpath running along top ownership boundary to remain open; Contractor is to provide adequate signage for wayfinding, access and safety |  | 1 | Item |  | 0
0
2.08 |  | footpath running south of Bandstand is to be closed to all park users ; Contractor is to provide adequate signage for wayfinding to alternative route, access and safety |  | 1 | Item |  | 0
0
2.09 |  | site vehicles are limited to axle weight of less than 4 tonnes on footpath to bandstand site; All site vehicles are to be escorted by a banksman on each side |  | 1 | Item |  | 0
| Demolition & Alteration: | [5 empty] | 0
| Basement Floor Plan as Existing & Proposed on Drawing 1002 & 4001 and all Specification notes on the drawings and carry out work as follows: | [5 empty] | 0
0
2.1 |  | allow to remove extensive debris throughout floor; all as per Drawing 1002 |  | 1 | Item |  | 0
0
2.11 |  | remove all debris and make good concrete floor beneath stage; make good all work disturbed; all as per Drawing 4001 |  | 1 | Item |  | 0
0
2.12 |  | disconnect, cap off all existing sanitary ware and cart away from site for recycling; Install new fixtures (measured separately); all as per Drawing 4001 |  | 1 | Item |  | 0
0
2.13 |  | carefully take off single door and frame; make good all work disturbed; 2nr |  | 1 | Item |  | 0
0
2.14 |  | carefully take off double door and frame (temporary doorset); make good all work disturbed; ED-B1-04-01; 1nr |  | 1 | Item |  | 0
0
2.15 |  | widen access to Lobby; Supply and install new timber lintel 100 x 275mm C24 solid section, refer to SE's drawing; Stud wall overhead to be rebuilt to new alignment and clad in T&G softwood boarding to match existing NBS H21/110; Paint in non-standard colour scheme NBS M60/110 Type D |  | 1 | Item |  | 0
| SUNDRIES | [5 empty] | 0
0
| Bats preservation | [5 empty] | 0
0
| All crevices and open joints to be checked for bats by the project ecologist, before repointing, repair or other closure. Known bat access points or crevices must be retained | [5 empty] | 0
0
2.16 |  | generally |  | 1 | Item |  | 0
0
| Testing | [5 empty] | 0
0
| Testing; pipework and gutters | [5 empty] | 0
0
2.17 |  | generally |  | 1 | Item |  | 0
0
| CDM Notes | [5 empty] | 0
0
| Allow for complying with CDM requirements, as per Drawings and as per the Specification | [5 empty] | 0
0
2.18 |  | generally |  | 1 | Item |  | 0
0
| Other Work not described above | [5 empty] | 0
0
| Allow for all other Demolition & Alterations work not described previously, but deemed necessary as determined from the Drawings and the Site Conditions | [5 empty] | 0
0
2.19 |  | generally |  | 1 | Item |  | 0
0
|  | Demolitions & Alterations works, Bandstand - To Summary |  |  |  |  | 0
| BOWLS PAVILION | [5 empty] | 0
0
| Site Arrangement Plan Work - Generally as shown on Drawing 1101 and all Specification notes on the drawings | [5 empty] | 0
0
| Site Arrangement plan work; all as per work on Drawing and as follows: | [5 empty] | 0
0
2.2 |  | site access to both sites is subject to agreement with Todmorden Town Council; A clear route is to be maintained throughout; The Gate in maintained by TTC |  | 1 | Item |  | 0
2.21 |  | Works Area and extent of hoarding is as shown by Red line; Contractor is to provide solid timber hoarding also provide tree protection to those trees outside of the hoarding |  | 1 | Item |  | 0
2.22 |  | primary site compound for both projects is at Bowls pavilion for storage of materials and skips; Contractor parking is to be confirmed with Todmorden Town Council |  | 1 | Item |  | 0
2.23 |  | gas pipe and drains are located under footpath; Permissions may be required in case of damage below |  | 1 | Item |  | 0
2.24 |  | ground protection matting to corners to allow site vehicles to reverse and turn; all as per NBS Q22/170 and all relevant clauses of the Specification; Temporary barriers to b e in use during vehicle turning to avoid clashing with pedestrians |  | 1 | Item |  | 0
2.25 |  | Contractor is to provide adequate signage for wayfinding, access and safety; Alternative pedestrian to the West of thr bowling greens towards Fielden Hall |  | 1 | Item |  | 0
2.26 |  | potential to use area adjacent to Bowling greens for site welfare, subject to agreement with Todmarden Town Council |  | 1 | Item |  | 0
2.27 |  | all bowling greens to remain in use throughout construction and to be clear at all times; Access is via the Arrows shown |  | 1 | Item |  | 0
Demolition & Alteration:
Demolition of Individual structures, carry out survey by licensed Asbestos Removal Specialist prior to demolition and remove all contamination and dispose to approved licensed tip if required; all as per Drawing 1012, 1014, 1015, 2012 and Clause C20 and all other relevant clauses of the Specification
2.2 |  | existing Bowls Pavilion building, comprising single storey block, constructed out of: timber/brick, approximate overall GFA of: 60m2 x 3m high to eaves; including isolating and decommissioning existing M&E services, etc. taking out and disposing of all redundant materials and all other plant and machinery; breaking out any ground floor slab under, together with all surrounding paving, ramps, steps and retaining walls, etc., including grubbing up any concrete foundations; disposing of all debris off site; temporary supports if necessary where abutting perimeter pavement; filling back with MOT Type 1 material, ready for new Pavilion construction with external paved areas, etc. |  | 1 | Item |  | 0
0
| SUNDRIES | [5 empty] | 0
0
| Bats preservation | [5 empty] | 0
0
| CDM Notes | [5 empty] | 0
0
| Allow for complying with CDM requirements, as per Drawings and as per the Specification | [5 empty] | 0
0
2.21 |  | generally |  | 1 | Item |  | 0
0
| Other Work not described above | [5 empty] | 0
0
| Allow for all other Demolition & Alterations work not described previously, but deemed necessary as determined from the Drawings and the Site Conditions | [5 empty] | 0
0
2.22 |  | generally |  | 1 | Item |  | 0
0
|  | Demolitions & Alterations works, Bowls Pavilion - To Summary |  |  |  | £ | 0

## Substructure
Todmorden Bandstand Refurbishment & Bowls Pavilion New Build
Tender Document | [5 empty] | Substructures | 2024-11-18
3
|  |  | Msr | Quantity | Unit | Rate | Total £ p
The measurements included in any of the measured sections are not measured in accordance with the Standard Method of Measurement.
Contractors are to include for removal of all materials off site, unless specifically requested not to do so, and sustainably disposal at a registered Local Authority tip in accordance with the Site Waste Management Plan Regulations 2008
Contractors are to note that the sizes and any quantities hereunder stated are indicative only and they should allow for checking and establishing actual dimensions and quantities by measuring on site. No adjustments to prices will be allowed should measurements vary from those dimensions and quantities stated.
Contractors are to note that the latest drawing revisions issued with the tender have been used, even though drawing revision references are not stated hereunder.
Drawings used 9740-BUT-X1-XX-DR-A-4001, 4016, 4017, 4021, 5011 to 5015, 6001 to 6008 & Specification & Booth King Drawings15231-BKP-VI-XX-DR-S-050, 100, 200
BANDSTAND
No Substructure work required
BOWLS PAVILION
0
Site Clearance/preparation
Removing all undergrowth, including all debris, arisings, etc, in way of new construction; disposing off site
3.01 |  | generally | 1 | 1 | Item |  | 0
7 PILING
Piling design
The Contractor shall be responsible for the design of all piling on the above project. He shall allow for submitting all design information, together with all calculations, etc. and proposed drawings for approval all in accordance with the agreed programme; all as per relevant clauses of the specification
3.02 |  | generally | 1 | 1 | Item |  | 0
Piling work
Supply and lay temporary piling mat and removing on completion
3.03 |  | generally | 1 | 1 | Item |  | 0
Mobilising, moving about site and demobilising plant and equipment as necessary
3.04 |  | generally | 1 | 1 | Item |  | 0
Supply and install 250 x 250mm driven pc piling to hard strata, as necessary, all to Engineer's approval
3.05 |  | generally (Provisional Quantities) | 288 | 288 | m |  | 0
Carry out testing of piling as required by PDA/Kentledge to be agreed with the Engineer
3.06 |  | generally | 1 | 1 | Item |  | 0
Carefully cutting heads of piles to expose reinforcement, bending and jointing with pile cap reinforcement as required and to the approval of the Engineer
3.07 |  | generally | 24 | 24 | nr |  | 0
| 5 EXCAVATING AND FILLING | [5 empty] | 0
0
| Site strip topsoil; to temporary spoil heap at agreed locations at site | [5 empty] | 0
0
3.08 |  | 150mm thick | 77.976 | 78 | m2 |  | 0
0
| Excavations, commencing at strip level | [5 empty] | 0
0
3.09 |  | reduced level excavation; not exceeding 1.5m deep | 35.0892 | 35 | m3 |  | 0
0
| Excavations, commencing at reduced level | [5 empty] | 0
0
3.1 |  | pile caps; not exceeding 1.5m deep | 6.6066 | 7 | m3 |  | 0
|  |  | 31.7 |  |  |  | 0
3.11 |  | ground beams; not exceeding 1.5m deep | 7.1325 | 7 | m3 |  | 0
0
| Disposal | [5 empty] | 0
0
3.12 |  | ground water (Including surface water disposal) | 1 | 1 | Item |  | 0
0
3.13 |  | excavated material off site; disposing off site to an approved tip | 48.8283 | 49 | m3 |  | 0
0
| Filling; DoT type 1 compacted granular fill | [5 empty] | 0
0
| Type 1 granular material (measured in m2 not cubic); including sand blinding to top surfaces; under ground slab | [5 empty] | 0
0
3.14 |  | 150mm layer under concrete slabs; compacting in layers and blinding surfaces | 77.976 | 78 | m2 |  | 0
0
| Visqueen Low Permeability Gas dpm | [5 empty] | 0
0
| Visqueen dpm laid under concrete ground slab | [5 empty] | 0
0
3.15 |  | generally | 77.976 | 78 | m2 |  | 0
0
| 11 IN SITU CONCRETE WORKS | [5 empty] | 0
0
| Mass concrete designated mix to BS8110, 8500 & BS EN 2066-1 | [5 empty] | 0
0
| Blinding concrete beds | [5 empty] | 0
0
3.16 |  | 50mm under pile caps | 8.58 | 9 | m2 |  | 0
0
3.17 |  | 50mm under ground beams | 14.265 | 14 | m2 |  | 0
0
3.18 |  | 50mm thick under ground slab | 77.976 | 78 | m2 |  | 0
0
| Cavity infill; vertical; not exceeding 300mm thick | [5 empty] | 0
0
3.19 |  | 125mm wide | 3.606 | 4 | m2 |  | 0
0
| Reinforced concrete; designated mix (C25/30 concrete) mix to BS8110; laid in accordance with Engineer's approval | [5 empty] | 0
0
| Horizontal; exceeding 300mm thick | [5 empty] | 0
0
3.2 |  | in pile caps | 6.6066 | 7 | m3 |  | 0
|  |  | 31.7 |  |  |  | 0
3.21 |  | in ground beams | 7.1325 | 7 | m3 |  | 0
0
| Horizontal; not exceeding 300mm thick | [5 empty] | 0
0
3.22 |  | 200mm thick ground slab | 77.976 | 78 | m2 |  | 0
0
3.23 |  | 100 x 180mm thresholds; including reinforcing as necessary; formwork both sides; Drawing 6003 | 4.32 | 5 | m |  | 0
0
3.24 |  | 200 x 75mm steps; including reinforcing as necessary; formwork both sides; Drawing 6006 | 4.95 | 5 | m |  | 0
0
| Reinforcement; fabric mesh (no allowance made for laps) | [5 empty] | 0
0
| Fabric mesh; reference A393 | [5 empty] | 0
0
3.25 |  | in ground slab | 155.952 | 156 | m2 |  | 0
0
| Reinforcement; deformed high tensile bars; in accordance with BS4449: 2009 | [5 empty] | 0
0
| Any diameter; bent to shape as required | [5 empty] | 0
0
3.26 |  | in pile caps (Provisional Quantities) | 990.99 | 1000 | kg |  | 0
0
3.27 |  | in ground beams (Provisional Quantities) | 1283.85 | 1300 | kg |  | 0
0
| Formwork | [5 empty] | 0
0
| Vertical sides | [5 empty] | 0
0
3.28 |  | pile caps; exceeding 300mm deep | 31.08 | 31 | m2 |  | 0
0
3.29 |  | in ground beams; exceeding 300mm deep | 31.7 | 32 | m2 |  | 0
0
3.3 |  | beds not exceeding 300mm wide | 36.06 | 36 | m |  | 0
0
| Sundries | [5 empty] | 0
|  |  | 8.58 |  |  |  | 0
| Trowelling surfaces of concrete |  | 14.265 |  |  |  | 0
|  |  | 77.976 |  |  |  | 0
3.31 |  | generally | 100.821 | 101 | m2 |  | 0
0
| 19 WATERPROOFING | [5 empty] | 0
0
| Waterproof membrane, Visqueen 1000 gauge Visqueen vcl dpm; with joints well lapped and sealed with polythene adhesive tape or sealed with double welt | [5 empty] | 0
0
| Horizontal to concrete slabs | [5 empty] | 0
0
3.32 |  | coverings over 500mm wide | 77.976 | 78 | m2 |  | 0
0
3.33 |  | extra for dressing up face of wall 270mm high | 33.26 | 34 | m |  | 0
0
| Floor insulation, PIR board; joints well lapped and sealed; all as per NBS M10/290 | [5 empty] | 0
0
| Horizontal to concrete slabs; laid in accordance with manufacturer's recommendations | [5 empty] | 0
0
3.34 |  | 110mm thick over 500 wide | 65.845 | 66 | m2 |  | 0
0
3.35 |  | extra for dressing up face of wall; 20mm thick x 100mm high | 33.26 | 34 | m |  | 0
0
0
| SUNDRIES | [5 empty] | 0
0
| Samples | [5 empty] | 0
0
| Samples to be submitted for approval | [5 empty] | 0
0
3.36 |  | generally |  | 1 | Item |  | 0
0
| Test & Inspections | [5 empty] | 0
0
| Allow for fully complying with all tests & inspections; all as described in the Specification | [5 empty] | 0
0
3.37 |  | generally |  | 1 | Item |  | 0
0
| Other Work not described above | [5 empty] | 0
0
| Allow for all other work not described previously, but deemed necessary as determined from the Drawings and the Site Conditions | [5 empty] | 0
0
3.38 |  | generally |  | 1 | Item |  | 0
0
|  | Substructure works, Bowls Pavilion - To Summary |  |  |  |  | 0

## Steel Frame
Todmorden Bandstand Refurbishment & Bowls Pavilion New Build
Tender Document | [5 empty] | Steel Frame | 2024-11-18
4
|  |  | Msr | Quantity | Unit | Rate | Total £ p
The measurements included in any of the measured sections are not measured in accordance with the Standard Method of Measurement.
Contractors are to include for removal of all materials off site, unless specifically requested not to do so, and sustainably disposal at a registered Local Authority tip in accordance with the Site Waste Management Plan Regulations 2008
Contractors are to note that the sizes and any quantities hereunder stated are indicative only and they should allow for checking and establishing actual dimensions and quantities by measuring on site. No adjustments to prices will be allowed should measurements vary from those dimensions and quantities stated.
Contractors are to note that the latest drawing revisions issued with the tender have been used, even though drawing revision references are not stated hereunder.
Drawings used Booth King Drawings15231-BKP-VI-XX-DR-S-050, 100, 200, 201, 202, 210, 250, 300
BANDSTAND
No New steel frame work required
BOWLS PAVILION
| GENERAL | [5 empty] | 0
0
| General Notes; all as per Drawings 5851-ST-01 to 06 and the relevant clauses of the Specification | [5 empty] | 0
0
| Allow for complying with all General Notes as stated on the above drawing and all clauses of above Specification | [5 empty] | 0
0
4.01 |  | generally | 1 | 1 | Item |  | 0
0
| 11 IN SITU CONCRETE WORKS | [5 empty] | 0
0
| In-situ concrete sundries; approved non-shrink grout; as per the structural specification | [5 empty] | 0
0
| Grouting baseplates | [5 empty] | 0
0
4.02 |  | stanchion bases; approx. 350 x 350mm baseplates | 12 | 12 | Nr |  | 0
0
| 15 STRUCTURAL METALWORK | [5 empty] | 0
0
| Steelwork design | [5 empty] | 0
0
| The Contractor shall be responsible for the design of all steelwork and connections on the above project. He shall allow for submitting all design information, together with all calculations, etc. and fabrication drawings for approval all in accordance with the agreed programme; all as per relevant clauses of the specification | [5 empty] | 0
0
4.03 |  | generally | 1 | 1 | Item |  | 0
0
| Structural steelwork; sand blasting and shop priming; all as per Drawings and the specification | [5 empty] | 0
0
| Framed members, framing and fabrication | [5 empty] | 0
0
4.04 |  | lengths 1.00-9.00m; weight not exceeding 25 kg/m; UB; eaves beams | 0.24403 | 0.24403 | t |  | 0 | 9.549
0
4.05 |  | lengths 1.00-9.00m; weight not exceeding 25 kg/m; UB; 1F beams | 0.2344 | 0.2344 | t |  | 0 | 9.236
0
4.06 |  | lengths 1.00-9.00m; weight not exceeding 25 kg/m; RHS; 1F beams | 0.069 | 0.069 | t |  | 0 | 2.1
0
4.07 |  | lengths 1.00-9.00m; weight 25-50 kg/m; UB; 1F beams | 0.58751 | 0.58751 | t |  | 0 | 20.3373
0
4.08 |  | lengths 1.00-9.00m; weight not exceeding 25 kg/m; UB; rafters | 0.96 | 0.96 | t |  | 0 | 36.096
0
4.09 |  | lengths 1.00-9.00m; weight not exceeding 25 kg/m; UB; ridge & parallel roof beams | 0.5339 | 0.5339 | t |  | 0 | 21.356
0
4.1 |  | lengths 1.00-9.00m; weight not exceeding 25 kg/m; RSA; roof beams | 0.0954 | 0.0954 | t |  | 0 | 3.498
0
4.11 |  | lengths 1.00-9.00m; weight 25-50 kg/m; UC; columns | 1.3344 | 1.3344 | t |  | 0 | 35.37
0
4.12 |  | lengths n0t exceeding 1.00m; weight not exceeding 25 kg/m; TUB; under gutter | 0.0364 | 0.0364 | t |  | 0 | 1.316
0
4.13 |  | lengths 1.00-9.00m; weight not exceeding 25 kg/m; SHS; under gutters | 0.14854 | 0.14854 | t |  | 0 | 3.8196
0
4.14 |  | lengths 1.00-9.00m; weight not exceeding 25 kg/m; RSA; roof bracing | 0.2754 | 0.2754 | t |  | 0 | 10.098
0
4.15 |  | lengths 1.00-9.00m; weight not exceeding 25 kg/m; RSA; wall bracing | 0.1926 | 0.1926 | t |  | 0 | 7.062
[7 empty] | 0 | 159.8379
| Framed members, permanent erection on site | [5 empty] | 0
0
4.16 |  | lengths 1.00-9.00m; weight not exceeding 25 kg/m; UB; eaves beams | 0.24403 | 0.24403 | t |  | 0
0
4.17 |  | lengths 1.00-9.00m; weight not exceeding 25 kg/m; UB; 1F beams | 0.2344 | 0.2344 | t |  | 0
0
4.18 |  | lengths 1.00-9.00m; weight not exceeding 25 kg/m; RHS; 1F beams | 0.069 | 0.069 | t |  | 0
0
4.19 |  | lengths 1.00-9.00m; weight 25-50 kg/m; UB; 1F beams | 0.58751 | 0.58751 | t |  | 0
0
4.2 |  | lengths 1.00-9.00m; weight not exceeding 25 kg/m; UB; rafters | 0.96 | 0.96 | t |  | 0
0
4.21 |  | lengths 1.00-9.00m; weight not exceeding 25 kg/m; UB; ridge & parallel roof beams | 0.5339 | 0.5339 | t |  | 0
0
4.22 |  | lengths 1.00-9.00m; weight not exceeding 25 kg/m; RSA; roof beams | 0.0954 | 0.0954 | t |  | 0
0
4.23 |  | lengths 1.00-9.00m; weight 25-50 kg/m; UC; columns | 1.3344 | 1.3344 | t |  | 0
0
4.24 |  | lengths n0t exceeding 1.00m; weight not exceeding 25 kg/m; TUB; under gutter | 0.0364 | 0.0364 | t |  | 0
0
4.25 |  | lengths 1.00-9.00m; weight not exceeding 25 kg/m; SHS; under gutters | 0.14854 | 0.14854 | t |  | 0
0
4.26 |  | lengths 1.00-9.00m; weight not exceeding 25 kg/m; RSA; roof bracing | 0.2754 | 0.2754 | t |  | 0
0
4.27 |  | lengths 1.00-9.00m; weight not exceeding 25 kg/m; RSA; wall bracing | 0.1926 | 0.1926 | t |  | 0
|  |  | 4.7116 |  |  |  | 0
| Allowance for fittings | [5 empty] | 0
0
4.28 |  | percentage allowance, 15%; to framed members; including base plates (Provisional Quantities) | 0.70674 | 0.70674 | t |  | 0
0
| Surface treatments | [5 empty] | 0
0
4.29 |  | painting to structural steel; preparation - blast clean to Sa2.5 BS EN ISO 8501-1: 2001; surface profile to be applied with intumescent paint to 60 minute fire resistance | 159.8379 | 160 | m2 |  | 0
0
| Accessories cast into in-situ concrete | [5 empty] | 0
0
4.3 |  | set of 4 no. M20 HD bolts; 450mm long; set into ROM or similar polystyrene bolt boxes with 100 x 100 x10mm thick washer plates; cast into concrete; grouted back with Conbextra non-shrink grout | 12 | 12 | Set |  | 0
0
0
| SUNDRIES | [5 empty] | 0
0
| Samples | [5 empty] | 0
0
| Samples to be submitted for approval | [5 empty] | 0
0
4.31 |  | generally |  |  | Item |  | 0
0
| Test & Inspections | [5 empty] | 0
0
| Allow for fully complying with all tests & inspections; all as described in the Specification | [5 empty] | 0
0
4.32 |  | generally |  |  | Item |  | 0
0
| Other Work not described above | [5 empty] | 0
0
| Allow for all other work not described previously, but deemed necessary as determined from the Drawings and the Site Conditions | [5 empty] | 0
0
4.33 |  | generally |  |  | Item |  | 0
0
|  | Steel Frame works, Bowls Pavilion - To Summary |  |  |  |  | 0

## External Walls
Todmorden Bandstand Refurbishment & Bowls Pavilion New Build
Tender Document | [5 empty] | External Walls | 2024-11-18
5
|  |  | Msr | Quantity | Unit | Rate | Total £ p
The measurements included in any of the measured sections are not measured in accordance with the Standard Method of Measurement.
Contractors are to include for removal of all demolished, debris, surplus and redundant materials off site, unless specifically requested not to do so, and sustainably disposal at a registered Local Authority tip in accordance with the Site Waste Management Plan Regulations 2008
Contractors are to note that the sizes and any quantities hereunder stated are indicative only and they should allow for checking and establishing actual dimensions and quantities by measuring on site. No adjustments to prices will be allowed should measurements vary from those dimensions and quantities stated.
Contractors are to note that the latest drawing revisions issued with the tender have been used, even though drawing revision references are not stated hereunder.
Drawings used 9691-BUT-XX-XX-DR-A-1002 to 1004, 2001 to 2004, 3001, 4001, 5001 to 5004, 6001 to 6002, 09001 & Specification
Drawings used 9740-BUT-X1-XX-DR-A-4001, 4016, 4017, 4021, 5011 to 5015, 6001 to 6008 & Specification
| BANDSTAND | [5 empty] | 0
| C90: ALTERATIONS - SPOT ITEMS | [5 empty] | 0
0
| External Repairs work | [5 empty] | 0
0
General Notes
Contractor is to comply with Items 1 to 9 on Drawings 4001
5.01 |  | generally |  | 1 | Item |  | 0
0
| Allow for carrying out the work taking measures to avoid CDM Risks as follows: | [5 empty] | 0
0
5.02 |  | 1. Exposure to drug paraphernalia: The contractor is maintain a supply of sharps disposal kits complete with latex and anti-needlestick gloves ; Contractor is to make sure all areas are cleaned and maintained accordingly |  | 1 | Item |  | 0
0
5.03 |  | 2. Falling material: Contractor to design temporary work to avoid falling materials ; Tethering of tools is recommended |  | 1 | Item |  | 0
0
5.04 |  | 3. Risk of burns: Appropriate PPE to be worn at all times when handling lime |  | 1 | Item |  | 0
0
5.05 |  | 4. Confined spaces: No welding, cutting or other hazardous activities should be carried out in a confined space; Contractor to follow a safe system of work and put in place adequate emergency arrangements before work starts |  | 1 | Item |  | 0
0
5.06 |  | 5. Structural collapse: Ensure all necessary temporary works are erected, including all types of scaffolding, shoring, propping; Ensure temporary works designer and coordinator are appointed |  | 1 | Item |  | 0
0
5.07 |  | 6. Electrical shock: Identify possibility of unknown live services; Cables assumed disused, to be identified and checked |  | 1 | Item |  | 0
0
| Proposed South Elevation, as per Drawing 9691-BUT-XX-XX-DR-A-05001 | [5 empty] | 0
0
| Carry out remedial work as follows: - | [5 empty] | 0
0
5.08 |  | DOFF clean all of stone plinth , removing all biological growth (BUT10-105); Rake out all loose defective mortar entirety of stone plinth in NHL3.5 with a ratio of 1part lime : 2.5parts of sharp sand; New lime mortar to match the appearance of the existing mortar in every respect (BUT07-100); Allow for a test panel to be approved by the Architect prior to commencement of work |  | 1 | Item |  | 0
0
5.09 |  | carefully remove plywood covering to stage front and reinstate shiplap boarding to match existing NBS H21/116; Prime and paint full extent of timber boarding on all elevations in a non-standard colour NBS M60/110 |  | 1 | Item |  | 0
0
5.1 |  | repair damaged timber mouldings to balustrade in Accoya timber to match existing like-for-like NBS L30/550; Allow for 50% replacement; Prime and paint finish in a non-standard colour to match historic colour scheme NBS M60/110 |  | 1 | Item |  | 0
0
5.11 |  | reinstate missing balustrade with traditional profiles NBS L30/550; Prime and paint finish in a non-standard colour to match historic colour scheme NBS M60/110 |  | 1 | Item |  | 0
0
5.12 |  | carefully remove plywood and allow for full replacement of timber penny gap boarding NBS H21/110; Setting out and jointing to be confirmed on site by the Architect; Prime and paint in a non-standard colour to match historic paint scheme NBS M60/110 Type C |  | 1 | Item |  | 0
0
5.13 |  | extra for staggered jointing to timber boarding set out to line through with top and centre line of door frame |  | 1 | Item |  | 0
0
5.14 |  | allow for 25% replacement of internal timber T&G boarding in isolated areas, as NBS H21/110; Redecorate entire timber boarding, strip back to bare wood, prime and paint finish NBS M60/110 Type C; to curved wall at back to tiered stage |  | 1 | Item |  | 0
0
| Proposed West Elevation, as per Drawing 9691-BUT-XX-XX-DR-A-05002 | [5 empty] | 0
0
| Carry out remedial work as follows: - | [5 empty] | 0
0
5.15 |  | DOFF clean all of stone plinth , removing all biological growth (BUT10-105); Rake out all loose defective mortar entirety of stone plinth in NHL3.5 with a ratio of 1part lime : 2.5parts of sharp sand; New lime mortar to match the appearance of the existing mortar in every respect (BUT07-100); Allow for a test panel to be approved by the Architect prior to commencement of work |  | 1 | Item |  | 0
0
5.16 |  | allow for 25% renewal of timber shiplap boarding in isolated locations, as NBS H21/110; Strip back to bare wood, prime and paint full extent of timber boarding in a non-standard colour to match historic colour scheme NBS M60/110 Type C |  | 1 | Item |  | 0
0
5.17 |  | thoroughly clean off existing cast iron columns; Prime and paint cast iron column in a non-standard colour NBS M60/110 Type E |  | 1 | Item |  | 0
0
5.18 |  | remove rust, prime and paint metalwork trellis in a non-standard colour; all as per NBS BUT17/115 and NBXS M60/110 Type G |  | 1 | Item |  | 0
0
| Proposed North Elevation, as per Drawing 9691-BUT-XX-XX-DR-A-05003 | [5 empty] | 0
0
| Carry out remedial work as follows: - | [5 empty] | 0
0
5.19 |  | DOFF clean all of stone plinth , removing all biological growth (BUT10-105); Rake out all loose defective mortar entirety of stone plinth in NHL3.5 with a ratio of 1part lime : 2.5parts of sharp sand; New lime mortar to match the appearance of the existing mortar in every respect (BUT07-100); Allow for a test panel to be approved by the Architect prior to commencement of work |  | 1 | Item |  | 0
0
5.2 |  | missing internal & external wall cladding; reinstate missing panels and recentre door; Allow for full cladding of each panel in shiplap timber boarding to match existing NBS H21-110 & H21/116; Prime and non-standard colour the full extent of timber boarding on all elevations NBS M60/110 Type D; New door in paint grade timber, together with Allgood ironmongery specification (measured separately) |  | 1 | Item |  | 0
0
5.21 |  | repairs to timber frame; all as per SE's drawings |  | 1 | Item |  | 0
0
5.22 |  | allow for sufficient time for all steel members to be exposed and assessed for extent of corrosion by the SE; Clean and reprime with heavy duty bitumen as per SE's drawings; Primed and painted finish in a non-standard colour NBS M60/110 |  | 1 | Item |  | 0
0
5.23 |  | existing steel frame to be cleaned, rust removed, primed and redecorated, paint finish; all as per SE's drawings |  | 1 | Item |  | 0
0
5.24 |  | carefully remove temporary OSB covering; Allow for full renewal of timber boarding behind temporary OSB covering as per NBS H21/116; Prime and painted finish to full extent of timber boarding as per NBS M60/110 Type C |  | 1 | Item |  | 0
0
5.25 |  | reglaze all fanlight windows in toughened clear float glass; Appearance and thickness to match existing; Single glazed; all as per NBS BUT15 |  | 1 | Item |  | 0
0
5.26 |  | allow for 25% renewal of timber shiplap boarding in isolated locations, as NBS H21/110; Strip back to bare wood, prime and paint full extent of timber boarding in a non-standard colour to match historic colour scheme NBS M60/110 Type C |  | 1 | Item |  | 0
0
5.27 |  | wet rot to timber structure; allow for 25% timber replacement, all as per SE's drawings |  | 1 | Item |  | 0
0
5.28 |  | allow for replacement of timber fascia, timber softwood cladding, as per NBS H21/110; Prime and painted finish in a non-standard colour, as per NBS M60/110 Type A |  | 1 | Item |  | 0
0
5.29 |  | re-use services penetration at high level to provide mechanical ventilation to Toilets; Vent to terminate in quality aluminium, powder coated to match external cladding decorative scheme; all as per Services Engineer's design |  | 1 | Item |  | 0
0
| Proposed East Elevation, as per Drawing 9691-BUT-XX-XX-DR-A-05004 | [5 empty] | 0
0
| Carry out remedial work as follows: - | [5 empty] | 0
0
5.3 |  | DOFF clean all of stone plinth , removing all biological growth (BUT10-105); Rake out all loose defective mortar entirety of stone plinth in NHL3.5 with a ratio of 1part lime : 2.5parts of sharp sand; New lime mortar to match the appearance of the existing mortar in every respect (BUT07-100); Allow for a test panel to be approved by the Architect prior to commencement of work |  | 1 | Item |  | 0
0
5.31 |  | carefully remove temporary OSB covering; Allow for full renewal of timber boarding behind temporary OSB covering missing or damaged timber shiplap boarding infill; Allow for complete renewal of timber boarding to both panels in Accoya timber to match existing as per NBS H71/116; All boarding to elevations to be primed and painted finish, all as per NBS M60/110 Type C |  | 1 | Item |  | 0
0
5.32 |  | thoroughly clean off existing cast iron columns; Prime and paint cast iron column in a non-standard colour NBS M60/110 Type E |  | 1 | Item |  | 0
0
5.33 |  | remove rust, prime and paint metalwork trellis in a non-standard colour; all as per NBS BUT17/115 and NBXS M60/110 Type E |  | 1 | Item |  | 0
0
5.34 |  | allow for existing metalwork to be modified to be opened out and provide access to stage; Carefully remove metal trellis; Drill cast iron columns, insert threaded inserts with hinges and lock; Clean and remove rust, prime and paint in a non-standard colour to match historic colour scheme; all as per NBS M60/110 Type G & Drawing 34002: Reinstate trellis |  | 1 | Item |  | 0
0
| SUNDRIES | [5 empty] | 0
0
| Samples | [5 empty] | 0
0
| Samples to be submitted for approval | [5 empty] | 0
0
5.35 |  | generally | 1 | 1 | Item |  | 0
0
| Fire strategy compliance | [5 empty] | 0
0
| Allow for fully complying with fire strategy, as required and as described in the specification | [5 empty] | 0
0
5.36 |  | generally | 1 | 1 | Item |  | 0
0
| Test & Inspections | [5 empty] | 0
0
| Allow for fully complying with all tests & inspections; all as described in the Specification | [5 empty] | 0
0
5.37 |  | generally | 1 | 1 | Item |  | 0
0
| Other Work not described above | [5 empty] | 0
0
| Allow for all other work not described previously, but deemed necessary as determined from the Drawings and the Site Conditions | [5 empty] | 0
0
5.38 |  | generally | 1 | 1 | Item |  | 0
|  | External Walls works, Bandstand - To Summary |  |  |  |  | 0
BOWLS PAVILION
14 MASONRY
Random course split faced stone walling with 10mm recessed pointing; in approved gauged lime mortar; all as per NBS F21/110 and all other relevant clauses of the Specification
Skins of hollow walls
14.6795
5.39 |  | 100mm thick; faced and pointed one side; as plinth | 15 | 15 | m2 |  | 0
0
5.4 |  | 100mm thick; faced and pointed one side; above plinth | 6.125 | 6 | m2 |  | 0
0
5.41 |  | fair returns; faced and pointed | 5.6 | 6 | m |  | 0
0
| Blockwork; solid dense concrete blocks; in approved mortar; all as per NBS F10/225 and all other relevant clauses of the Specification | [5 empty] | 0
0
| Skins of hollow walls | [5 empty] | 0
|  |  | 221.052 |  |  |  | 0
5.42 |  | 100mm thick | 199.927 | 200 | m2 |  | 0
0
5.43 |  | 100mm thick; fair faced finish | 12 | 12 | m2 |  | 0
5.44 |  | fair returns; faced and pointed | 7.77 | 8 | m
| Sundries | [5 empty] | 0
0
| Forming cavities in hollow walls; including approved stainless steel ties at 750mm centres horizontally and 450mm centres vertically | [5 empty] | 0
0
5.45 |  | 150mm wide | 110.526 | 111 | m2 |  | 0
0
| Closing cavity of hollow walls at top with insulated cavity closers, Kingspan Therma bate; fixed in accordance with manufacturer's instructions; all as per NBS F30/180 and all other relevant clauses of the Specification | [5 empty] | 0
0
5.46 |  | 150mm wide at eaves | 20.96 | 22 | m |  | 0
0
5.47 |  | 150mm wide; sloping top at verge | 18.4 | 18 | m |  | 0
0
| Closing cavity of hollow walls at openings with insulated cavity closers, Kingspan Therma bate; fixed in accordance with manufacturer's instructions; all as per NBS F30/180 and all other relevant clauses of the Specification | [5 empty] | 0
0
5.48 |  | 150mm wide | 45.6 | 46 | m |  | 0
0
| Cavity insulation | [5 empty] | 0
0
| Foil faced PIR insulation; building into cavity of hollow wall; installed in strict accordance with the manufacturer's recommendations; all as per NBS P10/141 | [5 empty] | 0
|  |  | 110.526 |  |  |  | 0
5.49 |  | 80mm thick | 110.526 | 111 | m2 |  | 0
0
| Lintels/support; IG L1/S 130 cavity wall lintel to carry cavity wall, comprising 100mm block wall outer leaf, 75mm cavity; 100mm concrete block inner skin; over window/door openings; all as per Booth King Drawing 215, 216 | [5 empty] | 0
0
| Lintels/support over openings; with and including integrated dpc; all as per Drawings | [5 empty] | 0
0
5.5 |  | to clear opening 840mm wide; Type L5 Lintel | 1 | 1 | nr |  | 0
0
5.51 |  | to clear opening 1,020mm wide; Type L8 Lintel | 1 | 1 | nr |  | 0
0
5.52 |  | to clear opening 1,135mm wide; Type L7 Lintel | 1 | 1 | nr |  | 0
0
5.53 |  | to clear opening 1,140mm wide; Type L6 Lintel | 1 | 1 | nr |  | 0
0
5.54 |  | to 2nr openings overall 2,147mm wide; Type L9 Lintel | 1 | 1 | nr |  | 0
| Galvanised steel lintel; comprising 356 x 127 x 33 UB with 300 x 10mm thick tongued plate and 200 x 150 x 5 RHS with 300 x 10mm thick tongued plate, all welded together; to support walls at corner, fixed with 2No M16 resin anchors; all as per Booth King Drawing 215, 216 | [5 empty] | 0
0
| Lintel; building into wall | [5 empty] | 0
0
5.55 |  | to openings 4,898mm girth, 'L' shaped in plan Type L10 Lintel | 4898 | 1 | nr |  | 0
0
| DPC; as per the Specification | [5 empty] | 0
0
| Cavity gutters over doors; built into cavity | [5 empty] | 0
0
5.56 |  | 550mm girth; dressing down cavity over opening | 14.8 | 15 | m |  | 0
0
| Cavity gutters at base of wall; built into cavity | [5 empty] | 0
0
5.57 |  | 550mm girth; dressing down cavity at base | 25.74 | 26 | m |  | 0
0
| 21 CLADDING AND COVERING | [5 empty] | 0
0
| Vertical Timber Cladding; Douglas Fir Deep Charred finish, Shou Sugi Ban, ref: RW14; black-painted screw fixings; on and including: 25 x 38mm pressure impregnated softwood battens and 45 x 45mm counter battens and Dupont Tyvek VC Facade prospective membrane; all as per NBS H21/100 and all relevant clauses of the Specification | [5 empty] | 0
0
| Vertical; fixing to external block wall surfaces | [5 empty] | 0
0
5.58 |  | exceeding 600mm wide | 63.33 | 63 | m2 |  | 0
0
5.59 |  | extra for forming perforated black aluminium base angle trim at bottom; all as per Drawing 6006 | 20.1 | 20 | m |  | 0
5.6 |  | extra for forming hatch openings size 850 x 1,200mm; including timber reveal linings all-round; with and including: pair of timber shutters doors in matching 20mm charred timber cladding; shutters on hinges and with magnetic door holders; all together with drop down hinged servery shelf on piano hinge; 2nr internal fixed shoot bolts and slide bolts in black; all as per Drawing 6005 and NBS P21/321, 385, 720 and all relevant clauses of the Specification | 1 | 1 | nr |  | 0
0
5.61 |  | extra for forming window opening size 910 x 825mm; including timber reveal linings all-round | 1 | 1 | nr |  | 0
0
5.62 |  | extra for forming door openings size 1,020 x 1,700mm; including timber reveal linings all-round | 2 | 2 | nr |  | 0
0
5.63 |  | extra for forming door openings size 1,135/1,140 x 1,700mm; including timber reveal linings all-round | 2 | 2 | nr |  | 0
0
5.64 |  | extra for supply and fix bat roost box integrated into cladding 215 wide x 415 high x 1,05mm deep; all as per NBS F30/160 and all other relevant clauses of the Specification | 2 | 2 | nr |  | 0
| 28 FLOOR, WALL, CEILING AND ROOF FINISHINGS | [5 empty] | 0
0
| Dark grey silicone render; K-Rend Pewter Grey render carried out strictly in accordance with the manufacturer's instructions; to include all galvanised steel angle and stop beads as required; all as per M20/160 and all relevant clauses of the Specification | [5 empty] | 0
0
5.65 |  | over 600mm wide | 23.52 | 24 | m2 |  | 0
5.66 |  | extra for square-edge black render stop bead at bottom; all as per Drawing 6006 | 11.2 | 11 | m |  | 0
| SUNDRIES | [5 empty] | 0
0
| Samples | [5 empty] | 0
0
| Samples to be submitted for approval | [5 empty] | 0
0
5.67 |  | generally | 1 | 1 | Item |  | 0
0
| Fire strategy compliance | [5 empty] | 0
0
| Allow for fully complying with fire strategy, as required and as described in the specification | [5 empty] | 0
0
5.68 |  | generally | 1 | 1 | Item |  | 0
0
| Test & Inspections | [5 empty] | 0
0
| Allow for fully complying with all tests & inspections; all as described in the Specification | [5 empty] | 0
0
5.69 |  | generally | 1 | 1 | Item |  | 0
0
| Other Work not described above | [5 empty] | 0
0
| Allow for all other work not described previously, but deemed necessary as determined from the Drawings and the Site Conditions | [5 empty] | 0
0
5.7 |  | generally | 1 | 1 | Item |  | 0
0
|  | External Walls works, Bowls Pavilion - To Summary |  |  |  |  | 0

## Roofs
Todmorden Bandstand Refurbishment & Bowls Pavilion New Build
Tender Document | [5 empty] | Roofs | 2024-11-18
6
|  |  | Msr | Quantity | Unit | Rate | Total £ p
The measurements included in any of the measured sections are not measured in accordance with the Standard Method of Measurement.
Contractors are to include for removal of all demolished, debris, surplus and redundant materials off site, unless specifically requested not to do so, and sustainably disposal at a registered Local Authority tip in accordance with the Site Waste Management Plan Regulations 2008
Contractors are to note that the sizes and any quantities hereunder stated are indicative only and they should allow for checking and establishing actual dimensions and quantities by measuring on site. No adjustments to prices will be allowed should measurements vary from those dimensions and quantities stated.
Contractors are to note that the latest drawing revisions issued with the tender have been used, even though drawing revision references are not stated hereunder.
Drawings used 9691-BUT-XX-B1-DR-A-2001 to 4, 3001, 4003, 5001 to 4, 6001 & 2, 37001 & 2 & Specification
Drawings used 9691-BUT-X1-XX-DR-A-4001, 4014, 4016, 4017, 4018, 4021, 5011 to 5015, 6001 to 6008 & Specification
Booth King Drawings15231-BKP-VI-XX-DR-S-202, 210
BANDSTAND
General Notes
Contractor is to comply with Items 1 to 9 on Drawings 6001 & 2
6.01 |  | generally |  | 1 | Item |  | 0
0
| Allow for carrying out the work taking measures to avoid CDM Risks as follows: | [5 empty] | 0
0
6.02 |  | 1. Working at height: Allow for work to be carried out from permanent or stable temporary floors where possible; Maximise prefabrication and limit intricate works at high level |  | 1 | Item |  | 0
0
6.03 |  | 2. Cuts and abrasions: Insure all necessary PPE is worn; All metal roofing works to be carried out by a member of the Federation of Traditional Metal Roofing Contractor |  | 1 | Item |  | 0
0
6.04 |  | 3. Manual Handling; Provide adequate access facilities, working space and lifting equipment where necessary |  | 1 | Item |  | 0
0
6.05 |  | 4. Risk of burns: Appropriate PPE to be worn at all times when handling lime |  | 1 | Item |  | 0
0
6.06 |  | 5. Confined spaces: No welding, cutting or other hazardous activities should be carried out in a confined space; Contractor to follow a safe system of work and put in place adequate emergency arrangements before work starts |  | 1 | Item |  | 0
0
6.07 |  | 6. Structural collapse: Ensure all necessary temporary works are erected, including all types of scaffolding, shoring, propping; Ensure temporary works designer and coordinator are appointed |  | 1 | Item |  | 0
0
| Proposed Roof, as per above Drawings | [5 empty] | 0
0
| Carefully remove vegetation growth towards North Elevation and all other areas; Remove existing bitumen roof covering; Remove existing plywood substrate; Upon opening up of roof, allow sufficient time for appraisal; Allow for replacement of 4 rafters as per SE's design; Remove all debris and redundant materials from site | [5 empty] | 0
0
6.04 |  | generally; all as pe Drawing 5001; approximate flat area overall of: 91m2 | 90.72 | 1 | Item |  | 0
0
6.05 |  | Extra for Roof Structure and internal condition unknown; Allow sufficient time for all steel members to be exposed and assessed for extent of corrosion to be investigated by the SE; all as per Drawing 6001 |  | 1 | Item |  | 0
0
6.06 |  | Extra for wet rot to timber structure; Allow for 25% timber replacement; as per SE's drawing; all as per Drawing 6001 |  | 1 | Item |  | 0
0
| Replacement timber boarding: 18mm WBP Douglas fir exterior grade C sheeting plywood; Airtrak Airboard; on existing 125 x 50mm rafters at 450mm centres; Roof structure requires further survey | [5 empty] | 0
0
6.07 |  | generally, to curved profile pitched roof; all as pe Drawing 5001; approximate flat area overall of: 91m2 | 90.72 | 1 | Item |  | 0
0
| Full roof re-covering in terne coated stainless steel; Steel sheets to be jointed using a roll joint on 40x40mm timber trapezoidal batten rolls, spaced regularly at 600mm centres; For purposes of tendering , allow for staggered jointing with a 220mm minimum lap, double weld cross joints; The batten and upturns are to be protected with a separate stainless capping strip, dressed to shape and fitted over the battens; Roof to be secured with stainless steel cleats (NBS H75/110), setting out of steel sheets; all as per Drawings 9691/4003, 37001 & 2 | [5 empty] | 0
0
6.08 |  | generally, to curved profile pitched roof; on and including 5mm acoustic membrane and Tyvek Metal spiral mesh underlay (NBS H75/645); approximate flat area overall of: 91m2 | 90.72 | 1 | Item |  | 0
0
6.09 |  | extra for terne coated stainless steel flashing NBS H75/460; approximate total length of: 20m | 20 | 1 | Item |  | 0
0
6.1 |  | extra for eaves detail; Black PVC eaves tray; and all replacement eaves fascia, as required; all as per Drawing 37002; approximate total length of: 7m | 6.5 | 1 | Item |  | 0
0
6.11 |  | extra for full like-for-like replacement of roof verges, with traditional timber profile, fascia and dentil course in Accoya softwood; including primed and painted in a non-standard colour to match historic colour scheme; Profiles NBS M60/110 Type A; Dentils NBS M60/110 Type C; approximate total length of: 20m | 20 | 1 | Item |  | 0
0
6.12 |  | extra for forming profiled end to roof verge at eaves detail; Projected roof feature to each gable wall to be replicated and with 0.5mm terne coated stainless steel sheet over projected roof with drip; Timber profiles indicative, to be confirmed on site; Soffit and linings to match existing in 25 x 100mm T&G Accoya boarding NBS H71-110; Prime and painted finish to all boarding NBS M60-110 Types A & C and all as per Drawing 37002; 2nr | 2 | 1 | Item |  | 0
0
6.13 |  | extra for Masterform lead replacement flashing and all terne coated stainless steel junctions, sealing as necessary as necessary; on the South Elevation only; following the curvature of the roof verge capping; all as per NBS H75/460, all as per Drawings 4003 & 37001; approximate total girth of: 8m | 7.8 | 1 | Item |  | 0
0
6.14 |  | extra for full like-for-like replacement of front fascia on South Elevation only; following the curvature of the roof verge capping, with tradition timber profile, fascia and dentil course in Accoya softwood; including primed and painted in a non-standard colour to match historic colour scheme; Profiles NBS M60/110 Type A; Dentils NBS M60/110 Type C, all as per Drawings 4003 & 37001; approximate total girth of: 8m | 7.8 | 1 | Item |  | 0
0
| Allow for submitting a 10 year warranty against roofing watertightness and defects in an approved format | [5 empty] | 0
0
6.15 |  | generally | 1 | 1 | Item |  | 0
0
| Renew rainwater goods in cast iron with 5" gutter and 4" downpipe with cast iron plinth offset and shoe NBS R10/315; including primed and painted in a non-standard colour to match historic colour schedule NBS M60/110 Type A; Downpipe to discharge into existing drainage network NBS R10/380; including taking off old goods as necessary | [5 empty] | 0
0
6.16 |  | 125mm (5") gutter on and including approved brackets fixed to eaves fascia | 6.5 | 7 | m |  | 0
0
6.17 |  | extra; stop ends | 2 | 2 | nr |  | 0
0
6.18 |  | extra; nozzle outlet | 2 | 2 | nr |  | 0
0
6.19 |  | 100mm (4") downpipe in and including approved brackets fixed to walls | 9 | 9 | m |  | 0
0
6.2 |  | extra; swanneck bends | 4 | 4 | nr |  | 0
0
6.21 |  | extra; shoe | 2 | 2 | nr |  | 0
0
0
| SUNDRIES | [5 empty] | 0
0
| Samples | [5 empty] | 0
0
| Samples to be submitted for approval | [5 empty] | 0
0
6.22 |  | generally |  | 1 | Item |  | 0
0
| Fire strategy compliance | [5 empty] | 0
0
| Allow for fully complying with fire strategy, as required and as described in the specification | [5 empty] | 0
0
6.23 |  | generally |  | 1 | Item |  | 0
0
| Test & Inspections | [5 empty] | 0
0
| Allow for fully complying with all tests & inspections; all as described in the Specification | [5 empty] | 0
0
6.24 |  | generally |  | 1 | Item |  | 0
0
| Other Work not described above | [5 empty] | 0
0
| Allow for all other work not described previously, but deemed necessary as determined from the Drawings and the Site Conditions | [5 empty] | 0
0
6.25 |  | generally |  | 1 | Item |  | 0
0
|  | Roof works, Bandstand - To Summary |  |  |  |  | 0
BOWLS PAVILION
TIMBER ROOF CONSTRUCTION
The Roof Construction has been measured as a Design & Build section of the works and the Employer will be fully reliant on the system and methods proposed by the Contractor and expects the works to be carried out in a safe, proper and best workmanlike manner, fit for purpose for the life expectancy of the building
The Roof has been measured based Drawings and all as per Clause G20 of the Structural Specification. All timber shall be pressure impregnated to approval and those exposed shall be wrought. Structural steel frame shall be Contractor-designed and submitted to the Engineer for approval.
Detailing, drawing and design
The Contractor shall be responsible for the design of the roof structure on the project and he shall allow for submitting all design information, together with all calculations, etc for approval in accordance with the agreed programme. The Contractor is to size all steel/softwood members accordingly.
6.26 |  | generally |  | 1 | Item |  | 0
0
G20 CARPENTRY/TIMBER FRAMING/FIRST FIXING
Structural softwood; strength class as stated, preservative and fire retardant impregnation treatment; all as per Booth King Drawing 202
Roof joists ; C24; fixed to steel beams with joist hangers (measured separately)
6.27 |  | 63 x 150mm | 215.5 | 216 | m |  | 0
Double roof joists ; C24; fixed to steel beams with joist hangers (measured separately)
6.28 |  | 2No 63 x 150mm; bolted together with M12 grade 8.8 bolts & plate washers at 450mm centres | 10.11 | 10 | m |  | 0
Noggins; cutting and fittings between joists
6.29 |  | 63 x 150mm | 82.8 | 83 | m |  | 0
Joists hangers fixed to steel beams by approved means
6.3 |  | to suit 63 x 150mm joists | 126 | 126 | nr |  | 0
6.31 |  | to suit double 63 x 150mm joists | 6 | 6 | nr |  | 0
Ceiling joists ; C24; fixed to steel beams with joist hangers (measured separately)
6.32 |  | 75 x 100mm; eaves soffit support; Drawing 6006 | 21.22 | 21 | m |  | 0
Double ceiling joists ; C24; fixed to steel beams with joist hangers (measured separately)
0
6.33 |  | 2No 50 x 100mm; bolted together with M12 grade 8.8 bolts & plate washers at 450mm centres; eaves soffit support; Drawing 6006 | 31.83 | 32 | m |  | 0
0
Noggins; cutting and fittings between joists
6.34 |  | 50 x 100mm | 25.44 | 25 | m |  | 0
0
Joists hangers fixed to steel beams by approved means
6.35 |  | to suit 50 x 100mm joists | 24 | 24 | nr |  | 0
6.36 |  | to suit double 50 x 100mm joists | 18 | 18 | nr |  | 0
Wrought softwood, preservative and fire retardant impregnation treatment; including painting with 2 undercoats & 1 finishing coat black paint; all as per Drawing
Eaves fascia board; on and including timber bracketing to eaves of pitched roof
6.37 |  | 25 x 100mm, all as per Drawing 6006 | 10.61 | 11 | m |  | 0
Eaves fascia board; on and including timber bracketing to eaves of pitched roof and soffit board under, on and including all additional timber bearers fixed to wall by approved means
6.38 |  | 25 x 100mm, 108mm projection, all as per Drawing 6003 | 10.61 | 11 | m |  | 0
| 18 TILE AND SLATE ROOF AND WALL COVERINGS | [5 empty] | 0
0
| Slating, Natural Welsh Slate, Premium Slates Uk Cwt-y-Bugail Capital Grade, Dark Blue Grey; 500 x 300 x 5.5mm; laid strictly in accordance with manufacturer's recommendations; on and including 38 x 25mm battens and 50 x 75mm counterbattens and vapour permeable underlay; two layers of 90mm thick insulation, cut & fit tightly between rafters; all as per NBS H60/105 and all relevant clauses of the Specification | [5 empty] | 0
0
| Coverings to slopes | [5 empty] | 0
0
6.39 |  | generally | 122.1 | 122 | m2 |  | 0
0
6.4 |  | extra; verge with undercloak; bedded in mortar and Kytun C02 Aluminium dry verge profile T2, Black as per Drawing 6003 | 22.2 | 22 | m |  | 0
0
6.41 |  | extra; double course at eaves, including underlay, dressing down over gutters; including black aluminium drip flashing as per Drawing 6006 | 22 | 22 | m |  | 0
0
6.42 |  | extra; natural slate angled ridge (factory cut and bonded 450 long x 15mm thick, graphite; on and including Glidevale Fulmetal RediRoll dry ridge system (grey); including all additional battens, and bedding in mortar; all as per Drawing 6006 and NBS H60/120 and all relevant clauses of the Specification | 11 | 11 | m |  | 0
0
6.43 |  | extra; gable stop ends | 2 | 2 | nr |  | 0
0
6.44 |  | extra; saddle flashings around SVPs; cutting and fitting slates all-round | 2 | 2 | nr |  | 0
6.45 |  | extra; for accommodating and supply and install Marley Solartile recessed PVA panels, Ref: MAPV16-405-M10, size 1,722 x 1,134 x 70mm x 6nr, Output : 405 Wp, Colour: Black, PV recessed; directly fitted on and including all additional battens (to tiles below) and all additional flashings around; all as per NBS H60/105 Item 10 and all relevant clauses of the Specification | 1 | 1 | Item |  | 0
6.46 |  | extra; preformed custom PPC black aluminium secret gutter; South East Fabricators; 225 wide x 250mm; 1:500 falls (joggle jointed to system), together with leaf guards; on and including treated plywood support on timber battens; including Marley Universal 25mm fascia vent system, felt support tray and over facia ventilators and all additional flashings and leafguard as required and dressing roof tiles around as per Detail 05 on Drawing 6006 and NBS R10/311 and all relevant clauses of the Specification | 11 | 11 | m |  | 0
0
6.47 |  | extra; stop ends | 2 | 2 | nr |  | 0
0
6.48 |  | extra; shute outlets and overflows, integral leaf guards | 2 | 2 | nr |  | 0
0
6.49 |  | extra; working around 2nr rooflights each size 943 x 1,275mm; connected together with connection kit; including Code lead flashing all-round on all necessary additional timber fillets | 2 | 2 | nr |  | 0
0
| 23 WINDOWS, SCREENS AND LIGHTS | [5 empty] | 0
0
| Rooflights, to have minimum insulation value of: 1.4W/m2K; The Rooflight Company 'Conservation' Rooflights CR-14 Low Profile Fixed/opening as required; black powder coat finish double glazed unit; including epdm and all flashings, etc.; fixing by approved means between rafters; bedding and sealing around in mastic; airtight and weathertight; all to approval; allow for submitting all pre-fabrication drawings; all as per Drawing 4020 and NBS L10/460 and all other relevant clauses of the Specification | [5 empty] | 0
0
| Rooflight, fixed/opening as required; to pitched roof | [5 empty] | 0
0
6.5 |  | 2nr rooflights each size 943 x 1,275mm; connected together with connection kit; over Lounge /Clubroom | 2 | 2 | nr |  | 0
0
| Rooflight Warranty | [5 empty] | 0
0
| Allow for submitting a 10 year warranty against roofing watertightness and defects in an approved format | [5 empty] | 0
0
6.51 |  | generally | 1 | 1 | Item |  | 0
0
Ceiling linings, Douglas Fir Deep Charred finish, Shou Sugi Ban, ref: RW14; black-painted screw fixings; on and including: 25 x 38mm pressure impregnated softwood battens; fixed to timber soffit by approved means; including Dupont Tyvek VC Facade prospective membrane and eaves filled with 90mm Ecotherm ECO-Versa PIR insulation between steel stubs; all as per NBS H21/100 and all relevant clauses of the Specification
Ceiling linings, to ceiling joists; fixed in accordance with the manufacturer's recommendations and secondary mechanical fixings
6.52 |  | exceeding 600mm wide | 23.32 | 24 | m2 |  | 0
6.53 |  | extra for cutting and accommodating recessed slimline black LED downlighters (included in Electrical) | 1 | 1 | Item |  | 0
6.54 |  | extra for screw on panels adjacent to rainwater pipes for maintenance access | 1 | 1 | Item |  | 0
| 33 DRAINAGE ABOVE GROUND | [5 empty] | 0
0
| Aluminium rainwater goods; Dales Fabrications System 120 (Alloy 120 alloy 1050 Powder Coated); all as per Drawing 6003 | [5 empty] | 0
0
| New rainwater gutters with leaf guards; fixing on and including brackets; all as per NBS R10/350 and all relevant clauses of the Specification | [5 empty] | 0
0
6.55 |  | 140m box; fixed by approved means to fascia's | 11 | 11 | m |  | 0
0
6.56 |  | extra; stop ends | 2 | 2 | nr |  | 0
0
6.57 |  | extra; downpipe nozzle outlets | 2 | 2 | nr |  | 0
0
| Rainwater downpipes; fixing in brackets, fixed by approved means to wall sand NBS R10/365 and all relevant clauses of the Specification | [5 empty] | 0
0
6.58 |  | 101.6mm diameter fixed by approved means to walls | 15.6 | 16 | m |  | 0
0
6.59 |  | extra; bends | 4 | 4 | nr |  | 0
0
6.6 |  | extra; swanneck bends | 4 | 4 | nr |  | 0
0
6.61 |  | extra; junction with stormwater drain | 4 | 4 | nr |  | 0
0
| SUNDRIES | [5 empty] | 0
0
| Samples | [5 empty] | 0
0
| Samples to be submitted for approval | [5 empty] | 0
0
6.62 |  | generally |  | 1 | Item |  | 0
0
| Fire strategy compliance | [5 empty] | 0
0
| Allow for fully complying with fire strategy, as required and as described in the specification | [5 empty] | 0
0
6.63 |  | generally |  | 1 | Item |  | 0
0
| Test & Inspections | [5 empty] | 0
0
| Allow for fully complying with all tests & inspections; all as described in the Specification | [5 empty] | 0
0
6.64 |  | generally |  | 1 | Item |  | 0
0
| Other Work not described above | [5 empty] | 0
0
| Allow for all other work not described previously, but deemed necessary as determined from the Drawings and the Site Conditions | [5 empty] | 0
0
6.65 |  | generally |  | 1 | Item |  | 0
0
0
|  | Roofs works, Bowls Pavilion - To Summary |  |  |  |  | 0

## Upper Floors
Todmorden Bandstand Refurbishment & Bowls Pavilion New Build
Tender Document | [5 empty] | Upper Floors & Staircases | 2024-11-18
7
|  |  | Msr | Quantity | Unit | Rate | Total £ p
The measurements included in any of the measured sections are not measured in accordance with the Standard Method of Measurement.
Contractors are to include for removal of all demolished, debris, surplus and redundant materials off site, unless specifically requested not to do so, and sustainably disposal at a registered Local Authority tip in accordance with the Site Waste Management Plan Regulations 2008
Contractors are to note that the sizes and any quantities hereunder stated are indicative only and they should allow for checking and establishing actual dimensions and quantities by measuring on site. No adjustments to prices will be allowed should measurements vary from those dimensions and quantities stated.
Contractors are to note that the latest drawing revisions issued with the tender have been used, even though drawing revision references are not stated hereunder.
Drawings used 9691-BUT-XX-B1-DR-A-1002 & 3, 3001, 4001 & 2, 6001 & 2, 24001 & Specification
Booth King Drawings15231-BKP-VI-XX-DR-S-201, 210
BANDSTAND
General Notes
Contractor is to comply with Items 1 to 9 on Drawings 4002
7.01 |  | generally |  |  |  |  | 0
0
| Allow for carrying out the work taking measures to avoid CDM Risks as follows: | [5 empty] | 0
0
7.02 |  | 1. Working at height: Allow for work to be carried out from permanent or stable temporary floors where possible; Maximise prefabrication and limit intricate works at high level | 1 | 1 | Item |  | 0
0
7.03 |  | 2. Erecting structures: Contractor to provide adequate temporary props and bracing | 1 | 1 | Item |  | 0
0
7.04 |  | 3. Manual Handling; Provide adequate access facilities, working space and lifting equipment where necessary | 1 | 1 | Item |  | 0
0
7.05 |  | 4. Structural collapse: Ensure all necessary temporary works are erected, including all types of scaffolding, shoring, propping; Ensure temporary works designer and coordinator are appointed | 1 | 1 | Item |  | 0
0
| Proposed Ground Floor Plan, as per above Drawings | [5 empty] | 0
0
| Carefully remove plywood and lower stage floor boards; Remove all debris and redundant materials from site; Allow for complete renewal of stepped stage floor boards in 25 x 125mm Accoya decking boards, orientated perpendicular to joists (NBS K20/15 Type B; Minimum 5mm gap between boards and screwed fixed to joists, 2screws per end, 20mm from side edge of board; Set out from centreline, staggered jointing to line through with structural grid; Allow for treatment with fire resistant coating and non-slip decking oil; all as per NBS M60/180 | [5 empty] | 0
0
7.04 |  | generally; all as pe Drawing 4002; approximate area of: 18m2 | 17.31 | 1 | Item |  | 0
0
7.05 |  | extra for wet rot to structural timber due to holes in stage floor; Make repairs as necessary; Splice or replace beams as per SE's drawing; all as per Drawings 1002, 3001, 6001 | 1 | 1 | Item |  | 0
0
7.06 |  | extra for delamination to plywood, which has exacerbated wet rot to floorboards/missing areas to stage floor due to deterioration and vandalism of floor boards to various areas, some as hatched in 'red' on Drawing 1003 | 1 | 1 | Item |  | 0
0
| Carefully remove plywood and lower stage floor boards; Remove all debris and redundant materials from site; Allow for complete renewal of stepped stage floor boards in 25 x 100mm Accoya decking boards, orientated perpendicular to joists (NBS K20/15 Type A; Close-boarded (max. 2mm gap) between boards and screwed fixed to joists, 2 screws per end, 18mm from side edge of board; Set out from centreline, staggered jointing to line through with structural grid; Bull nosings and rebated brass inserts formed to follow curve of radial steps; Accoya risers to match 25 x 100mm vertical boarding all as NBS H21/1110; all as per Drawing 24002; Allow for treatment with fire resistant coating and non-slip decking oil; all as per NBS M60/180 | [5 empty] | 0
0
7.07 |  | generally; all as pe Drawing 4002; approximate area of: 20m2 | 18.2 | 1 | Item |  | 0
0
| Carefully replacement of treads and nosings on 3rd, 8th, 9th steps to match existing; Appraisal needed of underside upon opening up on site; Allow for replacement of 2 more treads and nosings; New nosings and recessed non-slip stair inserts on all stairs as Drawing 24001; All treads, risers to be sanded to remove existing finish and stripped back to clean, bare wood; Apply non-slip oil finish to all steps, all as per NBS M60/180 Type B | [5 empty] | 0
0
7.08 |  | generally | 1 | 1 | Item |  | 0
0
| Allow for full replacement of timber handrail in oak, profile and dimensions to match existing, all as per NBS L30/510; Handrail fixed to existing fascia, reuse existing fittings; Redecorate fitting and fascia in non-standard colour, all as per Drawing 24001 and NBS M60/110 Type C | [5 empty] | 0
0
7.09 |  | generally | 1 | 1 | Item |  | 0
0
| Redecorate stringer, prime and paint finish; all as per Drawing 24001 and NBS M60/110 Type C | [5 empty] | 0
0
7.1 |  | generally | 1 | 1 | Item |  | 0
0
| Area of timber boarding next to banister rail, strip back to bare wood, prime and paint finish; all as per Drawing 24001 and NBS M60/110 Type C | [5 empty] | 0
0
7.11 |  | generally | 1 | 1 | Item |  | 0
0
| SUNDRIES | [5 empty] | 0
0
| Samples | [5 empty] | 0
0
| Samples to be submitted for approval | [5 empty] | 0
0
7.11 |  | generally | 1 | 1 | Item |  | 0
0
| Fire strategy compliance | [5 empty] | 0
0
| Allow for fully complying with fire strategy, as required and as described in the specification | [5 empty] | 0
0
7.12 |  | generally | 1 | 1 | Item |  | 0
0
| Test & Inspections | [5 empty] | 0
0
| Allow for fully complying with all tests & inspections; all as described in the Specification | [5 empty] | 0
0
7.13 |  | generally | 1 | 1 | Item |  | 0
0
| Other Work not described above | [5 empty] | 0
0
| Allow for all other work not described previously, but deemed necessary as determined from the Drawings and the Site Conditions | [5 empty] | 0
0
7.14 |  | generally | 1 | 1 | Item |  | 0
0
|  | Upper Floor & Staircase works, Bandstand - To Summary |  |  |  |  | 0
BOWLS PAVILION
G20 CARPENTRY/TIMBER FRAMING/FIRST FIXING
Structural softwood; strength class as stated, preservative and fire retardant impregnation treatment; all as per Booth King Drawing 201
Floor joists ; C24; fixed to steel beams with joist hangers (measured separately)
7.15 |  | 60 x 170mm | 97.09 | 97 | m |  | 0
Double floor joists ; C24; fixed to steel beams with joist hangers (measured separately)
7.16 |  | 2No 60 x 170mm; bolted together with M12 grade 8.8 bolts & plate washers at 450mm centres | 7.5 | 8 | m |  | 0
Noggins; cutting and fittings between joists
7.17 |  | 60 x 170mm | 41.19 | 41 | m |  | 0
Frame up openings as follows:
7.18 |  | 700 x 1,200mm | 1 | 1 | nr |  | 0
Joists hangers fixed to steel beams by approved means
7.19 |  | to suit 60 x 170mm joists | 61 | 61 | nr |  | 0
7.2 |  | to suit double 60 x 170mm joists | 4 | 4 | nr |  | 0
Stainless steel restraint straps
7.21 |  | 2.5 x 30mm straps to be fitted across floor joists at 900mm centres across a minimum of 3 joists, screw fixed to each joists; fixed to steel by approved means | 22 | 22 | nr |  | 0
22 GENERAL JOINERY
| Particleboard loft decking, chipboard planks; tongued, grooved and screwed all edges; with taped joints for airtightness; mechanical fixed to joists and noggins at 300mm centres; all as per Drawing 4012 and NBS P20/250, M50/535 and all relevant clauses from the Specification | [5 empty] | 0
0
| Boarding | [5 empty] | 0
0
7.22 |  | 22mm thick over 600mm wide | 45.51 | 46 | m2 |  | 0
0
7.23 |  | extra for supply and install loft ladder, Dolle Loft Ladder Click Fix 76G- Flush option and 70mm insulated loft hatch 1,200 x 700mm; including framing up and lining all-round; all as per NBS L30/421 and all relevant clauses of the Specification | 1 | 1 | nr |  | 0
0
|  | Upper Floor & Staircase works, Bowls Pavilion - To Summary |  |  |  |  | 0

## Structural Reps Works
Todmorden Bandstand Refurbishment & Bowls Pavilion New Build
Tender Document | [5 empty] | Structural Repairs | 2024-11-18
8
|  |  | Msr | Quantity | Unit | Rate | Total £ p
| The measurements included in any of the measured sections are not measured in accordance with the Standard Method of Measurement. | [5 empty] | 0
| Contractors are to include for removal of all demolished, debris, surplus and redundant materials off site, unless specifically requested not to do so, and sustainably disposal at a registered Local Authority tip in accordance with the Site Waste Management Plan Regulations 2008 | [5 empty] | 0
| Contractors are to note that the sizes and any quantities hereunder stated are indicative only and they should allow for checking and establishing actual dimensions and quantities by measuring on site. No adjustments to prices will be allowed should measurements vary from those dimensions and quantities stated. | [5 empty] | 0
| Contractors are to note that the latest drawing revisions issued with the tender have been used, even though drawing revision references are not stated hereunder. | [5 empty] | 0
| Drawings used Clach 171-DR-S-200 & Specification | [5 empty] | 0
0
| BANDSTAND | [5 empty] | 0
0
| Recommended Investigations | [5 empty] | 0
0
| Carry out the following Investigations; all to approval | [5 empty] | 0
0
8.01 |  | locate and survey all below ground drainage and water carrying services to check for escape of water potentially softening the ground around the SW corner | 1 | 1 | Item |  | 0
0
8.02 |  | trial pit investigation to prove foundation and soil conditions at the SW corner to better understand whether rotational settlement may be driving the leaning/lozenging of the South frame | 1 | 1 | Item |  | 0
0
8.03 |  | intrusively prove the head connection details between the South cast iron columns and the cross girders | 1 | 1 | Item |  | 0
0
8.04 |  | intrusively prove the structural condition of all steel/cast iron column bases and steel roof beams | 1 | 1 | Item |  | 0
0
8.05 |  | timber condition survey by experienced historic buildings pathologist to determine the structural extent of decay and better forecast the scope of timber repairs/replacements | 1 | 1 | Item |  | 0
0
8.06 |  | calculation-based (quantitate) assessment of frame structural behaviour to justify or rule out the needs to provide vertical bracing to the Southern cast iron columns | 1 | 1 | Item |  | 0
0
| Lower Ground Floor Level, as per Drawing | [5 empty] | 0
0
| Carry out the following Structural Repairs work; including making good all work disturbed; removing all debris offsite; all to approval | [5 empty] | 0
0
8.07 |  | Timber floor: Strip floor deck to inspect all joists and stud walling below; Pair or replace decayed members: Allow 30% joist replacement; 25% pairing/stiffening; Replace all wall plates; Replace all deck boarding/sheathing with 25mm thick marine plywood (Architectural finish included elsewhere) | 1 | 1 | Item |  | 0
0
8.08 |  | Post feet: surgically splice decayed post feet on new Simpson strong tie heavy duty post bases, bolted to concrete slab; Allow 12nr | 1 | 1 | Item |  | 0
0
8.09 |  | Steel Frame: All steel frame members to be exposed and assessed for extent of corrosion: Blast clean or very thoroughly wire brush back to bright metal to prepare surface,; Apply bitumen primer and then paint with 2 coats heavy duty bitumen to achieve corrosion protection; Allow for welded plate repairs to base on stanchions | 1 | 1 | Item |  | 0
0
8.1 |  | External Wall: outer bays of rear wall to be formed with 24mm marine plywood as structural racking panel, behind shiplap cladding; to sheath stud walling fixing schedule to be determined following intrusive investigations | 1 | 1 | Item |  | 0
0
8.11 |  | Internal opening: New timber lintel 100 x 275mm C24 solid section (stud walling overhead to be rebuilt to new alignment ); New 100 x 100mm C24 solid section crippled stud post each end set on shoe on concrete slab; To be sheathed into stud wall behind | 1 | 1 | Item |  | 0
0
8.12 |  | Cast iron columns: Southern c.i. columns to be replumbed; Jack weight off roof grillage, off column heads (temporary work required); Columns to be freed and realigned plumb, and reaffixed to beam grillage (Allow replacement of capital bolts) | 1 | 1 | Item |  | 0
0
| Upper Ground Floor, as per Drawing | [5 empty] | 0
0
| Carry out the following Structural Repairs work; including making good all work disturbed; removing all debris offsite; all to approval | [5 empty] | 0
0
8.13 |  | Roof Repairs: Strip roof, timber structure to be repaired/replaced as required; Allow common rafter replacement with C24 treated timber to match existing profile to 25% of roof area; Allow common rafter pairing to partially decayed members to 25% of roof; Sheath roof rafters with 15mm thick marine plywood to diaphragm (Architectural finish included elsewhere) | 1 | 1 | Item |  | 0
0
8.14 |  | Roof Repairs: Supply and fit plan steel bracing to underside of common rafters and top of ceiling spars via 50 x 100C24board twice screwed to each common rafter/spar crossing (half notch at crossing between braces; 2 layers required (spars are suspended from bottom flange of girders) | 1 | 1 | Item |  | 0
0
8.15 |  | Repairs to Steel Beam Grillage: Beam grillage to be exposed and blast cleaned or very thorough wire-brushed clean to Sa2.5 standard, and receive 3 coats of heavy duty bitumen to reinstate corrosion protection | 1 | 1 | Item |  | 0
0
| Other Remedial Works, as per Drawing | [5 empty] | 0
0
| Carry out the following Structural Repairs work; including making good all work disturbed; removing all debris offsite; all to approval | [5 empty] | 0
0
8.16 |  | repair broken drains, water-carrying services and consider improving ground drainage with field drain linked to soakaway/similar | 1 | 1 | Item |  | 0
0
8.17 |  | subject to outcomes of drainage/trial pit investigation, localised foundation repairs to South Front may be required | 1 | 1 | Item |  | 0
0
0
0
| SUNDRIES | [5 empty] | 0
0
| Samples | [5 empty] | 0
0
| Samples to be submitted for approval | [5 empty] | 0
0
8.18 |  | generally | 1 | 1 | Item |  | 0
0
| Fire strategy compliance | [5 empty] | 0
0
| Allow for fully complying with fire strategy plans, as per the drawings and as described in the specification | [5 empty] | 0
0
8.19 |  | generally | 1 | 1 | Item |  | 0
0
| Test & Inspections | [5 empty] | 0
0
| Allow for fully complying with all tests & inspections; all as described in the Specification | [5 empty] | 0
0
8.2 |  | generally | 1 | 1 | Item |  | 0
0
| Other Work not described above | [5 empty] | 0
0
| Allow for all other work not described previously, but deemed necessary as determined from the Drawings and the Site Conditions | [5 empty] | 0
0
8.21 |  | generally | 1 | 1 | Item |  | 0
|  | Structural Repairs works, Bandstand - To Summary |  |  |  |  | 0
BOWLS PAVILION
No repair work
|  | Structural Repairs works, Bowls Pavilion - To Summary |  |  |  |  | 0

## Internal Walls
Todmorden Bandstand Refurbishment & Bowls Pavilion New Build
Tender Document | [5 empty] | Upper Floors & Staircases | 2024-11-18
9
|  |  | Msr | Quantity | Unit | Rate | Total £ p
The measurements included in any of the measured sections are not measured in accordance with the Standard Method of Measurement.
Contractors are to include for removal of all demolished, debris, surplus and redundant materials off site, unless specifically requested not to do so, and sustainably disposal at a registered Local Authority tip in accordance with the Site Waste Management Plan Regulations 2008
Contractors are to note that the sizes and any quantities hereunder stated are indicative only and they should allow for checking and establishing actual dimensions and quantities by measuring on site. No adjustments to prices will be allowed should measurements vary from those dimensions and quantities stated.
Contractors are to note that the latest drawing revisions issued with the tender have been used, even though drawing revision references are not stated hereunder.
Drawings used 9691-BUT-XX-B1-DR-A-4001 & 2, 6001 & 2, & Specification
BANDSTAND
General Notes
Contractor is to comply with Items 1 to 9 on Drawings 6001 & 2
9.01 |  | generally |  | 1 | Item |  | 0
0
| Allow for carrying out the work taking measures to avoid CDM Risks as follows: | [5 empty] | 0
0
9.02 |  | 1. Working at height: Allow for work to be carried out from permanent or stable temporary floors where possible; Maximise prefabrication and limit intricate works at high level |  | 1 | Item |  | 0
0
9.03 |  | 2. Erecting structures: Contractor to provide adequate temporary props and bracing |  | 1 | Item |  | 0
0
9.04 |  | 3. Manual Handling; Provide adequate access facilities, working space and lifting equipment where necessary |  | 1 | Item |  | 0
0
9.05 |  | 4. Confined spaces: No welding, cutting or other hazardous activities should be carried out in a confined space; Contractor to follow a safe system of work and put in place adequate emergency arrangements before work starts |  | 1 | Item |  | 0
0
9.06 |  | 4. Structural collapse: Ensure all necessary temporary works are erected, including all types of scaffolding, shoring, propping; Ensure temporary works designer and coordinator are appointed |  | 1 | Item |  | 0
0
| Proposed Ground Floor Plan, as per above Drawings | [5 empty] | 0
0
| New internal wall to improve circulation accessibility: Timber stud wall with 18 x 75mm softwood T&G cladding; Paint finish to match existing internal boarding NBS M60/110 Type C; all as per SE's drawing | [5 empty] | 0
0
9.04 |  | generally; 2,000mm high; approximate total length of: 3m | 3 | 1 | Item |  | 0
0
9.05 |  | extra for wet rot to structural timber due to holes in stage floor; Make repairs as necessary; Splice or replace beams as per SE's drawing; all as per Drawings 1002, 3001, 6001 |  | 1 | Item |  | 0
0
0
| SUNDRIES | [5 empty] | 0
0
| Samples | [5 empty] | 0
0
| Samples to be submitted for approval | [5 empty] | 0
0
9.06 |  | generally | 1 | 1 | Item |  | 0
0
| Fire strategy compliance | [5 empty] | 0
0
| Allow for fully complying with fire strategy, as required and as described in the specification | [5 empty] | 0
0
9.07 |  | generally | 1 | 1 | Item |  | 0
0
| Test & Inspections | [5 empty] | 0
0
| Allow for fully complying with all tests & inspections; all as described in the Specification | [5 empty] | 0
0
9.08 |  | generally | 1 | 1 | Item |  | 0
0
| Other Work not described above | [5 empty] | 0
0
| Allow for all other work not described previously, but deemed necessary as determined from the Drawings and the Site Conditions | [5 empty] | 0
0
9.09 |  | generally | 1 | 1 | Item |  | 0
0
|  | Internal walls works, Bandstand - To Summary |  |  |  |  | 0
BOWLS PAVILION
14 MASONRY
Blockwork; solid dense concrete blocks; in approved mortar; all as per NBS F10/225
Walls
9.1 |  | 100mm thick | 64.7575 | 65 | m2 |  | 0
0
9.11 |  | 100mm thick; fair faced and flush pointing one side | 12.25 | 12 | m2 |  | 0
0
| Lintels/support; Naylor P100 wall lintel to carry 100mm block wall; over window/door openings; all as per Booth King Drawing 215, 216 | [5 empty] | 0
0
| Lintels/support over openings; with and including integrated dpc; all as per Drawings | [5 empty] | 0
0
9.12 |  | to clear opening 810mm wide; Type L4 Lintel | 1 | 1 | nr |  | 0
9.13 |  | to clear opening 910mm wide; Type L2 Lintel | 1 | 1 | nr |  | 0
9.14 |  | to clear opening 1,010mm wide; Type L1 Lintel | 1 | 1 | nr |  | 0
9.15 |  | to clear opening 1,200mm wide; Type L3 Lintel | 1 | 1 | nr |  | 0
| 20 PROPRIETARY LININGS & PARTITIONS | [5 empty] | 0
0
| Internal walls FR 60 100mm stud wall (K10), to be built to an approved acoustic rating and 60min fire resistance; 2 layers of 15mm Wallboard both sides, each side of 48 S 50mm C studs at 600mm centres, floor sole plate, head member and noggins at 750mm centres, and all fixed by approved means to floors and soffits; Acoustic wool fixing in cavities; including deflection head and packing over as required all as per Drawings 4018, 4022 and K10/25 | [5 empty] | 0
0
| Timber stud framed system to form Internal Walls; including approved movement joints and head junction with raking roof soffit with 2nr 100 x 50mm softwood infill at door head for fixing door built of floor edge | [5 empty] | 0
0
9.16 |  | 160mm thick overall; 3 to 4.5m high | 3.5 | 4 | m |  | 0
0
9.17 |  | extra for forming double door openings | 3 | 3 | nr |  | 0
0
| SUNDRIES | [5 empty] | 0
0
| Samples | [5 empty] | 0
0
| Samples to be submitted for approval | [5 empty] | 0
0
9.18 |  | generally | 1 | 1 | Item |  | 0
0
| Fire strategy compliance | [5 empty] | 0
0
| Allow for fully complying with fire strategy, as required and as described in the specification | [5 empty] | 0
0
9.19 |  | generally | 1 | 1 | Item |  | 0
0
| Test & Inspections | [5 empty] | 0
0
| Allow for fully complying with all tests & inspections; all as described in the Specification | [5 empty] | 0
0
9.2 |  | generally | 1 | 1 | Item |  | 0
0
| Other Work not described above | [5 empty] | 0
0
| Allow for all other work not described previously, but deemed necessary as determined from the Drawings and the Site Conditions | [5 empty] | 0
0
9.21 |  | generally | 1 | 1 | Item |  | 0
0
|  | Internal walls works, Bowls Pavilion - To Summary |  |  |  |  | 0

## Wdws,
Todmorden Bandstand Refurbishment & Bowls Pavilion New Build
Tender Document | [5 empty] | Windows & External Doors | 2024-11-18
10
|  |  | Msr | Quantity | Unit | Rate | Total £ p
The measurements included in any of the measured sections are not measured in accordance with the Standard Method of Measurement.
Contractors are to note that the sizes and any quantities hereunder stated are indicative only and they should allow for checking and establishing actual dimensions and quantities by measuring on site. No adjustments to prices will be allowed should measurements vary from those dimensions and quantities stated.
Contractors are to note that the latest drawing revisions issued with the tender have been used, even though drawing revision references are not stated hereunder.
Drawings used 9691-BUT-XX-XX-DR-A-1002 to 1004, 2001 to 2004, 3001, 4001, 5001 to 5004, 6001 to 6002, 09001 & Specification
Drawings used 9740-BUT-X1-XX-DR-A-4001, 4016, 4017, 4020, 4021, 5011 to 5015, 6001 to 6008 & Specification
BANDSTAND
24 DOORS, SHUTTERS AND HATCHES
External doors; works all as per the above Drawings; including wood paint treatment to timber doors, frames/linings, architraves, etc; all to match existing
10.01 |  | Door Type 1; ED-B1-04-01: Replace double door and frame with paint grade timber double door NBS L20/55; including painted finish in a non-standard colour NBS M60/110 Type C; ironmongery measured separately; door size 1,180 x 1,924mm; all as per Drawing 9001 | 1 | 1 | nr |  | 0
0
10.02 |  | Door Type 3; ED-GF-02-01: Replace single door and frame with paint grade softwood single door; T&G boarding to door exterior to match stage wall; Prime & paint finish to match wall cladding NBS M60/110 Type C; ironmongery measured separately; door size 700 x 2,010mm; all as per Drawing 9001 | 1 | 1 | nr |  | 0
0
| External doors; Supply & fix ironmongery; all as per Allgood Schedule:Q00034112 | [5 empty] | 0
0
10.03 |  | double door; ED-B1-04-01 | 1 | 1 | Set |  | 0
0
10.04 |  | single door; ED-GF-02-01 | 1 | 1 | Set |  | 0
0
0
| SUNDRIES | [5 empty] | 0
0
| Samples | [5 empty] | 0
0
| Samples to be submitted for approval | [5 empty] | 0
0
10.05 |  | generally |  | 1 | Item |  | 0
0
| Fire strategy compliance | [5 empty] | 0
0
| Allow for fully complying with fire strategy plans, as per the drawings and as described in the specification | [5 empty] | 0
0
10.06 |  | generally |  | 1 | Item |  | 0
0
| Test & Inspections | [5 empty] | 0
0
| Allow for fully complying with all tests & inspections; all as described in the Specification | [5 empty] | 0
0
10.07 |  | generally |  | 1 | Item |  | 0
0
| Other Work not described above | [5 empty] | 0
0
| Allow for all other work not described previously, but deemed necessary as determined from the Drawings and the Site Conditions | [5 empty] | 0
0
10.08 |  | generally |  | 1 | Item |  | 0
0
|  | Windows & External Doors works, Bandstand - To Summary |  |  |  |  | 0
BOWLS PAVILION
23 WINDOWS, SCREENS AND LIGHTS
Windows; Aluminium polyester powder coated windows; double glazed hermetically sealed units; including all ironmongery as required; Black RAL9005 ; sealants, packers and the like both sides; fixing with and including brackets, to brick reveals; bedding and sealing all-round in mastic; on and including dpc/EPDM; airtight and weathertight; all to approval: all as per Drawing 4020 and L10/300 & 331 and all relevant clauses of the Specification
Windows, Type G: Side hung casement window; as per NBS L10/331
10.09 |  | 910 x 880mm; W-00-002 | 1 | 1 | nr |  | 0
0
| Windows, Type H: Top hung casement window; as per NBS L10/330 | [5 empty] | 0
0
10.1 |  | 910 x 825mm; W-00-001 | 1 | 1 | nr |  | 0
0
| 24 DOORS, SHUTTERS AND HATCHES | [5 empty] | 0
0
| External Doors, Type E; metal doorsets; Lathams security heavy duty metal doorsets; polyester powder coated, RAL9005; including satin stainless steel ironmongery all as per Specification; complete with all intumescent seals; sealants, packers and the like both sides; fixing with and including brackets, fixed to brick external walls; bedding and sealing all-round in mastic; airtight and weathertight; all as per Drawing 4020 and L20/420 | [5 empty] | 0
0
| External doors in frames; sills, weatherstripping as required, etc.; opening sizes as follows: - | [5 empty] | 0
0
10.11 |  | single door in frame, overall size 1,020 x approx, 2,010mm; including s.s. lever handles, lock, hinges , Level threshold; ED-00-02 & 3 | 2 | 2 | nr |  | 0
0
10.12 |  | single door in frame, overall size 1,135 x approx, 2,010mm; including radar key, s.s. lever handles, privacy indicator lock, hinges, 450 Grabrail to rear, DDA WC sign, Level threshold; ED-00-02 & 3 | 1 | 1 | nr |  | 0
0
| Glazed External Door, Type J; glazed hermetically sealed safety glass units in powder coated aluminium doors and frames; Schuco glazed doors, Black RAL9005; including all ironmongery as per the Specification; complete with all intumescent seals; sealants, packers and the like both sides; fixing with and including brackets, building into brick walls; bedding and sealing all-round in mastic; airtight and weathertight; all to approval; all as per Drawing 4020 and NBS L10/525 | [5 empty] | 0
0
| External doors in frames; sills, weatherstripping as required, etc.; opening sizes as follows: - | [5 empty] | 0
0
10.13 |  | single door in frame, overall size 1,130 x approx, 2,200mm; including s.s. lockable, pull handle, hinges , Level threshold; with and including 2 rows circles laser cut; ED-00-04 | 1 | 1 | nr |  | 0
0
| Glazed External Doors, Sliding Bifolding Corner Doors, Type I; glazed hermetically sealed safety glass units in powder coated aluminium doors and frames; Schuco glazed doors, Black RAL9005; including all ironmongery as per the Specification; complete with all intumescent seals; sealants, packers and the like both sides; fixing with and including brackets, building into brick walls; bedding and sealing all-round in mastic; airtight and weathertight; all to approval; all as per Drawing 4020 and NBS L20/530 | [5 empty] | 0
0
| External doors in frames; sills, weatherstripping as required, etc.; opening sizes as follows: - | [5 empty] | 0
0
10.14 |  | 2 panel door in frame, overall size 2,001 x approx, 2,200mm; including s.s. lockable, pull handle, hinges, Level threshold; with and including 2 rows circles laser cut; ED-00-04 | 1 | 1 | nr |  | 0
0
10.15 |  | 3 panel door in frame, overall size 2,930 x approx, 2,200mm; including s.s. lockable, pull handle, hinges, Level threshold; with and including 2 rows circles laser cut; ED-00-04 | 1 | 1 | nr |  | 0
0
| SUNDRIES | [5 empty] | 0
0
| Samples | [5 empty] | 0
0
| Samples to be submitted for approval | [5 empty] | 0
0
10.16 |  | generally |  | 1 | Item |  | 0
0
| Fire strategy compliance | [5 empty] | 0
0
| Allow for fully complying with fire strategy plans, as per the drawing and as described in the specification | [5 empty] | 0
0
10.17 |  | generally |  | 1 | Item |  | 0
0
| Test & Inspections | [5 empty] | 0
0
| Allow for fully complying with all tests & inspections; all as described in the Specification | [5 empty] | 0
0
10.18 |  | generally |  | 1 | Item |  | 0
0
| Energy Performance certification | [5 empty] | 0
0
| Allow for fully complying and obtaining Energy Performance certification; all as described in the Specification | [5 empty] | 0
0
10.19 |  | generally |  | 1 | Item |  | 0
0
| Other Work not described above | [5 empty] | 0
0
| Allow for all other work not described previously, but deemed necessary as determined from the Drawings and the Site Conditions | [5 empty] | 0
0
10.2 |  | generally |  | 1 | Item |  | 0
0
0
[6 empty] | Total to Collection £ | 0

## Drs
Todmorden Bandstand Refurbishment & Bowls Pavilion New Build
Tender Document | [5 empty] | Internal Doors | 2024-11-18
11
|  |  | Msr | Quantity | Unit | Rate | Total £ p
The measurements included in any of the measured sections are not measured in accordance with the Standard Method of Measurement.
Contractors are to note that the sizes and any quantities hereunder stated are indicative only and they should allow for checking and establishing actual dimensions and quantities by measuring on site. No adjustments to prices will be allowed should measurements vary from those dimensions and quantities stated.
Contractors are to note that the latest drawing revisions issued with the tender have been used, even though drawing revision references are not stated hereunder.
Drawings used 9691-BUT-XX-B1-DR-A-4001 & 2, 9001 & Specification
Drawings used 9740-BUT-X1-X0-DR-A-4016, 4017, 4020 & Specification
BANDSTAND
24 DOORS, SHUTTERS AND HATCHES
Internal doors; works all as per the above Drawings; including wood paint treatment to timber doors, frames/linings, architraves, etc; all to match existing
0
11.01 |  | Door Type 4; B1-05-01: Replace single door and frame with paint grade softwood single door; Prime & paint finish NBS M60/110 Type D; ironmongery measured separately; door size 910 x 2,100mm; all as per Drawing 9001 | 1 | 1 | nr |  | 0
0
11.02 |  | Door Type 5 FR30; B1-06-01: Replace single door and frame with paint grade softwood single door; Prime & paint finish, non-standard colour NBS M60/110 Type D; ironmongery measured separately; door size 600 x 2,100mm; all as per Drawing 9001 | 1 | 1 | nr |  | 0
0
11.03 |  | Door Type 7 FR30; ID-B1-07-01: Replace double door and frame with paint grade softwood double door; Prime & paint finish, non-standard colour NBS M60/110 Type D; ironmongery measured separately; door size 1,200 x 1,750mm; all as per Drawing 9001 | 1 | 1 | nr |  | 0
0
| Internal doors; Supply & fix ironmongery; all as per Allgood Schedule:Q00034112 | [5 empty] | 0
0
11.04 |  | single door; ID-B1-05-01 | 1 | 1 | Set |  | 0
0
11.05 |  | single door; ID-B1-06-01 | 1 | 1 | Set |  | 0
0
11.06 |  | double door; ID-B1-07-01 | 1 | 1 | Set |  | 0
0
0
| SUNDRIES | [5 empty] | 0
0
| Samples | [5 empty] | 0
0
| Samples to be submitted for approval | [5 empty] | 0
0
11.07 |  | generally |  | 1 | Item |  | 0
0
| Fire strategy compliance | [5 empty] | 0
0
| Allow for fully complying with fire strategy plans, as per the drawings and as described in the specification | [5 empty] | 0
0
11.08 |  | generally |  | 1 | Item |  | 0
0
| Test & Inspections | [5 empty] | 0
0
| Allow for fully complying with all tests & inspections; all as described in the Specification | [5 empty] | 0
0
11.09 |  | generally |  | 1 | Item |  | 0
0
| Other Work not described above | [5 empty] | 0
0
| Allow for all other work not described previously, but deemed necessary as determined from the Drawings and the Site Conditions | [5 empty] | 0
0
11.1 |  | generally |  | 1 | Item |  | 0
|  | Internal Doors work, Bandstand - To Summary |  |  |  |  | 0
BOWLS PAVILION
24 DOORS, SHUTTERS AND HATCHES
Internal doorsets; DoorPac; solid core, non fire rated; in hardwood frames, painted architraves; including all ironmongery, etc; all as per Drawing 4020 and NBS L20/413 and all relevant clauses of the Specification
Single doorset, Type C; flush doors; laminated faced both sides, Ash lipped solid core door; supply and fix approved ironmongery (measured separately); including approved wood treatment to timber doors, frames and architraves; in structural openings
11.11 |  | 810 x 2,100mm; ID-00-042-01 | 1 | 1 | set |  | 0
0
| Single doorset, Type C; flush doors; laminated faced both sides, Ash lipped solid core door; supply and fix approved ironmongery (measured separately); including approved wood treatment to timber doors, frames and architraves; in structural openings | [5 empty] | 0
0
11.12 |  | 1,010 x 2,100mm; including stainless 450mm steel grab rail to rear and coat hook; Disabled ID-00-045-01 | 1 | 1 | set |  | 0
0
| Double doorsets, Type D; flush doors; Birch Ply faced both sides, Ash lipped solid core door; supply and fix approved ironmongery (measured separately); including approved clear matt lacquer treatment to timber doors, frames and architraves; in structural openings | [5 empty] | 0
0
11.13 |  | 3,455 x 2,110mm; 3nr double door and frame units, door frame posts, screw fixed to floors with and including 50 x 50mm m.s. angles to rear; including stainless steel recessed pull handles, locks, 3 hinges, flush bolts to slave leafs, sprung ball catches, Lounge Store RD-00-008-001, 2 & 3 | 1 | 1 | set |  | 0
0
| Internal doorsets; Forza Doors Ltd; solid core, non fire rated with vision panel; in hardwood frames, painted architraves; including all ironmongery, etc; all as per Drawing 4020 and NBS L20/412 and all relevant clauses of the Specification | [5 empty] | 0
0
| Single doorset, Type B; flush door; laminated faced both sides, Ash lipped solid core door; supply and fix approved ironmongery (measured separately); including approved wood treatment to timber door, frame and architraves; in structural openings | [5 empty] | 0
0
11.14 |  | 1,010 x 2,100mm; Lounge ID-00-044-01 | 1 | 1 | set |  | 0
0
| Internal doorsets; Forza Doors Ltd; solid core, F60s fire rated with vision panel; in hardwood frames, painted architraves; including all ironmongery, etc; all as per Drawing 4020 and NBS L20/411 and all relevant clauses of the Specification | [5 empty] | 0
0
| Single doorset, Type A; flush door; laminated faced both sides, Ash lipped solid core door; supply and fix approved ironmongery (measured separately); including approved wood treatment to timber door, frame and architraves; in structural openings | [5 empty] | 0
0
11.15 |  | 1,010 x 2,100mm; Kitchen ID-00-011-01 | 1 | 1 | set |  | 0
0
| Internal doors; Supply & fix ironmongery; all as per Allgood Schedule:Q00034112 | [5 empty] | 0
0
11.16 |  | single door, non fire rated; ID-00-042-01 | 1 | 1 | Set |  | 0
0
11.17 |  | single door, non fire rated; Disabled ID-00-045-01 | 1 | 1 | Set |  | 0
0
11.18 |  | single door, non fire rated; Lounge ID-00-044-01 | 1 | 1 | Set |  | 0
0
11.19 |  | single door, 60s fire rated; Kitchen ID-00-011-01 | 1 | 1 | Set |  | 0
0
11.2 |  | double door, non fire rated; all as per NBS P21/320, 540, 582, 641 and all relevant clauses of the Specification; Lounge Store RD-00-008-001, 2 & 3 | 3 | 3 | Set |  | 0
0
Lounge servery hatch, comprising: 4nr vertically sliding 18mm birch ply door leaves of equal width, in birch ply lining and extended lining all-round opening; all clear lacquer finish; including routed pull handle in door meeting leaf; all ironmongery, sliding door track, etc; all as per Drawing 6009 and NBS P21/350, 583, 584 and all relevant clauses of the Specification
Lounge servery hatch; fixed by approved means to block wall
11.21 |  | 1,200 x 1,180mm; Lounge | 1 | 1 | Set
| Fire-Resisting Roller Grill; Bolton Gate Co, Fireroll E60; White PPC steel, FR60 electrically operated, fire linked into fire alarm with key switch; including all ironmongery: key, etc; all as per Drawing 4020 and NBS L20/612 and all relevant clauses of the Specification | [5 empty] | 0
0
| Servery window shutter; fixed by approved means to block wall | [5 empty] | 0
0
11.21 |  | 1,200 x 1,210mm; Kitchen RD-00-042-21 | 1 | 1 | set |  | 0
| SUNDRIES | [5 empty] | 0
0
| Samples | [5 empty] | 0
0
| Samples to be submitted for approval | [5 empty] | 0
0
11.22 |  | generally |  | 1 | Item |  | 0
0
| Fire strategy compliance | [5 empty] | 0
0
| Allow for fully complying with fire strategy plans, as per the drawings and as described in the specification | [5 empty] | 0
0
11.23 |  | generally |  | 1 | Item |  | 0
0
| Test & Inspections | [5 empty] | 0
0
| Allow for fully complying with all tests & inspections; all as described in the Specification | [5 empty] | 0
0
11.24 |  | generally |  | 1 | Item |  | 0
0
| Other Work not described above | [5 empty] | 0
0
| Allow for all other work not described previously, but deemed necessary as determined from the Drawings and the Site Conditions | [5 empty] | 0
0
11.25 |  | generally |  | 1 | Item |  | 0
0
|  | Internal Doors work, Bowls Pavilion - To Summary |  |  |  |  | 0

## Wall Finishes
Todmorden Bandstand Refurbishment & Bowls Pavilion New Build
Tender Document | [5 empty] | Wall Finishes | 2024-11-18
12
|  |  | Msr | Quantity | Unit | Rate | Total £ p
The measurements included in any of the measured sections are not measured in accordance with the Standard Method of Measurement.
Contractors are to note that the sizes and any quantities hereunder stated are indicative only and they should allow for checking and establishing actual dimensions and quantities by measuring on site. No adjustments to prices will be allowed should measurements vary from those dimensions and quantities stated.
Contractors are to note that the latest drawing revisions issued with the tender have been used, even though drawing revision references are not stated hereunder.
Drawings used 9691-BUT-XX-B1-DR-A-4001, 5005 & Specification
Drawings used 9740-BUT-XX-XX-DR-A-4021, 6006 & Specification
BANDSTAND
General Notes
Contractor is to comply with Items 1 to 9 on Drawings 4001
12.01 |  | generally | 1 | 1 | Item |  | 0
0
| Allow for carrying out the work taking measures to avoid CDM Risks as follows: | [5 empty] | 0
0
12.02 |  | 1. Exposure to drug paraphernalias: The contractor is maintain a supply of sharps disposal kits complete with latex and anti-needlestick gloves ; Contractor is to make sure all areas are cleaned and maintained accordingly | 1 | 1 | Item |  | 0
0
12.03 |  | 2. Falling material: Contractor to design temporary work to avoid falling materials ; Tethering of tools is recommended | 1 | 1 | Item |  | 0
0
12.04 |  | 3. Risk of burns: Appropriate PPE to be worn at all times when handling lime | 1 | 1 | Item |  | 0
0
12.05 |  | 4. Confined spaces: No welding, cutting or other hazardous activities should be carried out in a confined space; Contractor to follow a safe system of work and put in place adequate emergency arrangements before work starts | 1 | 1 | Item |  | 0
0
12.06 |  | 5. Structural collapse: Ensure all necessary temporary works are erected, including all types of scaffolding, shoring, propping; Ensure temporary works designer and coordinator are appointed | 1 | 1 | Item |  | 0
0
12.07 |  | 6. Electrical shock: Identify possibility of unknown live services; Cables assumed disused, to be identified and checked | 1 | 1 | Item |  | 0
0
| Wall lined with 25 x 100mm T&G softwood boarding to match existing; fixed by approved means to walls; Prime and redecorate all internal T&G boarding NBS M60/110 Type D | [5 empty] | 0
0
12.08 |  | generally; as shown as a 'red dashed line on Drawing 4001 | 41.76 | 42 | m2 |  | 0
0
12.09 |  | extra over lining to accommodate and upgrade electrical switch distribution box to Services Engineer's drawings | 1 | 1 | Item |  | 0
0
| Allow for 25% renewal of T&G boarding to stairwell in isolated locations to match existing NBS H21/110; Prime and redecorate all internal T&G boarding NBS M60/110 Type D | [5 empty] | 0
0
12.1 |  | generally; as shown on Drawing 4001: approx total decoration area of: 27m2 | 27.25 | 1 | Item |  | 0
0
0
| SUNDRIES | [5 empty] | 0
0
| Samples | [5 empty] | 0
0
| Samples to be submitted for approval | [5 empty] | 0
0
12.11 |  | generally |  | 1 | Item |  | 0
0
| Fire strategy compliance | [5 empty] | 0
0
| Allow for fully complying with fire strategy plans, as per the drawings and as described in the specification | [5 empty] | 0
0
12.12 |  | generally |  | 1 | Item |  | 0
0
| Test & Inspections | [5 empty] | 0
0
| Allow for fully complying with all tests & inspections; all as described in the Specification | [5 empty] | 0
0
12.13 |  | generally |  | 1 | Item |  | 0
0
| Other Work not described above | [5 empty] | 0
0
| Allow for all other work not described previously, but deemed necessary as determined from the Drawings and the Site Conditions | [5 empty] | 0
0
12.14 |  | generally |  | 1 | Item |  | 0
0
|  | Wall Finishes work, Bandstand - To Summary |  |  |  |  | 0
BOWLS PAVILION
20 PROPRIETARY LININGS AND PARTITIONS
0
| Wall linings; single layer of 12.5mm thick Gyproc Moisture-resistant plasterboard, seamless jointing; skim plaster over all surfaces to receive decoration (measured elsewhere); on dots and dabs, fixed to walls; provide samples of all materials for approval; all as per Drawing 4021 and NBS K10/185, 403 and all relevant clauses of the Specification | [5 empty] | 0
0
| Wall linings; to walls; fixed in accordance with the manufacturer's recommendations with approved adhesive and secondary mechanical fixings | [5 empty] | 0
0
12.15 |  | exceeding 600mm wide | 133.974 | 135 | m2 |  | 0
0
12.16 |  | not exceeding 600mm wide in reveals | 23.9 | 24 | m |  | 0
0
12.17 |  | extra for supply and apply magnetic plaster skim, Thistlepro Magantic Plaster (in lieu of ordinary skim); to area size 2,500 x 1,200mm; including supplying 200pieces of 4 x 8mm Neodymium Disc Magnetic N42 (1.79kg Pull) silver, via Magnetic store; all as per M20/220 and all relevant clauses of the Specification | 1 | 1 | Item |  | 0
0
| Wall linings/Box out of Lounge wall to achieve as flush face finish with cupboard joinery, approx. 320mm projection; on and including 70mm 'I' studs and all additional timber framing, all fixed in accordance with the manufacturer's recommendations with approved adhesive and secondary mechanical fixings; all fixed to walls by approved means; all as per Drawings 4022 & 6009 and NBS K10/205 and all relevant clauses of the Specification | [5 empty] | 0
0
12.18 |  | exceeding 600mm wide | 13.8 | 14 | m2 |  | 0
0
12.19 |  | 320mm wide soffit to bottom edge and over Kitchen shutter | 6.9 | 7 | m |  | 0
0
| Pipe casings; to 2-sides of pipe; on and including all additional timber battens; fixed in accordance with the manufacturer's recommendations with approved adhesive and secondary mechanical fixings | [5 empty] | 0
0
12.2 |  | 200 x 200mm; DDA Wcs | 4.8 | 5 | m |  | 0
0
12.21 |  | 200 x 200mm; including metal mesh protection and softwood boxing to protect RWPs; all as per NBS P20/150 and all relevant clauses of the Specification; Store & Workshop | 4.8 | 5 | m |  | 0
0
| Pipe casings; to 3-sides of pipe; on and including all additional timber battens; fixed in accordance with the manufacturer's recommendations with approved adhesive and secondary mechanical fixings | [5 empty] | 0
0
12.22 |  | 200 x 200mm; Store | 4.8 | 5 | m |  | 0
0
| Hygienic PVCu Lining to walls; Altro Whiterock Satin white on and including backing board fixed to block wall; installed in strict accordance with the manufacturer's instructions; all as per NBS M50/150 and all other relevant clauses of the Specification | [5 empty] | 0
0
| Lining to walls; fixed to new wall surfaces | [5 empty] | 0
0
12.23 |  | exceeding 600mm wide | 48.26 | 48 | m2 |  | 0
0
12.24 |  | not exceeding 600mm wide in reveals | 3.58 | 4 | m |  | 0
0
| Ceramic wall tiling; Jonsons Prismatics, standard colour range, size 200 x 100 x 6.5mm; grouted and pointed in Mapei mastic and grouts; provide samples as required; all as per Drawing 4025 and NBS M40/110 and all other relevant clauses of the Specification | [5 empty] | 0
0
| Tiling to walls; fixed to plasterboard surfaces | [5 empty] | 0
0
12.25 |  | exceeding 600mm wide | 13.29 | 13 | m2 |  | 0
0
12.26 |  | not exceeding 600mm wide in reveals | 3 | 3 | m |  | 0
0
12.27 |  | extra for 8mm brushed silver aluminium square edge tile trims | 1 | 1 | Item |  | 0
0
12.28 |  | splashback to handriers; size 300 x 200mm | 2 | 2 | nr |  | 0
0
12.29 |  | splashback to washbasin; size 400 x 200mm | 1 | 1 | nr |  | 0
12.3 |  | splashback to washbasin; size 400 x 400mm | 1 | 1 | nr |  | 0
| Wall linings; 18mm thick Gyproc Birch faced plywood, clear lacquered finish; secret fixing to and including 25 x 50mm battens, fixed to walls; provide samples of all materials for approval; all as per Drawings 4023, 4024 and NBS P20/260, M60/162 and all relevant clauses of the Specification | [5 empty] | 0
0
| Wall linings; to walls; fixed in accordance with the manufacturer's recommendations with approved adhesive and secondary mechanical fixings | [5 empty] | 0
0
12.31 |  | 950 x 2,400mm, jointing edges profiled to form 10mm shadow gaps | 1 | 1 | nr |  | 0
0
12.32 |  | 1,318 x 2,400mm, jointing edges profiled to form 10mm shadow gaps | 1 | 1 | nr |  | 0
0
| 29 DECORATION | [5 empty] | 0
0
| Paint finishes to walls; Dulux Diamond Matt White; one mist coat and minimum 2 finishing coats of emulsion to ensure even coverage and full opacity, all strictly in accordance with manufacturer's recommendations; all as per Drawing 4021 and NBS M60/110 and all relevant clauses of the Specification | [5 empty] | 0
0
| Painting to general surfaces | [5 empty] | 0
0
12.33 |  | over 300mm girth; internal; work to plaster walls | 126.084 | 130 | m2 |  | 0
0
12.34 |  | extra for painting in Little Green Livid 263 Jewel Beetle to Feature wall (Lounge wall with cupboard); all as per NBS M60/110 and all relevant clauses of the Specification | 10.7416 | 11 | m2 |  | 0
0
12.35 |  | not exceeding 300mm girth; internal; work to plaster reveals | 23.9 | 24 | m |  | 0
0
12.36 |  | over 300mm girth; internal; work to fairfaced block walls; Workshop | 22 | 22 | m2 |  | 0
0
12.37 |  | not exceeding 300mm girth; internal; work to fairfaced block reveals | 7.77 | 8 | m |  | 0
0
0
| SUNDRIES | [5 empty] | 0
0
| Samples | [5 empty] | 0
0
| Samples to be submitted for approval | [5 empty] | 0
0
12.38 |  | generally |  | 1 | Item |  | 0
0
| Fire strategy compliance | [5 empty] | 0
0
| Allow for fully complying with fire strategy plans, as per the drawings and as described in the specification | [5 empty] | 0
0
12.39 |  | generally |  | 1 | Item |  | 0
0
| Test & Inspections | [5 empty] | 0
0
| Allow for fully complying with all tests & inspections; all as described in the Specification | [5 empty] | 0
0
12.4 |  | generally |  | 1 | Item |  | 0
0
| Other Work not described above | [5 empty] | 0
0
| Allow for all other work not described previously, but deemed necessary as determined from the Drawings and the Site Conditions | [5 empty] | 0
0
12.41 |  | generally |  | 1 | Item |  | 0
0
|  | Wall finishes work, Bowls Pavilion - To Summary |  |  |  |  | 0

## FloorFinishes
Todmorden Bandstand Refurbishment & Bowls Pavilion New Build
Tender Document | [5 empty] | Floor Finishes | 2024-11-18
13
|  |  | Msr | Quantity | Unit | Rate | Total £ p
The measurements included in any of the measured sections are not measured in accordance with the Standard Method of Measurement.
Contractors are to note that the sizes and any quantities hereunder stated are indicative only and they should allow for checking and establishing actual dimensions and quantities by measuring on site. No adjustments to prices will be allowed should measurements vary from those dimensions and quantities stated.
Contractors are to note that the latest drawing revisions issued with the tender have been used, even though drawing revision references are not stated hereunder.
Drawings used 9691-BUT-XX-B1-DR-A-4001, 5005 & Specification
Drawings used 9740-BUT-XX-XX-DR-A-4021, 6006 & Specification
BANDSTAND
| 28 FLOOR, WALL, CEILING AND ROOF FINISHINGS | [5 empty] | 0
0
| Screeds; Cement and sand screed, fully bonded, trowelled to smooth finish; all as per Clause 4 of M10 and all other relevant clauses of the Specification | [5 empty] | 0
0
| Screeds, beds; on existing slab | [5 empty] | 0
0
13.01 |  | 75mm thick; exceeding 600mm wide | 9 | 10 | m2 |  | 0
0
| Linoleum Flooring, Forbo Flooring Systems; Marmoleum Solid Walton; 2.5mm Flooring; laid in strict accordance with the manufacturer's instructions; all as per Clause 150 of M50 and all other relevant clauses of the Specification | [5 empty] | 0
0
| 2.5mm thick; welded joints and labour; fixed with adhesive on and including 8mm thick flooring grade plywood underlay | [5 empty] | 0
0
13.02 |  | exceeding 600mm wide; | 9 | 10 | m2 |  | 0
0
13.03 |  | extra for coved skirting 100mm high | 15.85 | 16 | m |  | 0
0
0
| SUNDRIES | [5 empty] | 0
0
| Samples | [5 empty] | 0
0
| Samples to be submitted for approval | [5 empty] | 0
0
13.04 |  | generally |  | 1 | Item |  | 0
0
| Fire strategy compliance | [5 empty] | 0
0
| Allow for fully complying with fire strategy plans, as per the drawings and as described in the specification | [5 empty] | 0
0
13.05 |  | generally |  | 1 | Item |  | 0
0
| Test & Inspections | [5 empty] | 0
0
| Allow for fully complying with all tests & inspections; all as described in the Specification | [5 empty] | 0
0
13.06 |  | generally |  | 1 | Item |  | 0
0
| Other Work not described above | [5 empty] | 0
0
| Allow for all other work not described previously, but deemed necessary as determined from the Drawings and the Site Conditions | [5 empty] | 0
0
13.07 |  | generally |  | 1 | Item |  | 0
0
|  | Floor Finishes work, Bandstand - To Summary |  |  |  |  | 0
BOWLS PAVILION
22 GENERAL JOINERY
0
| Skirtings; all to match engineered timber flooring; wood treatment/ decorations to approval; fixed to base of walls; provide sample for approval;; all as per P20/110 and M60/150 and all other relevant clauses of the Specification | [5 empty] | 0
0
| Skirtings; screwed and plugged to walls | [5 empty] | 0
0
13.08 |  | 19 x 70mm, pencil-rounded | 27.2 | 27 | m |  | 0
0
| 28 FLOOR, WALL, CEILING AND ROOF FINISHINGS | [5 empty] | 0
0
| Screeds; cement and sand heated screed; Surfaces flatness class: SR2; all as per Drawing 6006 and M10/115 and all other relevant clauses of the Specification | [5 empty] | 0
0
| Screeds, beds and toppings, incorporating underfloor heating; on Visqueen 1000gauge vcl and insulation (measured in the Substructures Section) | [5 empty] | 0
0
13.09 |  | 65mm thick; exceeding 600mm wide | 37.65 | 38 | m2 |  | 0
0
13.1 |  | 75mm thick; exceeding 600mm wide | 32.5 | 33 | m2 |  | 0
0
| Vinyl Sheet Flooring, F2; Polyflor Ultima, colour: Peral Granite 4330, 2.5mm Flooring; laid in strict accordance with the manufacturer's instructions; all as per M50/155 and all other relevant clauses of the Specification | [5 empty] | 0
0
| 2.5mm thick; welded joints and labour; laid on screed (measured separately) | [5 empty] | 0
0
13.11 |  | exceeding 600mm wide; Kitchen, WC, DDA WCs, Workshop | 32.5 | 33 | m2 |  | 0
0
13.12 |  | extra; coved skirting, fitted into capping strip; Gradus cove formers; all as per M50/770 | 44.8 | 45 | m |  | 0
0
13.13 |  | extra; dressing and working into gulley; with and including supply and install Wade central floor gulley with grating | 1 | 1 | Item |  | 0
13.14 |  | extra; painted timber services boxing out at floor level with cove vinyl skirting with capping; box out size 132 x 200mm; including WBP plywood and all additional timber fixings, plugged and screwed to floors; including all ends and angles; all as per NBS M50/700 | 6.9 | 7 | m |  | 0
| Resin Bound 'Carpet' Gravel, F1; Polybound Stones Carpet Resin bound kit, colour: Orion, 8mm Flooring; laid in strict accordance with the manufacturer's instructions; all as per M50/160 and all other relevant clauses of the Specification | [5 empty] | 0
0
| 8mm thick; laid on screed (measured separately) | [5 empty] | 0
0
13.15 |  | exceeding 600mm wide; Lounge/Club Room, Store, Lobby | 37.65 | 38 | m2 |  | 0
0
13.16 |  | extra; transition strip; satin anodised aluminium threshold strip, screw fixed by approved means | 2.7 | 3 | m |  | 0
0
0
| SUNDRIES | [5 empty] | 0
0
| Samples | [5 empty] | 0
0
| Samples to be submitted for approval | [5 empty] | 0
0
13.17 |  | generally |  | 1 | Item |  | 0
0
| Fire strategy compliance | [5 empty] | 0
0
| Allow for fully complying with fire strategy plans, as per the drawings and as described in the specification | [5 empty] | 0
0
13.18 |  | generally |  | 1 | Item |  | 0
0
| Test & Inspections | [5 empty] | 0
0
| Allow for fully complying with all tests & inspections; all as described in the Specification | [5 empty] | 0
0
13.19 |  | generally |  | 1 | Item |  | 0
0
| Other Work not described above | [5 empty] | 0
0
| Allow for all other work not described previously, but deemed necessary as determined from the Drawings and the Site Conditions | [5 empty] | 0
0
13.2 |  | generally |  | 1 | Item |  | 0
0
|  | Floor finishes work, Bowls Pavilion - To Summary |  |  |  |  | 0

## Ceiling Finishes
Todmorden Bandstand Refurbishment & Bowls Pavilion New Build
Tender Document | [5 empty] | Ceiling Finishes | 2024-11-18
14
|  |  | Msr | Quantity | Unit | Rate | Total £ p
The measurements included in any of the measured sections are not measured in accordance with the Standard Method of Measurement.
Contractors are to note that the sizes and any quantities hereunder stated are indicative only and they should allow for checking and establishing actual dimensions and quantities by measuring on site. No adjustments to prices will be allowed should measurements vary from those dimensions and quantities stated.
Contractors are to note that the latest drawing revisions issued with the tender have been used, even though drawing revision references are not stated hereunder.
Drawings used 9691-BUT-XX-B1-DR-A-5001 & 2, 9001 & Specification
Drawings used 9740-BUT-XX-XX-DR-A-4021, 6006 & Specification
BANDSTAND
General Notes
Contractor is to comply with Items 1 to 9 on Drawings 5001
14.01 |  | generally | 1 | 1 | Item |  | 0
0
| Allow for carrying out the work taking measures to avoid CDM Risks as follows: | [5 empty] | 0
0
14.02 |  | 1. Working at height: Allow for work to be carried out from permanent or stable temporary floors where possible; Maximise prefabrication and limit intricate works at high level | 1 | 1 | Item |  | 0
0
14.03 |  | 2. Cuts and abrasions: Insure all necessary PPE is worn; All metal roofing works to be carried out by a member of the Federation of Traditional Metal Roofing Contractor | 1 | 1 | Item |  | 0
0
14.04 |  | 3. Manual Handling; Provide adequate access facilities, working space and lifting equipment where necessary | 1 | 1 | Item |  | 0
0
14.05 |  | 4. Risk of burns: Appropriate PPE to be worn at all times when handling lime | 1 | 1 | Item |  | 0
0
14.06 |  | 5. Structural collapse: Ensure all necessary temporary works are erected, including all types of scaffolding, shoring, propping; Ensure temporary works designer and coordinator are appointed | 1 | 1 | Item |  | 0
0
| Proposed South Elevation, as per Drawing 9691-BUT-XX-XX-DR-A-05001 | [5 empty] | 0
0
| Carry out remedial work as follows: - | [5 empty] | 0
0
14.07 |  | allow for 25% replacement of timber boarding to sloping soffit in isolated areas, as NBS H21/110; Redecorate entire soffit, strip back to bare wood, prime and paint finish NBS M60/110 Type C; to sloping soffit; approximate total area of: 65m2 | 59.68 | 1 | Item |  | 0
0
| Basement Floor Plan, as per Drawing 9691-BUT-XX-XX-DR-A-04001 | [5 empty] | 0
0
| Carry out remedial work as follows: - | [5 empty] | 0
0
14.08 |  | allow for complete replacement of WC ceiling boards in T&G softwood boarding to match existing 100 x 25mm as per NBS H21/110; Redecorate, prime and paint finish NBS M60/110 Type D; approximate total area of: 12m2 | 11.23 | 1 | Item |  | 0
0
| Basement Floor Plan, as per Drawing 9691-BUT-XX-XX-DR-A-6001 & 2 | [5 empty] | 0
0
| Carry out remedial work as follows: - | [5 empty] | 0
0
14.09 |  | boxing out around stage floor joists in softwood timber T&G boarding to match existing boarding as per NBS H71/110; Redecorate, prime and paint finish NBS M60/110 Type C; approximate total girth of: 4m | 3 | 1 | Item |  | 0
0
0
| SUNDRIES | [5 empty] | 0
0
| Samples | [5 empty] | 0
0
| Samples to be submitted for approval | [5 empty] | 0
0
14.1 |  | generally |  | 1 | Item |  | 0
0
| Fire strategy compliance | [5 empty] | 0
0
| Allow for fully complying with fire strategy plans, as per the drawings and as described in the specification | [5 empty] | 0
0
14.11 |  | generally |  | 1 | Item |  | 0
0
| Test & Inspections | [5 empty] | 0
0
| Allow for fully complying with all tests & inspections; all as described in the Specification | [5 empty] | 0
0
14.12 |  | generally |  | 1 | Item |  | 0
0
| Other Work not described above | [5 empty] | 0
0
| Allow for all other work not described previously, but deemed necessary as determined from the Drawings and the Site Conditions | [5 empty] | 0
0
14.13 |  | generally |  | 1 | Item |  | 0
0
|  | Ceiling Finishes work, Bandstand - To Summary |  |  |  |  | 0
BOWLS PAVILION
20 PROPRIETARY LININGS AND PARTITIONS
Ceiling linings, Type C1; single layer of 15mm thick Gyproc acoustic plasterboard, seamless jointing; skim coat plaster over all surfaces to receive decoration (measured elsewhere); including all additional timber framing required, fixed to timber soffit by approved means; provide samples of all materials for approval; all as per Drawing 4021 and NBS K10/245 all relevant clauses of the Specification
Ceiling linings, sloping; to rafters; fixed in accordance with the manufacturer's recommendations with approved adhesive and secondary mechanical fixings
14.14 |  | exceeding 600mm wide | 27.3 | 28 | m2 |  | 0
0
14.15 |  | extra over for lining to rooflight openings 1,886 x 1,275mm; Rooflights RL01 & 2 | 2 | 2 | nr |  | 0
0
14.16 |  | allow for forming all cut outs and MDF pattresses for light fittings, fire detectors, air conditioning units, grills and the like |  |  |  |  | 0
0
14.17 |  | extra for hidden access panels for maintenance and inspection | 1 | 1 | Item |  | 0
0
| Ceiling linings, Type C2; double layer of 12.5mm thick Gyproc Fireline, seamless jointing; skim coat plaster over all surfaces to receive decoration (measured elsewhere); including all additional timber framing required, fixed to timber soffit by approved means; provide samples of all materials for approval; all as per Drawing 4021 and NBS K10/245 all relevant clauses of the Specification | [5 empty] | 0
0
| Ceiling linings; to ceiling joists; fixed in accordance with the manufacturer's recommendations with approved adhesive and secondary mechanical fixings | [5 empty] | 0
0
14.18 |  | exceeding 600mm wide | 43.51 | 44 | m2 |  | 0
0
14.19 |  | extra for opening 700 x 1,200mm for loft access hatch to Loft; including framing up and lining all-round | 1 | 1 | Item |  | 0
0
14.2 |  | allow for forming all cut outs and MDF pattresses for light fittings, fire detectors, air conditioning units, grills and the like | 7 | 7 | Rooms |  | 0
0
| 29 DECORATION | [5 empty] | 0
0
| Paint finishes to ceilings; Dulux Diamond Matt White; one mist coat and minimum 2 finishing coats of emulsion to ensure even coverage and full opacity, all strictly in accordance with manufacturer's recommendations; all as per Drawing 4021 and NBS M60/110 and all relevant clauses of the Specification | [5 empty] | 0
0
| Painting to general surfaces | [5 empty] | 0
0
14.21 |  | over 300mm girth; internal; work to ceilings | 43.51 | 44 | m2 |  | 0
0
14.22 |  | over 300mm girth; internal; work to sloping ceilings | 27.3 | 28 | m2 |  | 0
0
0
| SUNDRIES | [5 empty] | 0
0
| Samples | [5 empty] | 0
0
| Samples to be submitted for approval | [5 empty] | 0
0
14.23 |  | generally |  | 1 | Item |  | 0
0
| Fire strategy compliance | [5 empty] | 0
0
| Allow for fully complying with fire strategy plans, as per the drawings and as described in the specification | [5 empty] | 0
0
14.24 |  | generally |  | 1 | Item |  | 0
0
| Test & Inspections | [5 empty] | 0
0
| Allow for fully complying with all tests & inspections; all as described in the Specification | [5 empty] | 0
0
14.25 |  | generally |  | 1 | Item |  | 0
0
| Other Work not described above | [5 empty] | 0
0
| Allow for all other work not described previously, but deemed necessary as determined from the Drawings and the Site Conditions | [5 empty] | 0
0
14.26 |  | generally |  | 1 | Item |  | 0
0
|  | Ceiling finishes work, Bowls Pavilion - To Summary |  |  |  |  | 0

## Fittings
Todmorden Bandstand Refurbishment & Bowls Pavilion New Build
Tender Document | [5 empty] | Fittings | 2024-11-18
15
|  |  | Msr | Quantity | Unit | Rate | Total £ p
The measurements included in any of the measured sections are not measured in accordance with the Standard Method of Measurement.
Contractors are to note that the sizes and any quantities hereunder stated are indicative only and they should allow for checking and establishing actual dimensions and quantities by measuring on site. No adjustments to prices will be allowed should measurements vary from those dimensions and quantities stated.
Contractors are to note that the latest drawing revisions issued with the tender have been used, even though drawing revision references are not stated hereunder.
Drawings used 9691-BUT-XX-B1-DR-A-4001, 5005 & Specification
Drawings used 9740-BUT-XX-XX-DR-A-4015, 4017, 4021, 4023 to 4025, & Specification
BANDSTAND
Sanitary accessories; all as per Clause N13 and all relevant clauses of the Specification
| Mirrors; frameless glass; polished edges; dome screw fixings | [5 empty] | 0
0
15.01 |  | 380 wide x 950mm; fixing to walls; plugging and screwing | 1 | 1 | nr |  | 0
0
| Toilet paper dispenser, TP; approved selection | [5 empty] | 0
0
15.02 |  | fixing to walls, plugging and screwing | 1 | 1 | nr |  | 0
0
| Paper towel dispensers, PT; approved selection | [5 empty] | 0
0
15.03 |  | fixing to walls, plugging and screwing | 1 | 1 | nr |  | 0
0
| Soap dispenser, SD; approved selection | [5 empty] | 0
0
15.04 |  | fixing to walls, plugging and screwing | 1 | 1 | nr |  | 0
0
| Colostomy shelf; approved selection | [5 empty] | 0
0
15.05 |  | fixing to walls, plugging and screwing | 1 | 1 | nr |  | 0
0
| Coat hooks on timber pattress at 1,050mm height; approved selection | [5 empty] | 0
0
15.06 |  | fixing to walls, plugging and screwing | 1 | 1 | nr |  | 0
0
| Automatic Hand dryer, HD; approved selection; electric isolation switch located in store cupboard, including wiring up as necessary | [5 empty] | 0
0
15.07 |  | fixing to walls, plugging and screwing | 1 | 1 | nr |  | 0
0
| Alarm reset button, AR, together with pull chord, including wiring up as necessary | [5 empty] | 0
0
15.08 |  | fixing to walls, plugging and screwing | 1 | 1 | nr |  | 0
0
0
| SUNDRIES | [5 empty] | 0
0
| Samples | [5 empty] | 0
0
| Samples to be submitted for approval | [5 empty] | 0
0
15.09 |  | generally |  | 1 | Item |  | 0
0
| Fire strategy compliance | [5 empty] | 0
0
| Allow for fully complying with fire strategy plans, as per the drawings and as described in the specification | [5 empty] | 0
0
15.1 |  | generally |  | 1 | Item |  | 0
0
| Test & Inspections | [5 empty] | 0
0
| Allow for fully complying with all tests & inspections; all as described in the Specification | [5 empty] | 0
0
15.11 |  | generally |  | 1 | Item |  | 0
0
| Other Work not described above | [5 empty] | 0
0
| Allow for all other work not described previously, but deemed necessary as determined from the Drawings and the Site Conditions | [5 empty] | 0
0
15.12 |  | generally |  | 1 | Item |  | 0
0
|  | Fittings, Bandstand - To Summary |  |  |  |  | 0
BOWLS PAVILION
32 FURNITURE, FITTINGS AND EQUIPMENT
Kitchen units; Nisbets stainless steel units, delivery and installation; all as per Drawing 4015 and all as per NBS N11/320, 330, 350, 351, 370, 380 and all relevant clauses of the Specification
Supply & install the following units:
15.13 |  | corner tables, Vogue, code: CB907, size 900 x 800 x 600mm |  | 2 | nr |  | 0
0
15.14 |  | table (over Dishwash), Parry fully welded, code: DC598, size 1,200 x 600 x 900mm |  | 1 | nr |  | 0
0
15.15 |  | work table, Vogue, code: GJ508, size 1,500 x 900 x 600mm |  | 1 | nr |  | 0
0
15.16 |  | 4-drawer workstation, Vogue, code: CR988, size 600 x 900 x 600mm |  | 1 | nr |  | 0
0
15.17 |  | sink double drainer, Vogue, code: DY826, size 1,500 x 900 x 600mm with Vogue mixer tap, cod: Y770 |  | 1 | nr |  | 0
0
15.18 |  | wash hand basin & lever tap, Vogue mini wash hand basin tap Vogue domehead taps |  | 1 | nr |  | 0
0
15.19 |  | lockable wall units: Kent stainless, code: KWMSC600 with internal shelf, size 600 x 700 x 350 |  | 8 | nr |  | 0
0
15.2 |  | kitchen shelf, Vogue, code: Y749, size 600mm |  | 4 | nr |  | 0
0
15.21 |  | kitchen shelf, Vogue, code: Y750, size 900mm |  | 1 | nr |  | 0
0
15.22 |  | 4-tier wire shelving kit Vogue, 1,220 wide x 460mm, overall size 1,853 high x 1,220 wide x 460mm deep; material: galvanised zinc flat packed |  | 1 | nr |  | 0
0
15.23 |  | stainless steel splashback to 3 walls bonded to Whiterock, 60cm high; total girth: 8,300mm | 8.3 | 1 | nr |  | 0
0
| Kitchen units; Nisbets appliances, delivery and installation; all as per Drawing 4015 and NBS N11/360 and all relevant clauses of the Specification on Drawing | [5 empty] | 0
0
| Supply & install the following appliances: | [5 empty] | 0
0
15.24 |  | freestanding stainless tall fridge; BOSCH Series 4 KSV36VLEP Tall Fridge |  | 1 | nr |  | 0
0
15.25 |  | freestanding stainless tall freezer; BOSCH GSN36VLFPG No Frost Upright Freezer |  | 1 | nr |  | 0
0
15.26 |  | microwave stainless steel; BOSCH HMT75G451G 17L 800W- BOSHMT75G451 |  | 1 | nr |  | 0
0
15.27 |  | freestanding dishwasher; BOSCH SMS25AI00E silver |  | 1 | nr |  | 0
0
15.28 |  | coffee machine, Bravilor Esprecious 12 bean to cup espresso machine with installation power type 9.7A, supplier model no: 8.03.031.82001 (install), voltage: 230V with 3/4 water mains installation |  | 1 | nr |  | 0
0
15.29 |  | BOSCH DWP64CC50M 60cm stainless steel chimney cooker hood (B-46609); ducted to external via 1,500mm wall duct with white external grill |  | 1 | nr |  | 0
0
15.3 |  | BOSCH HKR39A250U Serie 4 approach kitchen CM.60; 4 electrical zones, plus 1 electric oven - stainless steel |  | 1 | nr |  | 0
0
| Wall Units to Lounge; CNC Creations; Birch Plywood kitchen wall units (above and below worktop); all as per Drawing 4022 and all as per NBS N11/310, 340 and all relevant clauses of the Specification | [5 empty] | 0
0
| Supply & install the following units: | [5 empty] | 0
0
15.31 |  | worktop, Formica 'Green Slate F8793' on floor units under; 5,006 long x 350 deep x 600mm high, including 1,200 long x 350 deep x 1,180mm high, complete with doors and all approved ironmongery; fixed by approved means to walls |  | 1 | nr |  | 0
0
15.32 |  | wall units; 2,595 long x 350 deep x 600mm high, complete with doors and all approved ironmongery; fixed by approved means to walls |  | 1 | nr |  | 0
0
| Plywood Shelf with Laminate finish under window; sales@madeinply.co.uk; ; all as per Drawing 4022 and all as per NBS N11/341 and all relevant clauses of the Specification | [5 empty] | 0
0
| Supply & install the following shelving unit: | [5 empty] | 0
0
15.33 |  | worktop, Formica 'Green Slate F8793' laminate faced birch plywood on 200 x 250mm HD shelf brackets, TG Supplies, at 600mm centres; 2,400 long x 250mm wide; fixed by approved means to walls |  | 1 | nr |  | 0
0
| Shelving system to stores; Light/Medium duty freestanding shelving; Mecalux M3 metal shelving, blue ppc metal, mesh back panel; all as per Drawing 4017 and all as per NBS N10/160 and all relevant clauses of the Specification | [5 empty] | 0
0
| Supply & install the following shelving unit: | [5 empty] | 0
0
15.34 |  | shelving system; 2,100 long x 1,500 high x 300mm deep, complete with 6 shelves; fixed by approved means to walls |  | 1 | nr |  | 0
0
| Folding tables & Stacking Chairs to Lounge; New Design Group; Theo folding table: Alto Flip-Top Table; Theo Stacking Chairs, Wooden Stacking Chairs; all as per Drawing 4022 and all as per NBS N10/125, 177 and all relevant clauses of the Specification | [5 empty] | 0
0
| Supply & install the following folding table units and stacking chairs units: | [5 empty] | 0
0
15.35 |  | oak veneer worktops, clear lacquer, on chrome metal pedestal units; 1,500 long x 750 wide x 740mm high | 2 | 2 | nr |  | 0
0
15.36 |  | stacking chairs, Ash; 510 x 540 x 455mm | 12 | 12 | nr |  | 0
0
| Sanitary accessories; all as per Clause N13 and all relevant clauses of the Specification | [5 empty] | 0
0
| Mirrors; frameless glass; polished edges; dome screw fixings; NBS N13/438 | [5 empty] | 0
0
15.35 |  | 412 wide x 1,052mm; fixing to walls; plugging and screwing | 1 | 1 | nr |  | 0
0
15.36 |  | 700 wide x 1,761mm; fixing to walls; plugging and screwing | 1 | 1 | nr |  | 0
0
15.37 |  | 1,050 wide x 1,990mm; fixing to walls; plugging and screwing | 1 | 1 | nr |  | 0
0
| Toilet paper dispenser, TP; approved selection; NBS N13/441 | [5 empty] | 0
0
15.36 |  | fixing to walls, plugging and screwing | 1 | 1 | nr |  | 0
0
| Soap dispenser, SD; approved selection; NBS N13/458 | [5 empty] | 0
0
15.37 |  | fixing to walls, plugging and screwing | 2 | 2 | nr |  | 0
0
| Coat hooks to doors; approved selection; NBS P21/690 | [5 empty] | 0
0
15.38 |  | fixing to doors, screwing | 2 | 2 | nr |  | 0
0
| Automatic Hand dryer, HD; approved selection; electric isolation switch located in store cupboard, including wiring up as necessary; NBS N13/472 | [5 empty] | 0
0
15.39 |  | fixing to walls, plugging and screwing | 1 | 1 | nr |  | 0
0
| Emergency pull chord audible and visual alarm above door externally; alarm reset button, AR, including wiring up as necessary | [5 empty] | 0
0
15.4 |  | fixing to walls, plugging and screwing | 2 | 2 | nr |  | 0
0
| Baby changing unit; approved selection; NBS N13/494 | [5 empty] | 0
0
15.41 |  | fixing to walls, plugging and screwing | 2 | 2 | nr |  | 0
0
0
| SUNDRIES | [5 empty] | 0
0
| Samples | [5 empty] | 0
0
| Samples to be submitted for approval | [5 empty] | 0
0
15.37 |  | generally |  | 1 | Item |  | 0
0
| Fire strategy compliance | [5 empty] | 0
0
| Allow for fully complying with fire strategy plans, as per the drawings and as described in the specification | [5 empty] | 0
0
15.38 |  | generally |  | 1 | Item |  | 0
0
| Test & Inspections | [5 empty] | 0
0
| Allow for fully complying with all tests & inspections; all as described in the Specification | [5 empty] | 0
0
15.39 |  | generally |  | 1 | Item |  | 0
0
| Other Work not described above | [5 empty] | 0
0
| Allow for all other work not described previously, but deemed necessary as determined from the Drawings and the Site Conditions | [5 empty] | 0
0
15.4 |  | generally |  | 1 | Item |  | 0
|  | Fittings work, Bowls Pavilion - To Summary |  |  |  |  | 0

## M&E Services
Todmorden Bandstand Refurbishment & Bowls Pavilion New Build
Tender Document |  |  |  |  | Mechanical & Electrical Services |  |  | 2024-11-18
16 | [5 empty] | Bandstand |  | Bowls Pavln
Item |  | Description | Quantity | Unit | Rate | Total £ p | Rate | Total £ p
The measurements included in any of the measured sections are not measured in accordance with the Standard Method of Measurement.
Contractors are to note that the sizes hereunder stated are indicative only and they should allow for checking and establishing actual dimensions by measuring on site. No adjustments to prices will be allowed should measurements vary from those dimensions stated.
Contractors are to note that the latest drawing revisions issued with the tender have been used, even though drawing revision references are not stated hereunder.
Mechanical Services
Please refer to Mechanical Services Tender Documents & Drawings
16.01 | Preliminaries, including design |  | 1 | Item |  | 0 |  | 0
[6 empty] | 0 |  | 0
16.02 | Standard Technical Requirements |  | 1 | Item |  | 0 |  | 0
[6 empty] | 0 |  | 0
| Specific Technical Requirements: - |  |  |  |  | 0 |  | 0
[6 empty] | 0 |  | 0
16.03 |  | General Clauses | 1 | Item |  | 0 |  | 0
[6 empty] | 0 |  | 0
16.04 |  | CDM Regulations | 1 | Item |  | 0 |  | 0
[6 empty] | 0 |  | 0
16.05 |  | Client Instruction and Drawings | 1 | Item |  | 0 |  | 0
[6 empty] | 0 |  | 0
16.06 |  | Operating and Maintenance Instruction Manual | 1 | Item |  | 0 |  | 0
[6 empty] | 0 |  | 0
16.07 |  | Removal and Adaptation of Existing Services | 1 | Item |  | 0 |  | 0
[6 empty] | 0 |  | 0
16.08 |  | New sanitary ware, including taking out existing, etc | 1 | Item |  | 0 |  | 0
[6 empty] | 0 |  | 0
16.09 |  | Heating system/Radiators | 1 | Item |  | 0 |  | 0
[6 empty] | 0 |  | 0
16.1 |  | Hot and Cold Water Services | 1 | Item |  | 0 |  | 0
[6 empty] | 0 |  | 0
16.11 |  | Thermal Insulation | 1 | Item |  | 0 |  | 0
[6 empty] | 0 |  | 0
16.12 |  | Ventilation | 1 | Item |  | 0 |  | 0
[6 empty] | 0 |  | 0
16.13 |  | Above Ground Drainage | 1 | Item |  | 0 |  | 0
[6 empty] | 0 |  | 0
16.14 |  | Builder's Works | 1 | Item |  | 0 |  | 0
[6 empty] | 0 |  | 0
16.15 |  | Fire Stopping of Penetrations: All penetrations to the building fabric to allow pipes/cable/conduit/trunking/trays/etc. passage, etc, shall be made good by the Main Contractor in accordance with Fire-Stopping in full accordance with Building Regulations Approved Document B, Fire Safety, section B3 Internal Fire Spread - Structure. The Approved Document refers to documentation produced by the Association for Specialist Fire Protection (ASFP). In this respect all Fire-Stopping of penetrations of the building fabric shall strictly be in accordance with ASFP 'Fire Stopping and Penetration Seals for the Construction Industry' - Second Edition the 'Red Book' ISBN 1 87040 923 using only approved materials and methodologies. | 1 | Item |  | 0 |  | 0
[6 empty] | 0 |  | 0
16.16 |  | Provisional Sum for Contingencies | 1 | Item |  | See PC Bill |  | See PC Bill
|  | Mechanical Services Total |  |  |  | 0 |  | 0
| Electrical Services | [6 empty] | 0
Please refer to Electrical Services Tender Documents & Drawings
16.17 | Preliminaries, including design |  | 1 | Item |  | 0 |  | 0
[6 empty] | 0 |  | 0
16.18 | Standard Technical Requirements |  | 1 | Item |  | 0 |  | 0
[6 empty] | 0 |  | 0
| Specific Technical Requirements: - |  |  |  |  | 0 |  | 0
[6 empty] | 0 |  | 0
16.19 |  | General Clauses | 1 | Item |  | 0 |  | 0
[6 empty] | 0 |  | 0
16.2 |  | CDM Regulations | 1 | Item |  | 0 |  | 0
[6 empty] | 0 |  | 0
16.21 |  | Client Instruction and Drawings | 1 | Item |  | 0 |  | 0
[6 empty] | 0 |  | 0
16.22 |  | Operating and Maintenance Instruction Manual | 1 | Item |  | 0 |  | 0
[6 empty] | 0 |  | 0
16.23 |  | Removal and Adaptation of Existing Services | 1 | Item |  | 0 |  | 0
[6 empty] | 0 |  | 0
16.24 |  | Shutdown of Services | 1 | Item |  | 0 |  | 0
[6 empty] | 0 |  | 0
16.25 |  | Main and Sub Main Distribution | 1 | Item |  | 0 |  | 0
[6 empty] | 0 |  | 0
16.26 |  | Earthing | 1 | Item |  | 0 |  | 0
[6 empty] | 0 |  | 0
16.27 |  | Utility Power | 1 | Item |  | 0 |  | 0
[6 empty] | 0 |  | 0
16.28 |  | ARC Fault Detection Devices | 1 | Item |  | 0 |  | 0
[6 empty] | 0 |  | 0
16.29 |  | Surge Protection | 1 | Item |  | 0 |  | 0
[6 empty] | 0 |  | 0
16.3 |  | General Lighting | 1 | Item |  | 0 |  | 0
[6 empty] | 0 |  | 0
16.31 |  | Emergency Lighting | 1 | Item |  | 0 |  | 0
[6 empty] | 0 |  | 0
16.32 |  | External Lighting | 1 | Item |  | 0 |  | 0
[6 empty] | 0 |  | 0
16.33 |  | Special Light Fittings; as per Lighting Schedule | 1 | Item |  | 0 |  | 0
[6 empty] | 0 |  | 0
16.34 |  | All other lighting not described above | 1 | Item |  | 0 |  | 0
[6 empty] | 0 |  | 0
16.35 |  | Fire Alarm System | 1 | Item |  | 0 |  | 0
[6 empty] | 0 |  | 0
16.36 |  | Solar PV System | 1 | Item |  | 0 |  | 0
[6 empty] | 0 |  | 0
16.37 |  | Intruder Alarm System | 1 | Item |  | 0 |  | 0
[6 empty] | 0 |  | 0
16.38 |  | Carbon Monoxide Alarm | 1 | Item |  | 0 |  | 0
[6 empty] | 0 |  | 0
16.39 |  | Induction Loops | 1 | Item |  | 0 |  | 0
[6 empty] | 0 |  | 0
16.4 |  | Panic Alarm System | 1 | Item |  | 0 |  | 0
[6 empty] | 0 |  | 0
16.41 |  | Voice and Data System | 1 | Item |  | 0 |  | 0
[6 empty] | 0 |  | 0
16.42 |  | Electrical Services to HVAC Plant | 1 | Item |  | 0 |  | 0
[6 empty] | 0 |  | 0
16.43 |  | Builder's Works | 1 | Item |  | 0 |  | 0
[6 empty] | 0 |  | 0
16.44 |  | Fire Stopping of Penetrations: All penetrations to the building fabric to allow pipes/cable/conduit/trunking/trays/etc. passage, etc, shall be made good by the Main Contractor in accordance with Fire-Stopping in full accordance with Building Regulations Approved Document B, Fire Safety, section B3 Internal Fire Spread - Structure. The Approved Document refers to documentation produced by the Association for Specialist Fire Protection (ASFP). In this respect all Fire-Stopping of penetrations of the building fabric shall strictly be in accordance with ASFP 'Fire Stopping and Penetration Seals for the Construction Industry' - Second Edition the 'Red Book' ISBN 1 87040 923 using only approved materials and methodologies. | 1 | Item |  | 0 |  | 0
[6 empty] | 0 |  | 0
16.45 |  | Provisional Sum for Contingencies |  |  |  | See PC Bill |  | See PC Bill
|  | Electrical Services Total |  |  |  | 0 |  | 0
|  | Mechanical & Electrical Services Installation Total |  |  |  | 0 |  | 0
Add for
16.46 |  | main contractor's mark-up for complete domestication | 1 | Item |  | 0 |  | 0
[6 empty] | 0 |  | 0
| Special attendance |  |  |  |  | 0 |  | 0
[6 empty] | 0 |  | 0
16.47 |  | provide attendance and supervision for this contractor during the guaranteed working period | 1 | Item |  | 0 |  | 0
[6 empty] | 0 |  | 0
16.48 |  | provide attendance and supervision for this contractor working outside the hours of 8.00am to 8.00pm in order to comply with the programme | 1 | Item |  | 0 |  | 0
[6 empty] | 0 |  | 0
16.49 |  | provide scaffolding, trestles, moveable platforms or towers | 1 | Item |  | 0 |  | 0
[6 empty] | 0 |  | 0
16.5 |  | positioning materials | 1 | Item |  | 0 |  | 0
[6 empty] | 0 |  | 0
16.51 |  | unloading and storing materials and/or components, hoisting to and distributing to required positions | 1 | Item |  | 0 |  | 0
[6 empty] | 0 |  | 0
16.52 |  | providing electric power for small hand tools | 1 | Item |  | 0 |  | 0
[6 empty] | 0 |  | 0
16.53 |  | allow for further attendance not mentioned above | 1 | Item |  | 0 |  | 0
[6 empty] | 0 |  | 0
| Add for Builder's Work; all as per Clause 24 of the Specification, as follows: |  |  |  |  | 0 |  | 0
[6 empty] | 0 |  | 0
16.54 |  | Cut all notches, chases, holes in floors and plaster as required for electrician and plumber; Make good all plaster after installation using the appropriate plaster; Cut holes in external walls for boiler flue and all fans; Run plastic ducts for fans through walls, between floors and through roof, with lead slates; Remove and replace all floor boards where required, to be carried out by a carpenter; Allow for replacement of damaged boards to match; Block up and make good brickwork where all external pipes removed; Supply and fix back boards for electrician's fuse boxes and meter; Form riser ducts, generally in 50 x 50mm framing plasterboard and skim; Provide access panels in floors and ducts for valves and junction boxes as required; Provide secure additional fixings for wall hung sanitary fittings | 1 | Item |  | 0 |  | 0
[6 empty] | 0 |  | 0
16.55 |  | All cutting of holes, notching, etc. is to be carried out to the minimal extent required and without compromising the structural performance of the building element concerned | 1 | Item |  | 0 |  | 0
[6 empty] | 0 |  | 0
16.56 |  | all other Builder's work in connection with the M&E Services | 1 | Item |  | 0 |  | 0
[6 empty] | 0 |  | 0
| All technical information that Contractor's proposal is based on and all samples are required to be submitted for approval |  |  |  |  | 0 |  | 0
[6 empty] | 0 |  | 0
16.57 |  | generally | 1 | Item |  | 0 |  | 0
[6 empty] | 0 |  | 0
| Allow for all other M&E services work not described previously, but deemed necessary as determined from the Drawings and the Site Conditions |  |  |  |  | 0 |  | 0
[6 empty] | 0 |  | 0
16.58 |  | generally | 1 | Item |  | 0 |  | 0
[6 empty] | 0 |  | 0
[6 empty] | 0 |  | 0
SUNDRIES
Samples
Samples to be submitted for approval
16.59 |  | generally | 1 | Item |  | 0 |  | 0
[6 empty] | 0 |  | 0
| Fire strategy compliance |  |  |  |  | 0 |  | 0
[6 empty] | 0 |  | 0
| Allow for fully complying with fire strategy plans, as per the drawings 20014-04-001 to 006 and as described in the specification |  |  |  |  | 0 |  | 0
[6 empty] | 0 |  | 0
16.6 |  | generally | 1 | Item |  | 0 |  | 0
[6 empty] | 0 |  | 0
| Energy Performance certification |  |  |  |  | 0 |  | 0
[6 empty] | 0 |  | 0
| Allow for fully complying and obtaining Energy Performance certification; all as described in the Specification |  |  |  |  | 0 |  | 0
[6 empty] | 0 |  | 0
16.61 |  | generally | 1 | Item |  | 0 |  | 0
[6 empty] | 0 |  | 0
| Tests & Inspections |  |  |  |  | 0 |  | 0
[6 empty] | 0 |  | 0
| Allow for complying with all tests & inspections |  |  |  |  | 0 |  | 0
[6 empty] | 0 |  | 0
16.62 |  | generally | 1 | Item |  | 0 |  | 0
[6 empty] | 0 |  | 0
| Continuity of Thermal Insulation |  |  |  |  | 0 |  | 0
[6 empty] | 0 |  | 0
| Allow for complying and obtaining Continuity of Thermal Insulation |  |  |  |  | 0 |  | 0
[6 empty] | 0 |  | 0
16.63 |  | generally | 1 | Item |  | 0 |  | 0
[6 empty] | 0 |  | 0
| Energy Performance certification |  |  |  |  | 0 |  | 0
[6 empty] | 0 |  | 0
| Allow for complying and obtaining Energy Performance certification |  |  |  |  | 0 |  | 0
[6 empty] | 0 |  | 0
16.64 |  | generally | 1 | Item |  | 0 |  | 0
[6 empty] | 0 |  | 0
| Other Work not described above |  |  |  |  | 0 |  | 0
[6 empty] | 0 |  | 0
| Allow for all other work not described previously, but deemed necessary as determined from the Drawings and the Site Conditions |  |  |  |  | 0 |  | 0
[6 empty] | 0 |  | 0
16.65 |  | generally | 1 | Item |  | 0 |  | 0
[6 empty] | 0 |  | 0
[5 empty] | Total to Collection £ | 0 |  | 0

## Sanitary Fittings
Todmorden Bandstand Refurbishment & Bowls Pavilion New Build
Tender Document | [5 empty] | Sanitary Fittings | 2024-11-18
17
|  |  | Msr | Quantity | Unit | Rate | Total £ p
The measurements included in any of the measured sections are not measured in accordance with the Standard Method of Measurement.
Contractors are to note that the sizes and any quantities hereunder stated are indicative only and they should allow for checking and establishing actual dimensions and quantities by measuring on site. No adjustments to prices will be allowed should measurements vary from those dimensions and quantities stated.
Contractors are to note that the latest drawing revisions issued with the tender have been used, even though drawing revision references are not stated hereunder.
Drawings used 9691-BUT-XX-B1-DR-A-4001, 5005 & Specification
Drawings used 9740-BUT-XX-XX-DR-A-4015, 4017, 4021, 4023 to 4025, & Specification
BANDSTAND
Accessible WCs
Doc M DDA compliant pack, Dolphin Solutions; including: accessible WC suite, white, white soft close hinge seat, dual flush for front access - chrome, cistern as required; pedestal wash basin with mixer tap, chrome waste , trap, etc; hinged and fixed grab rails; toilet roll holders; all as per NBS N13/12
17.01 |  | fixing pan, wash basin, plugged and screwed to floors and walls; sealing around with approved sealant | 1 | 1 | nr |  | 0
0
| SUNDRIES | [5 empty] | 0
0
| Samples | [5 empty] | 0
0
| Samples to be submitted for approval | [5 empty] | 0
0
17.02 |  | generally |  | 1 | Item |  | 0
0
| Fire strategy compliance | [5 empty] | 0
0
| Allow for fully complying with fire strategy plans, as per the drawings and as described in the specification | [5 empty] | 0
0
17.03 |  | generally |  | 1 | Item |  | 0
0
| Test & Inspections | [5 empty] | 0
0
| Allow for fully complying with all tests & inspections; all as described in the Specification | [5 empty] | 0
0
17.04 |  | generally |  | 1 | Item |  | 0
0
| Other Work not described above | [5 empty] | 0
0
| Allow for all other work not described previously, but deemed necessary as determined from the Drawings and the Site Conditions | [5 empty] | 0
0
17.05 |  | generally |  | 1 | Item |  | 0
0
|  | Sanitary Fittings, Bandstand - To Summary |  |  |  |  | 0
BOWLS PAVILION
WCs
WCs and Cistern to Toilet BTW; Back to wall close coupled; Armitage Shanks Contour 21; vitreous china white; seat and cover, cistern, etc; Push button flush; all as per Drawing 4023 and all NBS N13/300 and all relevant clauses of the Specification
17.06 |  | fixing pan to wall; sealing around with approved sealant | 1 | 1 | nr |  | 0
0
| Wash Hand Basin to Toilet; Armitage Shanks on wall-mounted brackets; lever action mixer tap; waste, bottle trap; all as per Drawing 4023 and all as per NBS N13/335 and all relevant clauses of the Specification | [5 empty] | 0
0
|  | of size shown; fixing basins to walls; sealing around with approved sealant | 1 | 1 | nr |  | 0
0
| Accessible WCs | [5 empty] | 0
0
| Doc M DDA compliant pack, Armitage Shanks Contour 21 + Doc M Pack; including: accessible WC suite, white, white soft close hinge seat, dual flush for front access - chrome, cistern as required; wash basin with mixer tap, chrome waste , trap, etc; hinged and fixed grab rails; toilet roll holders; all as per NBS N13/311 | [5 empty] | 0
0
17.07 |  | fixing pan, wash basin, plugged and screwed to floors and walls; sealing around with approved sealant | 2 | 2 | nr |  | 0
0
0
| SUNDRIES | [5 empty] | 0
0
| Samples | [5 empty] | 0
0
| Samples to be submitted for approval | [5 empty] | 0
0
17.08 |  | generally |  | 1 | Item |  | 0
0
| Fire strategy compliance | [5 empty] | 0
0
| Allow for fully complying with fire strategy plans, as per the drawings and as described in the specification | [5 empty] | 0
0
17.09 |  | generally |  | 1 | Item |  | 0
0
| Test & Inspections | [5 empty] | 0
0
| Allow for fully complying with all tests & inspections; all as described in the Specification | [5 empty] | 0
0
17.1 |  | generally |  | 1 | Item |  | 0
0
| Other Work not described above | [5 empty] | 0
0
| Allow for all other work not described previously, but deemed necessary as determined from the Drawings and the Site Conditions | [5 empty] | 0
0
17.11 |  | generally |  | 1 | Item |  | 0
0
|  | Sanitary Fittings work, Bowls Pavilion - To Summary |  |  |  |  | 0

## BWIC Extl Serv
Todmorden Bandstand Refurbishment & Bowls Pavilion New Build
Tender Document |  |  |  |  | External Service mains BWIC | 2024-11-18
18
Item |  | Description | Quantity | Unit | Rate | Total £ p
The measurements included in any of the measured sections are not measured in accordance with the Standard Method of Measurement.
Contractors are to note that the sizes and any quantities hereunder stated are indicative only and they should allow for checking and establishing actual dimensions and quantities by measuring on site. No adjustments to prices will be allowed should measurements vary from those dimensions and quantities stated.
Contractors are to note that the latest drawing revisions issued with the tender have been used, even though drawing revision references are not stated hereunder.
Drawings used 9740-BUT-X1-XX-DR-A-1011, 1012 & Specification
BANDSTAND
No work required to existing mans supplies
|  | External Services Works, Bandstand - To Summary |  |  |  | 0
BOWLS PAVILION
External Services (ALL PROVISIONAL QUANTITIES)
New Incoming Electric Main; all as per Drawing
| Excavate trench for 1No 100mm electric main (incoming main to Distribution Board in Store) duct; including disposing of surplus off site; backfilling with selected earth backfill; warning tapes at top of trench |  |  |  |  | 0
0
18.01 |  | generally | 20 | m |  | 0 | 50 | 92
0
| Pea gravel bed and surround to |  |  |  |  | 0
0
18.02 |  | 1No 100mm electric ducts | 20 | m |  | 0
0
| Ducts in trenches; including all draw wires, etc |  |  |  |  | 0
0
18.03 |  | 100mm cable ducts | 20 | m |  | 0 |  | 184
0
18.04 |  | extra slow radius bend; building into concrete foundation and floor slab | 1 | nr |  | 0
0
18.05 |  | extra sealing at top around pipe | 1 | nr |  | 0
0
| Data Fibre Link to Comms Cabinet; all as per Drawing |  |  |  |  | 0
0
| Excavate trench for 100mm electric main duct (Data Fibre Link); including disposing of surplus off site; backfilling with selected earth backfill; warning tapes at top of trench |  |  |  |  | 0
0
18.06 |  | generally | 15 | m |  | 0 | 72 | 72
0
| Pea gravel bed and surround to |  |  |  |  | 0
0
18.07 |  | 100mm electric ducts | 15 | m |  | 0
0
| Ducts, Rigiducts, in trenches; including all draw wires, etc |  |  |  |  | 0
0
18.08 |  | 100mm cable ducts | 15 | m |  | 0 | 72 | 72 | 63
0
18.09 |  | extra slow radius bend; building into concrete foundation and floor slab | 1 | nr |  | 0 | 1 | 1
0
18.1 |  | extra sealing at top around pipe | 1 | nr |  | 0 | 1 | 1
0
| Turning/Pulling chamber of standard construction c/w watertight lid |  |  |  |  | 0
0
18.11 |  | 600 x 600 x 850mm deep | 2 | nr |  | 0 | 3 | 3
0
| Building Water Pipe Connections; all as per Drawing |  |  |  |  | 0
0
| Excavate service trench for 32mm MDPE Site Water Service including disposing of surplus off site; backfilling with selected earth backfill; warning tapes at top of trench |  |  |  |  | 0
0
18.12 |  | generally | 20 | m |  | 0 | 52 | 52 | 42
0
| Pea gravel bed and surround to |  |  |  |  | 0
0
18.13 |  | 32mm PE Site Water Service | 20 | m |  | 0 | 52 | 52
0
| Ducts in trenches; including all draw wires, etc |  |  |  |  | 0
0
18.14 |  | 100mm | 20 | m |  | 0 | 2 | 2 | 9
0
18.15 |  | extra slow radius bend; building into concrete foundation and floor slab | 2 | nr |  | 0
0
18.16 |  | extra sealing at top around pipe | 2 | nr |  | 0
0
| SRV pit to approved construction |  |  |  |  | 0
0
18.17 |  | generally | 1 | nr |  | 0 | 3 | 3
0
0
| SUNDRIES |  |  |  |  | 0
0
| Other Work not described above |  |  |  |  | 0
0
| Allow for all other External BWIC work not described previously, but deemed necessary as determined from the Drawings and the Site Conditions |  |  |  |  | 0
0
18.18 |  | generally | 1 | Item |  | 0
0
|  | External Services work, Bowls Pavilion - To Summary |  |  |  | 0

## Extl Works
Todmorden Bandstand Refurbishment & Bowls Pavilion New Build
Tender Document | [5 empty] | External Works | 2024-11-18
19
|  |  | Msr | Quantity | Unit | Rate | Total £ p
The measurements included in any of the measured sections are not measured in accordance with the Standard Method of Measurement.
Contractors are to note that the sizes and any quantities hereunder stated are indicative only and they should allow for checking and establishing actual dimensions and quantities by measuring on site. No adjustments to prices will be allowed should measurements vary from those dimensions and quantities stated.
Contractors are to note that the latest drawing revisions issued with the tender have been used, even though drawing revision references are not stated hereunder.
Drawings used 9691-BUT-XX-B1-DR-A-1001, 4005, 4006 & Specification
Drawings used 9740-BUT-X1-XX-DR-A-4001, 4016, 4017, 4021, 5011 to 5015, 6001 to 6008 & Specification
BANDSTAND
Site Clearance/preparation
Removing all undergrowth, including all debris, arisings, etc, in way of new external areas; disposing off site
19.01 |  | generally | 1 | 1 | Item |  | 0
0
| External Paving | [5 empty] | 0
0
| Uncover, remove all biological growth from full extent of paving, clean as NBS Q24-605; Allow for 2% repairs to existing block paving in isolated locations; All paving to have sand brushed into joints and made good | [5 empty] | 0
0
19.02 |  | generally | 1 | 1 | Item |  | 0
0
| Supply and lay permeable hogging; including all excavation, removing all excavated material offsite; all to approval | [5 empty] | 0
0
19.03 |  | generally | 39 | 39 | m2 |  | 0
0
19.04 |  | extra for timber edging, all as per NBS Q23/10 and all relevant clauses of the Specification | 46.9 | 47 | m |  | 0
0
| External Fencing | [5 empty] | 0
0
| Supply and install new 2,500high classic welded pale-through-rail metal security fence (NBS Q40/40); powder coat finish, Black RAL 9005; 800mm embedment in new concrete (NBS Q40/70) post foundation; including all excavation, removing all redundant material offsite; all to approval; all as per Drawings 4005, 4006 and all relevant clauses of the Specification | [5 empty] | 0
0
19.05 |  | generally | 15 | 15 | m |  | 0
0
19.06 |  | extra for double gate and posts | 1 | 1 | Item |  | 0
0
| Planting | [5 empty] | 0
0
| Defensive planting in mixed native species as follows: 50% Crataegus monogyna (hawthorn); and 10% each of: Prunus spinosa (blackthorn); Rosa canina (dog rose); Acer campestre (field maple); Corylus avellana (hazel); Prunus padre (Bird cherry); all as per Drawing 4005, 4006 and NBS Q31/400 and all relevant clauses of the Specification | [5 empty] | 0
0
19.07 |  | generally in and including planting beds | 1 | 1 | Item |  | 0
0
19.08 |  | extra for removing 4nr courses of paving | 1 | 1 | Item |  | 0
0
| SUNDRIES | [5 empty] | 0
0
| Samples | [5 empty] | 0
0
| Samples to be submitted for approval | [5 empty] | 0
0
19.08 |  | generally |  | 1 | Item |  | 0
0
| Fire strategy compliance | [5 empty] | 0
0
| Allow for fully complying with fire strategy plans, as per the drawings and as described in the specification | [5 empty] | 0
0
19.09 |  | generally |  | 1 | Item |  | 0
0
| Test & Inspections | [5 empty] | 0
0
| Allow for fully complying with all tests & inspections; all as described in the Specification | [5 empty] | 0
0
19.1 |  | generally |  | 1 | Item |  | 0
0
| Other Work not described above | [5 empty] | 0
0
| Allow for all other work not described previously, but deemed necessary as determined from the Drawings and the Site Conditions | [5 empty] | 0
0
19.11 |  | generally |  | 1 | Item |  | 0
0
|  | External Works, Bandstand - To Summary |  |  |  |  | 0
BOWLS PAVILION
Site Clearance/preparation
0
| Removing all undergrowth, including all debris, arisings, etc, in way of new external areas; disposing off site | [5 empty] | 0
0
19.12 |  | generally | 1 | 1 | Item |  | 0
0
| External Paving | [5 empty] | 0
0
| Pin kerb edging; Marshalls Flat Pin kerb; colour grey; laid straight | [5 empty] | 0
0
19.13 |  | 50 x 250mm; bedded on and including ST2 concrete foundation 350 x 150mm with haunching one side; all formwork, excavation & disposal offsite; all as per Drawing 4013 and NBS Q23/130 and all relevant clauses of the Specification | 41.3 | 41 | m |  | 0
0
| Flags on edge; Marshalls Scoutmoor Yorkstone; laid straight, on edge | [5 empty] | 0
0
19.14 |  | 400 x 400 x 50mm; bedded on and including ST2 concrete foundation 350 x 150mm with haunching one side; all formwork, excavation & disposal offsite, Type 1 granular subbase under; all as per Drawing 4013 and NBS Q25/310 and all relevant clauses of the Specification | 14.7 | 15 | m |  | 0
0
| Supply and lay permeable hogging; DCM Surfacers, Cedec Silver self-binding gravel; on and including 150mm thick Type 1 compacted stone subbase on Geotextile membrane with edging strip 500mm wide; including all excavation, removing all excavated material offsite; all to approval; all as per Drawing 4013 and NBS Q23/130 and all relevant clauses of the Specification | [5 empty] | 0
0
19.15 |  | generally | 98.64 | 99 | m2 |  | 0
0
19.16 |  | extra for 100mm treated timber edging with 200mm stakes; colour: Buff | 20.9 | 21 | m |  | 0
0
19.17 |  | extra for ACO brickslot drain on and including concrete bed and surround; all formwork, excavation & disposal offsite; all as per Drawing 4013 and NBS R11/310 and all relevant clauses of the Specification | 3.2 | 3 | m |  | 0
0
19.18 |  | extra for cycle hoops; Marshalls Sheffield stand, on and including concrete footing; all formwork, excavation & disposal offsite; all as per Drawing 4013 and NBS Q50/210 and all relevant clauses of the Specification | 3 | 3 | nr |  | 0
0
| Supply and lay permeable resin bound mixed aggregate surfacings; Polybound, UV resistant resin bound kit; on and including 150mm thick Type 1 compacted stone subbase on Geotextile membrane with edging strip 500mm wide; including all excavation, removing all excavated material offsite; all to approval; all as per NBSQ23/225 and all relevant clauses of the Specification | [5 empty] | 0
0
19.19 |  | generally | 99.77 | 100 | m2 |  | 0
0
19.2 |  | extra; in sloping ramp | 2.88 | 10 | m2 |  | 0
0
19.21 |  | extra for ACO brickslot drain on and including concrete bed and surround; all formwork, excavation & disposal offsite; all as per Drawing 4013 and NBS R11/310 and all relevant clauses of the Specification | 33.2 | 33 | m |  | 0
0
19.22 |  | extra tactile paving, Marshalls Tactile blister paving 400 x 400 x 50, charcoal; in patch size 2,000 x 800mm | 2 | 2 | nr |  | 0
0
| Supply and lay hot rolled asphalt paving; Porous Tarmac; on and including 150mm thick Type 1 compacted stone subbase on Geotextile membrane with edging strip 500mm wide; including all excavation, removing all excavated material offsite; all to approval; all as per NBS Q22/154 and all relevant clauses of the Specification | [5 empty] | 0
0
19.23 |  | generally | 33.95 | 34 | m2 |  | 0
0
19.24 |  | extra tactile paving, Marshalls Tactile blister paving 400 x 400 x 50, charcoal; in patch size 2,000 x 800mm | 1 | 1 | nr |  | 0
0
| Existing tarmac footpath | [5 empty] | 0
0
19.25 |  | extra cutting into existing and supply and install tactile paving, Marshalls Tactile blister paving 400 x 400 x 50, charcoal; in patch size 2,000 x 800mm | 1 | 1 | nr |  | 0
0
| Supply and lay Grasscrete permeable paving system; comprising cellular pavers; filling back with earth and grass seeding; on and including 150mm thick Type 1 compacted stone subbase on Geotextile membrane with edging strip 500mm wide; including all excavation, removing all excavated material offsite; all to approval; all as per NBS Q30/310. 361 and all relevant clauses of the Specification | [5 empty] | 0
0
19.26 |  | generally | 61.89 | 62 | m2 |  | 0
0
| Retaining walls & Steps; all as per Drawings 24001 & 24002 | [5 empty] | 0
0
| Excavating foundation trench |  | 7.56 |  |  |  | 0
|  |  | 20.232 |  |  |  | 0
19.27 |  | generally; m total length | 27.792 | 28 | m3 |  | 0
0
| Backfill with imported selected excavated material | [5 empty] | 0
0
19.28 |  | generally | 10.116 | 10 | m3 |  | 0
0
| Disposal | [5 empty] | 0
0
19.29 |  | ground water (Including surface water disposal) | 1 | 1 | Item |  | 0
0
19.3 |  | excavated material off site; disposing off site to an approved tip | 27.792 | 28 | m3 |  | 0
0
| Mass concrete (1:2:4) mix to BS8110 | [5 empty] | 0
0
19.31 |  | in wall foundations | 10.116 | 10 | m3 |  | 0
0
19.32 |  | in steps foundations | 7.56 | 8 | m3 |  | 0
0
| Concrete (1:2:4) mix to BS8110 to cavity infill; vertical | [5 empty] | 0
0
19.33 |  | 75mm wide | 22.48 | 23 | m2 |  | 0
0
| Formwork to vertical sides | [5 empty] | 0
0
19.34 |  | steps, over 300mm wide | 5.4 | 6 | m2 |  | 0
0
19.35 |  | risers, not exceeding 300mm high | 21 | 21 | m |  | 0
0
| Blockwork; solid dense concrete blocks; in approved mortar; all as per NBS F10/225 and all relevant clauses of the Specification | [5 empty] | 0
0
19.36 |  | 140mm thick skins of hollow walls | 25.29 | 25 | m2 |  | 0
0
| Random course split faced stone walling with 10mm recessed pointing; in approved gauged lime mortar; all as per NBS F21/110 and all relevant clauses of the Specification | [5 empty] | 0
0
19.37 |  | 100mm thick skins of hollow walls; faced and pointed one side | 25.29 | 25 | m2 |  | 0
0
| Forming cavities in hollow walls; including approved stainless steel ties at 750mm centres horizontally and 450mm centres vertically | [5 empty] | 0
0
19.38 |  | 75mm wide | 25.29 | 25 | m2 |  | 0
0
| Natural Stone coping stones; York Sandstones, reclaimed; fixed on new wall; all as per NBS Q25/315 and all relevant clauses of the Specification | [5 empty] | 0
0
19.39 |  | 350 x 30mm | 28.1 | 28 | m |  | 0
0
| Natural stone slabs for steps; Marshalls Scoutmore; York Sandstone; all as per NBS Q25/310 and all relevant clauses of the Specification | [5 empty] | 0
0
19.4 |  | 250mm wide treads with inset slip resistant discs; bedded in full mortar bed and haunch | 16.8 | 17 | m |  | 0
0
19.41 |  | 150mm high risers; bedded in full mortar bed and haunch | 21 | 21 | m |  | 0
0
| Handrail railing; handrails, black stained oval Oak timber handrails; flat galvanised steel horizontal bars and vertical bars; all PPC Black; with and including fixed in the grouted pockets in walls, etc; all as per NBS Q41/110 and all relevant clauses of the Specification | [5 empty] | 0
0
19.42 |  | generally; 1,064 high x 9,200mm long; horizontal on top of walls | 1 | 1 | nr |  | 0
0
19.43 |  | generally; 1,064 high x 16,100mm long; horizontal on top of walls | 1 | 1 | nr |  | 0
0
19.44 |  | generally; 1,064 high x 1,500mm long; raking to sides of steps | 4 | 4 | nr |  | 0
0
| External Fencing | [5 empty] | 0
0
| Supply and install new 2,100mm high vertical timber fencing using charred timber cladding; 600mm embedment in new concrete post foundation; including all excavation, removing all excavated material offsite; black stain to timber fence posts; all to approval; all as per Drawing 24003 and NBS Q40/260 and all relevant clauses of the Specification | [5 empty] | 0
0
19.45 |  | generally | 36 | 36 | m |  | 0
0
19.46 |  | extra for double gate and posts; to include Driveway Gate pack: adjustable Hook and Band Gate hinges with gate bolts; all fencing accessories; including hinges, shoot bolts and lock, etc | 1 | 1 | nr |  | 0
0
| Bin Store | [5 empty] | 0
0
| Supply and install new 2,100mm high vertical timber fencing using charred timber cladding; 600mm embedment in new concrete post foundations; including all excavation, removing all excavated material offsite; black stain to timber fence posts; all to approval; all as per Drawing 21004 and NBS Q40/260 and all relevant clauses of the Specification | [5 empty] | 0
0
19.47 |  | generally | 5.26 | 6 | m |  | 0
0
19.48 |  | extra for single gates and posts; to include; all fencing accessories; including hinges, locks, etc | 4 | 4 | nr |  | 0
0
| ASHP Enclosure | [5 empty] | 0
0
| Supply and install new 2,100mm high metal open mesh fencing; CLD ModSec Securus S1; mesh and wire 76.2 x 12.5mm mesh; special flanged posts, galvanised after manufacture and PPE Black RAL 9005 to match fencing; 600mm embedment in new concrete post foundations; including all excavation, removing all excavated material offsite; all to approval; all as per Drawing 21004 and NBS Q40/125 and all relevant clauses of the Specification | [5 empty] | 0
0
19.49 |  | generally | 2.8 | 3 | m |  | 0
0
19.5 |  | extra for single gate and posts; to include; all fencing accessories; including hinges, lock, simple shoot bolt and padlock, etc | 1 | 1 | nr |  | 0
0
| IBS Tank | [5 empty] | 0
0
| Supply and install Rainwater collector units; 1,000 litre IBC Schutz Mx composite: on and including blockwork plinth 440mm high; ; all to approval; all as per Drawing 21004 and NBS R10/460 and all relevant clauses of the Specification | [5 empty] | 0
0
19.51 |  | generally | 2 | 2 | nr |  | 0
0
| Supply and install all rainwater collection system; including all pipework and pumps, etc to feed into tanks | [5 empty] | 0
0
19.52 |  | generally | 1 | 1 | item |  | 0
0
| External Benches | [5 empty] | 0
0
| Supply and install External Benches; Broxap Ltd; Base plates, PPC galvanised steel; Timber with steel frame; all to approval; all as per Drawing 21004 and NBS Q50/221 and all relevant clauses of the Specification | [5 empty] | 0
0
19.53 |  | generally; size 700 long x 300 wide x 600mm (tbc) high; surface mounted 2 base plates bolted with M10 expanding rawlbolts to and including concrete pads, including excavation; excavated material remove offsite | 1 | 1 | nr |  | 0
0
19.54 |  | generally; size 1,000 long x 300 wide x tbc high; surface mounted 2 base plates bolted with M10 expanding rawlbolts to and including concrete pads, including excavation; excavated material remove offsite | 1 | 1 | nr |  | 0
0
19.55 |  | generally; size 600 long x 480 wide x 440mm high; surface mounted 2 base plates bolted with M10 expanding rawlbolts to and including concrete pads, including excavation; excavated material remove offsite | 2 | 2 | nr |  | 0
0
19.56 |  | generally; size 1,920 long x 480 wide x 440mm high; surface mounted 2 base plates bolted with M10 expanding rawlbolts to and including concrete pads, including excavation; excavated material remove offsite | 9 | 9 | nr |  | 0
0
| Existing External Benches; relocated and reallocated; all to approval; all as per Drawing 4013 and all relevant clauses of the Specification | [5 empty] | 0
0
19.57 |  | generally; 1,800 long x 450mm; along stone low wall at front | 10 | 10 | nr |  | 0
0
| External taps | [5 empty] | 0
0
| External bib taps, lockable; together with housing fixed to wall, by approved means; connecting into water main with pipework as required; all as per NBS N13/363, 364 and all relevant clauses of the Specification | [5 empty] | 0
0
19.58 |  | generally | 2 | 2 | nr |  | 0
0
| Drinking fountain | [5 empty] | 0
0
| External wall-mounted bottle filler; Washware Essentials, ref: WMBF; Heavy duty vandal resistant stainless, with and including waste fitting and waste pipe; all fixed to wall, by approved means; connecting into water main with pipework as required; all as per NBS N13/379 and all relevant clauses of the Specification | [5 empty] | 0
0
19.59 |  | generally | 1 | 1 | nr |  | 0
0
| Power points | [5 empty] | 0
0
| Electric external power points; Double lockable in black housing; setting into wall finishes; including wiring up; all as shown on Drawings 5011, 5013, 5015 | [5 empty] | 0
0
19.6 |  | generally | 4 | 4 | nr |  | 0
0
| Planting strip | [5 empty] | 0
0
| Excavating to reduce levels, removing all excavated material offsite; Dig over in preparation and supply and lay top soil 150mm thick in planting strip around building; all as per NBS Q25 and all relevant clauses of the Specification | [5 empty] | 0
0
19.61 |  | generally | 1 | 1 | Item |  | 0
0
0
| SUNDRIES | [5 empty] | 0
0
| Samples | [5 empty] | 0
0
| Samples to be submitted for approval | [5 empty] | 0
0
19.62 |  | generally |  | 1 | Item |  | 0
0
| Fire strategy compliance | [5 empty] | 0
0
| Allow for fully complying with fire strategy plans, as per the drawings and as described in the specification | [5 empty] | 0
0
19.63 |  | generally |  | 1 | Item |  | 0
0
| Test & Inspections | [5 empty] | 0
0
| Allow for fully complying with all tests & inspections; all as described in the Specification | [5 empty] | 0
0
19.64 |  | generally |  | 1 | Item |  | 0
0
| Other Work not described above | [5 empty] | 0
0
| Allow for all other work not described previously, but deemed necessary as determined from the Drawings and the Site Conditions | [5 empty] | 0
0
19.65 |  | generally |  | 1 | Item |  | 0
0
|  | External Services work, Bowls Pavilion - To Summary |  |  |  |  | 0

## Prov Sums
Todmorden Bandstand Refurbishment & Bowls Pavilion New Build
Tender Document |  |  |  |  | Provisional sums | 2024-11-18
20
|  |  | Quantity | Unit | Rate | Total £ p
An item has been allowed against each provisional
sum for the Contractor to put his required overhead,
profit and discount percentage to be applied against
the net cost of any sub-contract quotation . The
percentage addition should be extended to the cash
column, totalled and form part of the overall tender
sum. If no percentage is included the Contractor will
receive no overhead, profit and discount upon
expenditure of the provisional sum.
Items that can be adjusted using rates from the Bills of Quantities
will not be subject to the percentage addition.
BANDSTAND
Allow the following provisional sums for Defined Works:
20.01 |  | Repairs to Roof Coverings Leadwork to flat roof, gutters, parapets and flashings and flashings to services penetrations on pitched roof | 1 | sum | 1500 | 1500
20.02 |  | Extra; main contractor's overheads, profit and discount |  | %
20.03 |  | Adjustments to gutters at parapet abutment | 1 | sum | 2000 | 2000
20.04 |  | Extra; main contractor's overheads, profit and discount |  | %
20.05 |  | Repairs to Roof Timbers & Substrate to roof | 1 | sum | 5000 | 5000
20.06 |  | Extra; main contractor's overheads, profit and discount |  | %
20.07 |  | Roof access improvements | 1 | sum | 1000 | 1000
20.08 |  | Extra; main contractor's overheads, profit and discount |  | %
20.09 |  | Bird control to roof | 1 | sum | 1000 | 1000
20.1 |  | Extra; main contractor's overheads, profit and discount |  | %
20.11 |  | Below Ground Drainage & External works sundries | 1 | sum | 5000 | 5000
20.12 |  | Extra; main contractor's overheads, profit and discount |  | %
20.13 |  | Upgrade External Service LA main connections (Water, Electric, Telecom) | 1 | sum |  | Excl
20.14 |  | Extra; main contractor's overheads, profit and discount |  | %
Allow the following provisional sums for Undefined Works:
20.15 |  | Contingencies | 1 | Sum | 30000 | 30000
|  | Provisional Sums, Bandstand - To Summary |  |  |  | 45500
BOWLS PAVILION
Allow the following provisional sums for Defined Works:
20.11 |  | Signage | 1 | sum | 1000 | 1000
20.12 |  | Extra; main contractor's overheads, profit and discount |  | %
20.13 |  | External Planting | 1 | sum | 2000 | 3000
20.14 |  | Extra; main contractor's overheads, profit and discount |  | %
20.15 |  | Below Ground Drainage & External works sundries | 1 | sum | 20000 | 20000
20.16 |  | Extra; main contractor's overheads, profit and discount |  | %
20.17 |  | External Service LA main connections (Water, Electric, Telecom) | 1 | sum | 20000 | 20000
20.18 |  | Extra; main contractor's overheads, profit and discount |  | %
Allow the following provisional sums for Undefined Works:
20.19 |  | Contingencies | 1 | Sum | 60000 | 60000
|  | Provisional Sums, Bandstand - To Summary |  |  |  | 104000

## Dayworks
Todmorden Bandstand Refurbishment & Bowls Pavilion New Build
Tender Document |  |  |  | Dayworks |  | 2024-11-18
21 |  |  |  |  | Bandstand | Bowls Pavln
|  | Quantity | Unit | Rate | Total £ p | Total £ p
DAYWORKS
Include the following Provisional Sums
Labour
The Contractor is to allow for all costs in connection with the employment of the following trades. This is to include for all incidental costs, overheads and profit as defined in Section 6 of Definition of Prime Cost of Daywork to be Carried out Under a Building Contract
21.01 | Carpenter | 10 | Hr |  | 0 | 0
[5 empty] | 0 | 0
21.02 | Joiner | 10 | Hr |  | 0 | 0
[5 empty] | 0 | 0
21.03 | Tiler / Carpet Fitter | 10 | Hr |  | 0 | 0
[5 empty] | 0 | 0
21.04 | Dry liner / plasterer | 10 | Hr |  | 0 | 0
[5 empty] | 0 | 0
21.05 | Painter & Decorator | 10 | Hr |  | 0 | 0
[5 empty] | 0 | 0
21.06 | General unskilled labourer | 10 | Hr |  | 0 | 0
[5 empty] | 0 | 0
21.07 | Mechanical Fitter / Installer | 10 | Hr |  | 0 | 0
[5 empty] | 0 | 0
21.08 | Electrician | 10 | Hr |  | 0 | 0
[5 empty] | 0 | 0
21.09 | Plumber | 10 | Hr |  | 0 | 0
Materials and Goods
21.1 | prime cost of materials and goods incurred before the Final Completion date |  |  |  | 300 | 300
0
21.11 | Add for percentage adjustment |  | % |  | 0 | 0
[5 empty] | 0 | 0
| Plant and machinery already on site shall be charged at the rates as detailed in the RICS Publication Schedule of Basic Plant Charges' current at Base Schedule of Basic Plant Charges' current at Base Date |  |  |  | 0 | 0
[5 empty] | 0 | 0
21.12 | prime cost of plant incurred before the Final Completion date |  |  |  | 300 | 300
[5 empty] | 0 | 0
21.13 | Add for percentage adjustment |  | % |  | 0 | 0
[5 empty] | 0 | 0
|  |  |  | Total to Collection £ | 600 | 600