## FM-U2015-NRM1-Mapping
System Type Id | System Type | System Type Id | System Type | Asset Type Id | Asset Type | Asset SubType Id | Asset Sub-Type | RICS NRM 1 (O&M: 2.0 Chapters) MW Work in Progress | Uniclass 2015 Code | Uniclass 2015 Title | SFG20 CODE | Uniclass 2015 (Ss) Code | Uniclass 2015 (Ss) Title | Ss match to MW | Pr match to MW | Uniclass 2015 (Pr) Code | Uniclass 2015 (Pr) Title | BIM-TECH Team Comments | Statutory Inspection Asset | Duty/Rating/Capacity | Refrigerant Type | Fuel Type | Heating/Cooling provision | Drive Type (Belt/Direct) | Direct/Indirect | Number of Landings | Safe Working Pressure | Number of Ways | Battery Type | Number Of Zones | Number Of Call Points | Number Of Smoke/Heat Detectors | Beam Detectors (Y or N) | Thermal Or Automatic | Extiguisher Type | Shower Type (M or E) | No of Shower Heads | Thermostaic Safety Valve Fitted? | Make | Model | Year of Manufacture | Serial no | Asset No | Description | Location | Position | Year of Install (New Assets) | Purchase Price (New Assets) | Under Warranty (New Assets) | Asset Status (Operational or Non-Operational) | Asset Beyond Economic Repair (Y/N) | Condition Assessment | Quantity | Criticality Category (Y/N) | Legislative/Contract Compliance | Inspection Frequency | Compliance Document Type | Compliance Document | Location of System Drawings | Location of Service History / Records | Location of O&M Manuals | Life Expectancy | Time to First Replacement | Subsequent Time to Replacement | Mean Time Between Failure | Runtime / Trips
[14 empty] | Ss | Pr | [23 empty] | COBie | COBie | COBie | COBie | COBie | COBie | COBie | COBie | COBie | COBie | COBie | No | No | No | COBie | No | No | No | COBie | COBie | COBie | No | COBie | COBie | No | No | No | No
1 | Ventilation | 1 | Ventilation | 1 | Air Handling | 1 | Central AHU | 5.7 Ventilation | Pr_60_65_03 | Air handling units | TBC | Ss_65 | Ventilation and air conditioning systems |  | 1 | Pr_60_65_03 | Air handling units | Match |  | Y |  |  | Y | Y | Y | [13 empty] | Y | Y | Y | Y | Y | Y | Y | Y | Y | Y | Y |  |  | Y | Y
1 | Ventilation | 1 |  | 1 |  | 2 | Fan Coil Units | 5.7 Ventilation | Pr_70_65_03_29 | Fan coil units | TBC | Ss_65 | Ventilation and air conditioning systems |  | 1 | Pr_70_65_03_29 | Fan coil units | Match |  | Y |  |  | Y | Y | Y | [13 empty] | Y | Y | Y |  |  | Y | Y | Y | Y | Y | Y |  |  | Y | Y
1 | Ventilation | 1 |  | 1 |  | 4 | Air Supply & Extract Systems (incl. Escape Pressurisation Systems) | 5.7 Ventilation | Pr_60_65_03_87 | Supply and return air handling units | TBC | Ss_65 | Ventilation and air conditioning systems |  | 0 |  | Multiple | Match |  | Y |  |  | Y | Y | Y | [13 empty] | Y | Y | Y | Y |  | Y | Y | Y | Y | Y | Y |  |  | Y | Y
1 | Ventilation | 1 |  | 1 |  | 5 | Ventilation Dilution System | 5.7 Ventilation | Ss_65_40 | Ventilation systems | TBC | Ss_65_60 | Specialist ventilation system | 0 |  |  | Multiple | Match | [5 empty] | Y | Y | [13 empty] | Y | Y | Y | Y |  | Y | Y | Y | Y | Y | Y |  |  | Y | Y
1 | Ventilation | 1 |  | 1 |  | 6 | LEV's Including Vehicle Extract Systems | 5.7 Ventilation | Ss_65_40_42_95 | Vehicle exhaust extract systems | TBC | Ss_65_40_42 | Industrial fume extract systems | 0 |  |  | Multiple | Match | Y | Y | [18 empty] | Y | Y | Y | Y |  | Y | Y | Y | Y | Y | Y |  |  | Y | Y
1 | Ventilation | 1 |  | 1 |  | 7 | Auto Roll Filter | 5.7 Ventilation | Pr_65_57_02 | Air filters | TBC | Ss_65 | Ventilation and air conditioning systems |  | 1 | Pr_65_57_02 | Air filters | Match | [20 empty] | Y | Y | Y |  |  | Y | Y | Y | Y | Y | Y |  |  | Y | Y
1 | Ventilation | 1 |  | 1 |  | 8 | Ductwork, Grille and Damper | 5.7 Ventilation | Pr_65_65 | Ductwork products | TBC | Ss_65 | Ventilation and air conditioning systems |  | 1 | Pr_65_65 Pr_70_65_04 Pr_65_65_24 | Ductwork products Air terminals and diffusers Duct dampers | Match | [20 empty] | Y | Y | Y |  |  | Y | Y | Y | Y | Y | Y |  |  | Y | Y
1 | Ventilation | 1 |  | 1 |  | 9 | Kitchen Grease Filters & Ductwork | 5.7 Ventilation | Pr_65_57_02_06 | Baffle grease air filters | TBC | Ss_65 | Ventilation and air conditioning systems |  | 0 | Pr_60_65_94 | Ventilation hoods and extract points | Match | [20 empty] | Y | Y | Y | Y |  | Y | Y | Y | Y | Y | Y |  |  | Y | Y
1 | Ventilation | 1 |  | 1 |  | 10 | Electrode Boiler Humidifier (Steam Humidifier Unit) | 5.7 Ventilation | Pr_60_65_94_46 | Steam Humidifier Unit | TBC | Ss_65 | Ventilation and air conditioning systems |  | 0 | Pr_65_67_39_84 | Steam humidifiers | Match |  | Y | [18 empty] | Y | Y | Y | Y |  | Y | Y | Y | Y | Y | Y |  |  | Y | Y
1 | Ventilation | 1 |  | 1 |  | 11 | Humidifier Unit Pumped Spray Type | 5.7 Ventilation | Pr_65_67_39_96 | Water atomizing humidifiers | TBC | Ss_65 | Ventilation and air conditioning systems |  | 1 | Pr_65_67_39_96 | Water atomizing humidifiers | Match |  | Y |  |  |  | Y | Y | [13 empty] | Y | Y | Y | Y |  | Y | Y | Y | Y | Y | Y |  |  | Y | Y
1 | Ventilation | 1 |  | 1 |  | 3 | Induction Unit | 5.7 Ventilation | Pr_70_65_03_43 | Induction units | TBC | Ss_65 | Ventilation and air conditioning systems |  | 0 | Pr_70_65_03_39 | Induction unit | Match |  | Y |  |  | Y | [15 empty] | Y | Y | Y |  |  | Y | Y | Y | Y | Y | Y |  |  | Y | Y
2 | Air Conditioning | 2 | Air Conditioning | 2 | Air Conditioning & Cooling | 12 | Split Unit | 5.6.7 Central air conditioning | Pr_70_65_03_86 | Split coil room air conditioning units | TBC | Ss_65_80 | Air conditioning |  | 1 | Pr_70_65_03_84 Pr_70_65_03_86 | Split coil remote air cooled condensing units Split coil room air conditioning units | Match |  | Y | Y |  | Y | [15 empty] | Y | Y | Y | Y | Y | Y | Y | Y | Y | Y | Y |  |  | Y | Y
2 | Air Conditioning | 2 |  | 2 |  | 13 | Versatemp Unit | 5.6.7 Central air conditioning | Pr_70_65_03_47 | Local air conditioning units | TBC | Ss_65_80 | Air conditioning |  | 0 | Pr_70_60_37_96 | Water to air heat pumps | Versatemp unit is a heat pump and usually multiples of those form part of a larger system. Could fit against the Uniclass for heatpumps |  | Y | Y |  | Y | [15 empty] | Y | Y | Y | Y |  | Y | Y | Y | Y | Y | Y |  |  | Y | Y
2 | Air Conditioning | 2 |  | 3 | Chiller | 14 | Ammonia Chiller (Air Cooled Absorption) | 5.6.7 Central air conditioning | Pr_60_60_13_01 | Absorption chillers | TBC | Ss_60 | Heating, cooling and refrigeration systems |  | 0 | Pr_60_60_13 | Chillers and cooling towers | Match |  | Y | Y |  | Y | [15 empty] | Y | Y | Y | Y |  | Y | Y | Y | Y | Y | Y |  |  | Y | Y | [12 empty] | Y
2 | Air Conditioning | 2 |  | 3 |  | 16 | Rotary screw | 5.6.7 Central air conditioning | Pr_60_45_03_73 | Rotary screw blowers | TBC | Ss_60 | Heating, cooling and refrigeration systems |  | 0 | Pr_60_60_13 | Chillers and cooling towers | Suspect intention is for a rotary-screw compressor |  | Y | Y |  | Y | [15 empty] | Y | Y | Y | Y |  | Y | Y | Y | Y | Y | Y |  |  | Y | Y | [12 empty] | Y
2 | Air Conditioning | 2 |  | 3 |  | 17 | Centrifugal | 5.6.7 Central air conditioning | Pr_60_45_03_12 | Centrifugal blowers | TBC | Ss_60 | Heating, cooling and refrigeration systems |  | 0 | Pr_60_60_13 | Chillers and cooling towers | Suspect intention is for a rotary-screw compressor |  | Y | Y |  | Y | [15 empty] | Y | Y | Y | Y |  | Y | Y | Y | Y | Y | Y |  |  | Y | Y | [12 empty] | Y
2 | Air Conditioning | 2 |  | 3 |  | 18 | Reciprocating | 5.6.7 Central air conditioning | Pr_60_60_13_27 | Electric driven refrigerant compressors | TBC | Ss_60 | Heating, cooling and refrigeration systems |  | 0 | Pr_60_60_13 | Chillers and cooling towers | Yes - an electrically driven reciprocating compressor. |  | Y | Y |  | Y | [15 empty] | Y | Y | Y | Y |  | Y | Y | Y | Y | Y | Y |  |  | Y | Y | [12 empty] | Y
2 | Air Conditioning | 2 |  | 3 |  | 19 | Air Cooled Condensers | 5.6.7 Central air conditioning | Pr_70_65_03_02 | Air cooled condensing units | TBC | Ss_60 | Heating, cooling and refrigeration systems |  | 1 | Pr_70_65_03_02 | Air cooled condensing units | Match |  | Y | Y |  | Y | [15 empty] | Y | Y | Y | Y |  | Y | Y | Y | Y | Y | Y |  |  | Y | Y | [12 empty] | Y
2 | Air Conditioning | 2 |  | 3 |  | 20 | Cooling Towers | 5.6.7 Central air conditioning | Pr_60_60_13 | Chillers and cooling towers | TBC | Ss_60 | Heating, cooling and refrigeration systems |  | 1 | Pr_60_60_13 | Chillers and cooling towers | Match | Y | Y | [18 empty] | Y | Y | Y | Y | Y | Y | Y | Y | Y | Y | Y |  |  | Y | Y
2 | Air Conditioning | 2 |  | 3 |  | 21 | Pumps (Chilled Water Circulating) | 5.6.7 Central air conditioning | Ss_60_40_17_12 | Chilled water systems | TBC | Ss_60_40_17_12 | Chilled water systems | 1 |  | Pr_65_53 | Pump products | Pumps not individually identified (Found in COBie2) |  | Y |  |  |  | Y | Y | [13 empty] | Y | Y | Y | Y |  | Y | Y | Y | Y | Y | Y |  |  | Y | Y
2 | Air Conditioning | 2 |  | 3 |  | 22 | Distribution Pipework And Control Valves | 5.6.7 Central air conditioning | Pr_65_54_40_16 | Control valves | TBC | Ss_60_40_17_12 | Chilled water systems |  | 0.5 |  | Multiple | Control valves is the more important item - don’t normally classify pipework as maintainable item | [20 empty] | Y | Y | Y | Y |  | Y | Y | Y | Y | Y | Y |  |  | Y | Y
2 | Air Conditioning | 2 |  | 4 | Pressurisation Unit (Cooling) | 23 | Pressurisation Unit | 5.6.7 Central air conditioning | Pr_65_53_86_68 | Pressurization units | TBC | Ss_60_40_17_12 | Chilled water systems |  | 1 | Pr_65_53_86_68 | Pressurization units | Match | Y | Y |  |  |  |  | Y |  | Y | [11 empty] | Y | Y | Y | Y | Y | Y | Y | Y | Y | Y | Y |  |  | Y | Y
2 | Air Conditioning | 2 |  | 3 |  | 15 | Ammonia Chiller (Compression) | 5.6.7 Central air conditioning | Pr_60_60_13_33 | Gas engine driven refrigerant compressors | TBC | Ss_60 | Heating, cooling and refrigeration systems |  | 0 | Pr_60_60_13 | Chillers and cooling towers | This item I believe is a refrigerant systems that uses Ammonia as the refrigerant - more likely to be electrically driven than gas driven. Need all three classifications? |  | Y | Y |  |  | Y | Y | [13 empty] | Y | Y | Y |  |  | Y | Y | Y | Y | Y | Y |  |  | Y | Y | [12 empty] | Y
3 | Pressure Vessels | 3 | Pressure Vessels | 5 | Pressure Vessels | 24 | Pressure Vessel - Heating System | 5.5.1 Heat source | Pr_60_50_20 | Cylinders and buffer vessels | TBC | Ss_60_40_37 | Heating systems |  | 0 | Pr_60_50 | Tank, cylinder and vessel products | There may be some differences in the safety features on cylinders and vessels used fior different services - Need all three classifications? | Y | Y |  |  |  |  | Y |  | Y | [11 empty] | Y | Y | Y | Y |  | Y | Y | Y | Y | Y | Y |  |  | Y | Y
3 | Pressure Vessels | 3 |  | 5 |  | 25 | Pressure Vessel - Cooling System | 5.5.1 Heat source | Pr_60_50_20 | Cylinders and buffer vessels | TBC | Ss_60_40_17 | Cooling systems |  | 0 | Pr_60_50 | Tank, cylinder and vessel products | There may be some differences in the safety features on cylinders and vessels used fior different services - Need all three classifications? | Y | Y |  |  |  |  | Y |  | Y | [11 empty] | Y | Y | Y | Y |  | Y | Y | Y | Y | Y | Y |  |  | Y | Y
3 | Pressure Vessels | 3 |  | 5 |  | 26 | Pressure Vessel - Micellaneous | 5.5.1 Heat source | Pr_60_50_20 | Cylinders and buffer vessels | TBC | Ss_60 | Heating, cooling and refrigeration systems |  | 0 | Pr_60_50 | Tank, cylinder and vessel products | There may be some differences in the safety features on cylinders and vessels used fior different services - Need all three classifications? | Y | Y |  |  |  |  | Y |  | Y | [11 empty] | Y | Y | Y | Y |  | Y | Y | Y | Y | Y | Y |  |  | Y | Y
3 | Pressure Vessels | 3 |  | 6 | Compressed Air Plant Evaporator (Non-ammonia) | 27 | Compressor (Portable) | 5.5.1 Heat source | TE_70_20_60 | Compressors | TBC | Ss_60 | Heating, cooling and refrigeration systems |  | 0 | Pr_65_67_16_02 | Air compressors | Assumed to be requirement for a portable air compressor. | Y | Y |  |  |  | Y | Y |  | Y | [11 empty] | Y | Y | Y |  | Y | Y | Y | Y | Y | Y | Y |  |  | Y | Y
3 | Pressure Vessels | 3 |  | 6 |  | 28 | Air Compressor Plant (Air Systems & Receivers) | 5.5.1 Heat source | Pr_65_67_16_02 | Air compressors | TBC | Ss_60 | Heating, cooling and refrigeration systems |  | 0 | Pr_65_67_16 | Compressed air products | Match | Y | Y |  |  |  | Y | Y |  | Y | [11 empty] | Y | Y | Y |  |  | Y | Y | Y | Y | Y | Y |  |  | Y | Y
4 | Heating | 4 | Heating | 7 | Space heaters | 29 | Natural Convectors, Radiators & Panel Heaters etc | 5.5.1 Heat source | Pr_70_60_36_71 | Radiant panels | TBC | Ss_60 | Heating, cooling and refrigeration systems |  | 0 | Pr_70_60_36 | Heat emmiters | Match | [20 empty] | Y | Y | Y |  |  | Y | Y | Y | Y | Y | Y |  |  | Y | Y
4 | Heating | 4 |  | 8 | Gas Boosters | 30 | Gas Booster Sets (Belt and Direct Driven Units) | 5.9.1 Fuel distribution systems | Pr_65_53_86_33 | Gas boosters | TBC | Ss_55_20 | Gas distribution and supply systems |  | 1 | Pr_65_53_86_33 | Gas boosters | Match |  | Y |  |  |  | Y | Y | [13 empty] | Y | Y | Y | Y |  | Y | Y | Y | Y | Y | Y |  |  | Y | Y
4 | Heating | 4 |  | 9 | CHP Unit | 31 | Combined Heat & Power Unit (CHP) | 5.6.5 Central heating and cooling | Pr_60_70_65_60 | Packaged combined heat and power (CHP) units | TBC | Ss_60_40_37 | Heating systems |  | 1 | Pr_60_70_65_60 | Packaged combined heat and power (CHP) units | Match |  | Y |  | Y | Y | Y | Y | [13 empty] | Y | Y | Y | Y | Y | Y | Y | Y | Y | Y | Y |  |  | Y | Y
4 | Heating | 4 |  | 11 | Gas Fired Heaters | 33 | Local Gas Fired Radiant/Convector Heater (Includes Gas Radiant Tube Systems and Gas Fired Heater Batteries) | 5.6.5 Central heating and cooling | Pr_70_60_37_34 | Gas fired absorption heat pumps | TBC | Ss_60_40_37 | Heating systems |  | 0 | Pr_70_60_36_33 | Gas fired unit heaters | The asset sub-type is for gas-fired heaters, which isn't match with gas-fired heat pumps |  | Y |  | Y | Y | [15 empty] | Y | Y | Y | Y | Y | Y | Y | Y | Y | Y | Y |  |  | Y | Y
4 | Heating | 4 |  | 12 | Gas Pipework | 34 | Gas Meter and Pipework Installation | 5.9.1 Fuel distribution systems | Pr_80_51_51_33 | Gas meters | TBC | Ss_55_20 | Gas distribution and supply systems |  | 0 |  | Mulitiple | Match |  | Y |  | Y | [16 empty] | Y | Y | Y | Y | Y | Y | Y | Y | Y | Y | Y |  |  | Y | Y
4 | Heating | 4 |  | 13 | Heating Boiler | 35 | Atmospheric gas boiler | 5.5 Heat source | Pr_60_60_10_03 | Atmospheric gas burners | TBC | Ss_60_40_37 | Heating systems |  | 0 | Pr_60_60_08_33 Pr_60_60_08_34 Pr_60_60_08_35 Pr_60_60_08_36 Pr_60_60_08_37 | Gas fired boilers Gas fired condensing boilers Gas fired cast iron boilers Gas fired steel shell boilers Gas fired water tube boilers | Match |  | Y |  | Y | Y |  |  |  | Y | [11 empty] | Y | Y | Y |  | Y | Y | Y | Y | Y | Y | Y |  |  | Y | Y
4 | Heating | 4 |  | 13 |  | 36 | Forced draught gas boiler | 5.5 Heat source | Pr_60_60_10_29 | Forced draught gas burners | TBC | Ss_60_40_37 | Heating systems |  | 0 | Pr_60_60_08_33 Pr_60_60_08_34 Pr_60_60_08_35 Pr_60_60_08_36 Pr_60_60_08_37 | Gas fired boilers Gas fired condensing boilers Gas fired cast iron boilers Gas fired steel shell boilers Gas fired water tube boilers | Match |  | Y |  | Y | Y |  |  |  | Y | [11 empty] | Y | Y | Y | Y | Y | Y | Y | Y | Y | Y | Y |  |  | Y | Y
4 | Heating | 4 |  | 13 |  | 37 | Oil fired boiler | 5.5 Heat source | Pr_60_60_08 | Boilers | TBC | Ss_60_40_37 | Heating systems |  | 0 | Pr_60_60_08_58 Pr_60_60_08_59 Pr_60_60_08_60 | Oil fired cast iron boiliers Oil fired steel shell boiliers Oil fired water tube boiliers | Match - need all these classifications? |  | Y |  | Y | Y |  |  |  | Y | [11 empty] | Y | Y | Y | Y | Y | Y | Y | Y | Y | Y | Y |  |  | Y | Y
4 | Heating | 4 |  | 13 |  | 38 | Dual fuel boiler | 5.5 Heat source | Pr_60_60_08 | Boilers | TBC | Ss_60_40_37 | Heating systems |  | 0 | Pr_60_60_08_24 Pr_60_60_08_25 | Dual fuel cast iron boilers Dual fuel steel shell boilers | Match |  | Y |  | Y | Y |  |  |  | Y | [11 empty] | Y | Y | Y | Y | Y | Y | Y | Y | Y | Y | Y |  |  | Y | Y
4 | Heating | 4 |  | 13 |  | 41 | Distribution Pipework And Control Valves | 5.5 Heat source | Pr_65_54_40_16 | Control valves | TBC |  | Multiple |  | 0 |  | Multiple | Match |  |  |  | Y | [16 empty] | Y | Y | Y | Y | Y | Y | Y | Y | Y | Y | Y |  |  | Y | Y
4 | Heating | 4 |  | 14 | Pressurisation Unit (Heating) | 42 | Pressurisation Unit | 5.5 Heat source | Pr_65_53_86_68 | Pressurization units | TBC | Ss_60 | Heating, cooling and refrigeration systems |  | 1 | Pr_65_53_86_68 | Pressurization units | Match | Y | Y |  |  | Y | Y |  |  | Y | [11 empty] | Y | Y | Y | Y | Y | Y | Y | Y | Y | Y | Y |  |  | Y | Y
4 | Heating | 4 |  | 10 | Heat Pump | 32 | Heat Pumps (Air and Ground Source) | 5.5 Heat source | Pr_70_60_37 | Heat pumps | TBC | Ss_60 | Heating, cooling and refrigeration systems |  | 1 | Pr_70_60_37 | Heat pumps | Match |  | Y |  |  | Y | [15 empty] | Y | Y | Y
4 | Heating | 4 |  | 13 |  | 39 | Steam Boiler | 5.5 Heat source | Pr_60_60_08 | Boilers | TBC | Ss_60_40_37 | Heating systems |  | 1 | Pr_60_60_08 | Boilers | Match | Y | Y |  | Y | Y |  |  |  | Y | [11 empty] | Y | Y | Y | Y | Y | Y | Y | Y | Y | Y | Y |  |  | Y | Y
4 | Heating | 4 |  | 13 |  | 40 | Boiler Flue | 5.5 Heat source | Pr_70_65_30 | Flues and chimneys | TBC | Ss_65_40_80_80 | Smoke and heat exhaust ventilation systems |  | 1 | Pr_70_65_30 | Flues and chimneys | Match | [24 empty] | Y | Y | Y | Y | Y | Y | Y |  |  | Y | Y
4 | Heating | 4 |  | 15 | Renewables | 43 | Biomass Boiler | 5.5 Heat source | Pr_60_60_08 | Boilers | TBC | Ss_70_10_70 | Renewable power generation systems |  | 0 | Pr_60_60_08_80 Pr_60_60_08_81 | Solid fuel cast iron boilers Solid fuel steel shell boilers | No match for Biomass type, COBie2 will identify under this Pr_60_60_08 code |  | Y |  | Y | Y | [15 empty] | Y | Y | Y | Y | Y | Y | Y | Y | Y | Y | Y |  |  | Y | Y
4 | Heating | 4 |  | 15 |  | 44 | Solar - Photovotlaic | 5.8 Electrical installations | Pr_60_70_65_63 | Photovoltaic modules | TBC | Ss_70_10_70 | Renewable power generation systems |  | 0 |  | Mulitiple | Match |  | Y |  |  | Y | [15 empty] | Y | Y | Y | Y | Y | Y | Y | Y | Y | Y | Y |  |  | Y | Y
4 | Heating | 4 |  | 15 |  | 45 | Solar - Thermal | 5.8 Electrical installations | Ss_60_40_37_81 | Solar heating systems | TBC | Ss_70_10_70 | Renewable power generation systems |  | 0 | Pr_60_60_81 | Solar heat collectors | Match |  | Y |  |  | Y | [15 empty] | Y | Y | Y | Y | Y | Y | Y | Y | Y | Y | Y |  |  | Y | Y
5 | Hot Water | 5 | Hot Water | 16 | Calorifiers | 46 | Indirect and Direct Cylinders/ Calorifiers | 5.5 Heat source | Pr_60_60_38 | Calorifiers and plate heat exchangers | TBC | Ss_55_70_38_20 | Direct hot water storage supply systems |  | 1 | Pr_60_60_38 | Calorifiers and plate heat exchangers | Match |  | Y | [6 empty] | Y | [11 empty] | Y | Y | Y | Y | Y | Y | Y | Y | Y | Y | Y |  |  | Y | Y
5 | Hot Water | 5 |  | 16 |  | 47 | Unvented Hot Water System | 5.4.3 Hot water distribution | Pr_60_50_20_42 | Indirectly heated unvented hot water storage cylinders | TBC | Ss_55_70_38_20 | Direct hot water storage supply systems |  | 0 |  | Multiple | Match |  | Y |  |  | Y |  |  |  | Y | [11 empty] | Y | Y | Y | Y | Y | Y | Y | Y | Y | Y | Y |  |  | Y | Y
5 | Hot Water | 5 |  | 17 | Water Heater | 48 | Local Gas Fired Water Heater | 5.4.4 Local hot water distribution | Pr_60_60_96_34 | Gas-fired storage water heaters | TBC | Ss_55_70_38_20 | Direct hot water storage supply systems |  | 0.5 | Pr_60_60_96_33 Pr_60_60_96_34 | Gas-fired instantaneous water heaters Gas-fired storage water heaters | Match |  | Y |  | Y | Y | [15 empty] | Y | Y | Y | Y | Y | Y | Y | Y | Y | Y | Y |  |  | Y | Y
5 | Hot Water | 5 |  | 17 |  | 49 | Single/MultipointWater Heater (Gas) | 5.4.4 Local hot water distribution | Pr_60_60_96_33 | Gas-fired instantaneous water heaters | TBC | Ss_55_70_38_20 | Direct hot water storage supply systems |  | 0.5 | Pr_60_60_96_33 Pr_60_60_96_34 | Gas-fired instantaneous water heaters Gas-fired storage water heaters | Match |  | Y |  | Y | Y | [15 empty] | Y | Y | Y | Y | Y | Y | Y | Y | Y | Y | Y |  |  | Y | Y
6 | Controls | 6 | Controls | 18 | Automatic Controls | 50 | Mechanical Pneumatic Controls | 5 Services | Ss_75_70_52 | Mechanical engineering services control and management systems | TBC | Ss_75_70_52 | Mechanical engineering services control and management systems |  | 0 | Pr_75 | Services control products | Likely to be contolled by BMS rather than localised systems - check. I would match this to the same Uniclass Ss as the following two items | [20 empty] | Y | Y | Y |  | Y | Y | Y | Y | Y | Y | Y |  |  | Y | Y
6 | Controls | 6 |  | 18 |  | 51 | Electro Pneumatic Controls | 5 Services | Pr_75_50_18 | Controllers and control panels | TBC | Ss_75_70_52 | Mechanical engineering services control and management systems |  | 0 | Pr_75 | Services control products | Likely to be contolled by BMS rather than localised systems - check. I would match this to the same Uniclass Ss as the following two items | [20 empty] | Y | Y | Y |  | Y | Y | Y | Y | Y | Y | Y |  |  | Y | Y
6 | Controls | 6 |  | 18 |  | 52 | Electrical Controls | 5 Services | Pr_75_50_18 | Controllers and control panels | TBC | Ss_75_70_52 | Mechanical engineering services control and management systems |  | 0 | Pr_75 | Services control products | Likely to be contolled by BMS rather than localised systems - check. I would match this to the same Uniclass Ss as the following two items | [20 empty] | Y | Y | Y |  | Y | Y | Y | Y | Y | Y | Y |  |  | Y | Y
6 | Controls | 6 |  | 18 |  | 53 | Building Management System | 5.12.3 Central control/building management systems | Ss_75_70_54_10 | Building monitoring and management systems | TBC | Ss_75_70_52 | Mechanical engineering services control and management systems | 0 |  |  | Multiple | Match | [20 empty] | Y | Y | Y |  | Y | Y | Y | Y | Y | Y | Y |  |  | Y | Y
7 | Fuel Storage | 7 | Fuel Storage | 19 | Fuel Tanks & Pipelines | 54 | Oil Tanks | 5.9.1 Fuel installations | Pr_60_50_47 | Liquid fuel tanks | TBC | Ss_55_10_75 | Liquid fuel storage tank systems |  | 1 | Pr_60_50_47 | Liquid fuel tanks | Oil and gas storage tanks En_90_50_58 also available. Possibly worth checking if the alternative Uniclass relates to portable tanks |  | Y | [22 empty] | Y | Y | Y | Y | Y | Y | Y |  |  | Y | Y
7 | Fuel Storage | 7 |  | 19 |  | 55 | Oil Meter | 5.9.1 Fuel installations | Pr_80_51_51_32 | Fuel meters | TBC | Ss_55_10_75 | Liquid fuel storage tank systems |  | 1 | Pr_80_51_51_32 | Fuel meters | Match |  | Y |  | Y | [16 empty] | Y | Y | Y | Y | Y | Y | Y | Y | Y | Y | Y |  |  | Y | Y
7 | Fuel Storage | 7 |  | 18 |  | 56 | Fuel Dispensing Facilities | 5.9.1 Fuel installations | Ss_55_10_70 | Liquid fuel extraction systems | TBC | Ss_55_10_75 | Liquid fuel storage tank systems |  | 0 | Pr_65_53_86_32 | Fuel oil transfer pump | Not sure that a fuel extraction system is the same as a fuel dispensing facility |  |  |  | Y | [16 empty] | Y | Y | Y |  | Y | Y | Y | Y | Y | Y | Y |  |  | Y | Y
7 | Fuel Storage | 7 |  | 18 |  | 57 | LPG Tanks | 5.9.1 Fuel installations | Pr_60_50_47 | Liquid fuel tanks | TBC | Ss_55_10_75 | Liquid fuel storage tank systems |  | 0 | Pr_60_50_67_48 | Liquefied petroleum gas (LPG) storage vessels | Match |  | Y |  | Y | [16 empty] | Y | Y | Y |  | Y | Y | Y | Y | Y | Y | Y |  |  | Y | Y
7 | Fuel Storage | 7 |  | 18 |  | 58 | LPG Meter | 5.9.1 Fuel installations | Pr_80_51_51_33 | Gas meters | TBC | Ss_55_10_75 | Liquid fuel storage tank systems |  | 0 | Pr_60_50_46_45 | Liquid fuel tank contents gauge | Match |  | Y |  | Y | [16 empty] | Y | Y | Y | Y | Y | Y | Y | Y | Y | Y | Y |  |  | Y | Y
8 | Water | 13 |  | 36 |  | 119 | Sentinel Outlets and little used outlets | 5.4.2 Cold water distribution | Ss_75_70_54_60 | Passive water monitoring systems | TBC | Ss_75_70_52 | Mechanical engineering services control and management systems | 0 |  | Pr_70_55_98 | Water outlets | Sentinel/little used outlets relate to the legionella management | [20 empty] | Y | Y | Y |  | Y | Y | Y | Y | Y | Y | Y |  |  | Y | Y
8 | Water Treatment | 8 | Water Treatment | 20 | Water Supplies | 59 | Water Treatment (Various) | 5.4.2 Cold water distribution | Pr_60_55_97 | Water treatment products | TBC | Ss_55_70_98 | Water treatment systems |  |  |  | Multiple | Match | [20 empty] | Y | Y | Y |  | Y | Y | Y | Y | Y | Y | Y |  |  | Y | Y
8 | Water Treatment | 8 |  | 20 |  | 60 | Water Treatment (Manual Dosing of Closed Systems) | 5.4.2 Cold water distribution | Pr_60_55_97_97 | Water treatment dosing pots | TBC | Ss_55_70_99 | Water treatment systems |  |  |  | Multiple | Match | [20 empty] | Y | Y | Y |  | Y | Y | Y | Y | Y | Y | Y |  |  | Y | Y
10 | Vertical Transportation | 9 | Vertical Transportation | 21 | Lifts | 61 | Passenger Lift (Traction Driven) | 5.10.1 Lift and conveyor installations | Ss_80_50_60 | Passenger and goods lift systems | TBC | Ss_80_50_60 | Passenger and goods lift systems | 1 |  |  | Multiple | The distinction between a Passenger or Goods lift is probably less important than the type of drive - which will have some different maintenance requirements. Need all these lift classifications as CAFM / COBie attributes should cover differences | Y | Y |  |  |  | Y | Y | Y | [12 empty] | Y | Y | Y |  | Y | Y | Y | Y | Y | Y | Y |  |  | Y | Y | [12 empty] | Y
10 | Vertical Transportation | 9 |  | 21 |  | 62 | Passenger Lift (Hydraulic) | 5.10.1 Lift and conveyor installations | Ss_80_50_60 | Passenger and goods lift systems | TBC | Ss_80_50_60 | Passenger and goods lift systems | 1 |  |  | Multiple | The distinction between a Passenger or Goods lift is probably less important than the type of drive - which will have some different maintenance requirements. Need all these lift classifications as CAFM / COBie attributes should cover differences | Y | Y |  |  |  | Y | Y | Y | Y | [11 empty] | Y | Y | Y |  | Y | Y | Y | Y | Y | Y | Y |  |  | Y | Y | [12 empty] | Y
10 | Vertical Transportation | 9 |  | 21 |  | 63 | Passenger Lift (Chain Driven) | 5.10.1 Lift and conveyor installations | Ss_80_50_60 | Passenger and goods lift systems | TBC | Ss_80_50_60 | Passenger and goods lift systems | 1 |  |  | Multiple | The distinction between a Passenger or Goods lift is probably less important than the type of drive - which will have some different maintenance requirements. Need all these lift classifications as CAFM / COBie attributes should cover differences | Y | Y |  |  |  | Y | Y | Y | [12 empty] | Y | Y | Y |  | Y | Y | Y | Y | Y | Y | Y |  |  | Y | Y | [12 empty] | Y
10 | Vertical Transportation | 9 |  | 21 |  | 64 | Goods Lift (Traction Driven) | 5.10.1 Lift and conveyor installations | Ss_80_50_60 | Passenger and goods lift systems | TBC | Ss_80_50_60 | Passenger and goods lift systems | 1 |  |  | Multiple | The distinction between a Passenger or Goods lift is probably less important than the type of drive - which will have some different maintenance requirements. Need all these lift classifications as CAFM / COBie attributes should cover differences | Y | Y |  |  |  | Y | Y | Y | [12 empty] | Y | Y | Y |  | Y | Y | Y | Y | Y | Y | Y |  |  | Y | Y | [12 empty] | Y
10 | Vertical Transportation | 9 |  | 21 |  | 65 | Goods Lift (Hydraulic) | 5.10.1 Lift and conveyor installations | Ss_80_50_60 | Passenger and goods lift systems | TBC | Ss_80_50_60 | Passenger and goods lift systems | 1 |  |  | Multiple | The distinction between a Passenger or Goods lift is probably less important than the type of drive - which will have some different maintenance requirements. Need all these lift classifications as CAFM / COBie attributes should cover differences | Y | Y |  |  |  | Y | Y | Y | Y | [11 empty] | Y | Y | Y |  | Y | Y | Y | Y | Y | Y | Y |  |  | Y | Y | [12 empty] | Y
10 | Vertical Transportation | 9 |  | 21 |  | 66 | Goods Lift (Chain Driven) | 5.10.1 Lift and conveyor installations | Ss_80_50_60 | Passenger and goods lift systems | TBC | Ss_80_50_60 | Passenger and goods lift systems | 1 |  |  | Multiple | The distinction between a Passenger or Goods lift is probably less important than the type of drive - which will have some different maintenance requirements. Need all these lift classifications as CAFM / COBie attributes should cover differences | Y | Y |  |  |  | Y | Y | Y | [12 empty] | Y | Y | Y |  | Y | Y | Y | Y | Y | Y | Y |  |  | Y | Y | [12 empty] | Y
10 | Vertical Transportation | 9 |  | 21 |  | 67 | Service Lift (Including Dumb Waiters) | 5.10.1 Lift and conveyor installations | Ss_80_50_60 | Passenger and goods lift systems | TBC | Ss_80_50_60 | Passenger and goods lift systems | 1 |  |  | Multiple | The distinction between a Passenger or Goods lift is probably less important than the type of drive - which will have some different maintenance requirements. Need all these lift classifications as CAFM / COBie attributes should cover differences | Y | Y |  |  |  | Y | Y | Y | [12 empty] | Y | Y | Y |  | Y | Y | Y | Y | Y | Y | Y |  |  | Y | Y | [12 empty] | Y
10 | Vertical Transportation | 9 |  | 21 |  | 68 | Dock Leveller - Hydraulic | 5.10.6 Dock levellers and scissor lifts | Pr_65_80_23 | Dock levellers | TBC | Ss_80_50_60 | Passenger and goods lift systems |  | 0 | Pr_65_80_47 | Lifting platforms and hoists | Match | Y | Y |  |  |  | Y | Y | Y | [12 empty] | Y | Y | Y |  | Y | Y | Y | Y | Y | Y | Y |  |  | Y | Y | [12 empty] | Y
10 | Vertical Transportation | 9 |  | 21 |  | 69 | Scissor Lift | 5.10.6 Dock levellers and scissor lifts | Ss_80_50_60 | Passenger and goods lift systems | TBC | Ss_80_50_60 | Passenger and goods lift systems | 1 |  | Pr_65_80_47 | Lifting platforms and hoists | NB; Scissor lifts are listed as a TE_30_60_60 Tool. If requirement is for a mobile scissor lift - `Lifting platforms and hoists' might be the more appropriate Uniclass | Y | Y |  |  |  | Y | Y | Y | [12 empty] | Y | Y | Y |  | Y | Y | Y | Y | Y | Y | Y |  |  | Y | Y | [12 empty] | Y
10 | Vertical Transportation | 9 |  | 21 |  | 70 | Hoists (Chain Driven) | 5.10.7 Cranes and unenclosed hoists | Pr_65_80_47 | Lifting platforms and hoists | TBC | Ss_80_50_60 | Passenger and goods lift systems |  | 1 | Pr_65_80_47 | Lifting platforms and hoists | Match | Y | Y |  |  |  | Y | Y | Y | [12 empty] | Y | Y | Y |  | Y | Y | Y | Y | Y | Y | Y |  |  | Y | Y | [12 empty] | Y
10 | Vertical Transportation | 9 |  | 21 |  | 71 | Hoists (Hydraulic) | 5.10.7 Cranes and unenclosed hoists | Pr_65_80_47 | Lifting platforms and hoists | TBC | Ss_80_50_60 | Passenger and goods lift systems |  | 1 | Pr_65_80_47 | Lifting platforms and hoists | Match | Y | Y |  |  |  | Y | Y | Y | [12 empty] | Y | Y | Y |  | Y | Y | Y | Y | Y | Y | Y |  |  | Y | Y | [12 empty] | Y
10 | Vertical Transportation | 9 |  | 22 | Cradles | 72 | Cradles | 5.10.7 Cranes and unenclosed hoists | Pr_40_50_06_18 | Cradles | TBC | Ss_80_50_60 | Passenger and goods lift systems |  | 0 | Pr_65_80_47 | Lifting platforms and hoists | Match | Y | Y |  |  |  | Y | Y | Y | [12 empty] | Y | Y | Y |  | Y | Y | Y | Y | Y | Y | Y |  |  | Y | Y
10 | Vertical Transportation | 9 |  | 23 | Escalators | 73 | Escalators | 5.10.2 Escalators | Pr_65_80_28_21 | Escalators | TBC | Ss_80_20_62 | People conveying systems |  | 1 | Pr_65_80_28_21 | Escalators | Match |  | Y |  |  |  | Y | Y | [13 empty] | Y | Y | Y |  | Y | Y | Y | Y | Y | Y | Y |  |  | Y | Y
11 | Lifting Equipment | 10 | Lifting Equipment | 24 | Anchorages | 74 | Window Cleaning Eye Bolts | 5.10.10 Other lift and conveyor installations | Pr_20_29_08_27 | Eye bolts | TBC | Ss_80_30_25 | Dynamic permanent access and safety equipment systems |  | 0 | Pr_40_70_75 | Safety equipment | Match | Y | [24 empty] | Y | Y | Y | Y | Y | Y |  |  | Y | Y
11 | Lifting Equipment | 10 |  | 24 |  | 75 | Permanently Installed Access and Equipment (Including Fall Arrest Equipment) | 5.10.10 Other lift and conveyor installations | Pr_40_70_75_29 | Fall arrester devices | TBC | Ss_80_30_25 | Dynamic permanent access and safety equipment systems |  | 0 | Pr_40_70_75 | Safety equipment | Match | Y | [23 empty] | Y | Y | Y | Y | Y | Y | Y |  |  | Y | Y
11 | Lifting Equipment | 10 |  | 25 | Lifting Equipment | 76 | Lifting Equipment (Fixed) | 5.10.7 Cranes and unenclosed hoists | Pr_65_80_15 | Cranes and lifting systems | TBC | Ss_80_50_60 | Passenger and goods lift systems |  | 1 | Pr_65_80_47 | Lifting platforms and hoists | Match | Y | Y | [18 empty] | Y | Y | Y | Y | Y | Y | Y | Y | Y | Y | Y |  |  | Y | Y
11 | Lifting Equipment | 10 |  | 25 |  | 77 | Lifting Equipment (Portable) | 5.10.7 Cranes and unenclosed hoists | Pr_65_80_47 | Lifting platforms and hoists | TBC | Ss_80_50_60 | Passenger and goods lift systems |  | 1 | Pr_65_80_47 | Lifting platforms and hoists | Match | Y | Y | [18 empty] | Y | Y | Y | Y | Y | Y | Y | Y | Y | Y | Y |  |  | Y | Y
12 | Electrical | 11 | Electrical | 26 | Battery Charger | 78 | Battery Charger (General) | 5.8 Electrical installations | Pr_60_70_06 | batteries and chargers | TBC |  | Multiple |  | 1 | Pr_60_70_06 | Batteries and chargers | Match |  | Y | [7 empty] | Y | Y | [9 empty] | Y | Y | Y | Y | Y | Y | Y | Y | Y | Y | Y |  |  | Y | Y
12 | Electrical | 11 |  | 26 |  | 79 | Tripping Suppliers/Battery Charging Unit | 5.8 Electrical installations | Pr_60_70_06 | batteries and chargers | TBC |  | Multiple |  | 1 | Pr_60_70_06 | Batteries and chargers | Match |  | Y | [7 empty] | Y | Y | [9 empty] | Y | Y | Y | Y | Y | Y | Y | Y | Y | Y | Y |  |  | Y | Y
12 | Electrical | 11 |  | 27 | Switchgear & Distribution Eqpt | 80 | Distribution Boards | 5.8 Electrical installations | Pr_60_70_22_22 | Distribution boards | TBC | Ss_70_30 | Electricity distribution and transmission systems |  | 0 | Pr_60_70_22 | Distribution boxes and switchboards | Match |  | Y | [7 empty] | Y | [10 empty] | Y | Y | Y |  | Y | Y | Y | Y | Y | Y | Y |  |  | Y | Y
12 | Electrical | 11 |  | 27 |  | 81 | Static Switches | 5.8 Electrical installations | Pr_60_70_64_86 | Static inverter power supply units | TBC | Ss_70_30 | Electricity distribution and transmission systems |  | 0 |  | Multiple | Static Transfer Switch (the intent) is different to a Static Inverter PSU. |  | Y | [18 empty] | Y | Y | Y |  |  | Y | Y | Y | Y | Y | Y |  |  | Y | Y
12 | Electrical | 11 |  | 27 |  | 82 | Power Distribution Units | 5.8 Electrical installations | Pr_65_72_97_52 | Multi-gang power outlets | TBC | Ss_70_30 | Electricity distribution and transmission systems |  | 0 | Pr_60_70_22 | Distribution boxes and switchboards | Match |  | Y | [7 empty] | Y | [10 empty] | Y | Y | Y |  |  | Y | Y | Y | Y | Y | Y |  |  | Y | Y
12 | Electrical | 11 |  | 27 |  | 83 | Fixed Electrical Apparatus | 5.8 Electrical installations | Pr_65_72 | Electrical power products and wiring accessories | TBC | Ss_70_30 | Electricity distribution and transmission systems |  | 0 | Pr_60_70 | Power supply products | No match for this generalised Type |  | Y | [18 empty] | Y | Y | Y |  |  | Y | Y | Y | Y | Y | Y |  |  | Y | Y
12 | Electrical | 11 |  | 27 |  | 84 | Local Contactors/Relays/Isolators/Time Switches | 5.8 Electrical installations | Pr_75_51_17 | Control circuit devices and timeswitches | TBC | Ss_70_30 | Electricity distribution and transmission systems |  | 0 | Pr_75_51 | Motors, motor controls, control circuit devices and timeswitches | This is a combination of multiple products e.g. Time switches Pr_75_51_17_89 |  | Y | [18 empty] | Y | Y | Y |  |  | Y | Y | Y | Y | Y | Y |  |  | Y | Y
12 | Electrical | 11 |  | 27 |  | 85 | Rising Busbars Systems | 5.8 Electrical installations | Pr_60_70_48_66 | Power busbar trunking | TBC | Ss_70_30 | Electricity distribution and transmission systems |  | 0.5 |  | Multiple | Match |  | Y | [18 empty] | Y | Y | Y |  |  | Y | Y | Y | Y | Y | Y |  |  | Y | Y
12 | Electrical | 11 |  | 27 |  | 86 | Small Power | 5.8 Electrical installations | Ss_70_30_80 | Small power systems | TBC | Ss_70_30_80 | Small power systems | 1 |  |  | Multiple | Match |  | Y | [18 empty] | Y | Y | Y |  |  | Y | Y | Y | Y | Y | Y |  |  | Y | Y
12 | Electrical | 11 |  | 27 |  | 87 | HV Switch Panel & Associated Systems Equipment | 5.8 Electrical installations | Pr_60_70_36_53 | High voltage modular switchboards | TBC | Ss_70_30_35 | High-voltage distribution and transmission systems |  | 0.5 |  | Multiple | Match |  | Y | [7 empty] | Y | [10 empty] | Y | Y | Y | Y |  | Y | Y | Y | Y | Y | Y |  |  | Y | Y
12 | Electrical | 11 |  | 27 |  | 88 | Residual Current Device - RCCB/RCD (Non HV) | 5.8 Electrical installations | Pr_65_72_27_72 | Residual current circuit breakers | TBC |  | Multiple |  | 0 | Pr_65_72 | Electrical power products and wiring accessories | Match |  | Y | [18 empty] | Y | Y | Y |  |  | Y | Y | Y | Y | Y | Y |  |  | Y | Y
12 | Electrical | 11 |  | 27 |  | 89 | LV Switch Panel Including PF Correction Equipment | 5.8 Electrical installations | Pr_60_70_48 | Low voltage switchgear | TBC | Ss_70_30_45 | Low-voltage systems |  | 0.5 |  | Multiple | Match |  | Y | [18 empty] | Y | Y | Y | Y | Y | Y | Y | Y | Y | Y | Y |  |  | Y | Y
12 | Electrical | 11 |  | 27 |  | 90 | General Distribution Cables | 5.8 Electrical installations | Pr_65_70_48 | Low voltage cable | TBC |  | Multiple |  | 0 | Pr_65_70 | Cables, conductors and fitting products | LV cables is probably as good as any description. |  | Y | [23 empty] | Y | Y | Y | Y | Y | Y |  |  | Y | Y
12 | Electrical | 11 |  | 27 |  | 91 | Earthing Systems/Clean Earths | 5.8 Electrical installations | Pr_65_70_46 | Lightning protection and earthing components | TBC | Ss_75_80_45 | Electrical protection systems |  | 1 | Pr_65_70_46 | Lightning protection and earthing components | Match | [25 empty] | Y | Y | Y | Y | Y | Y |  |  | Y | Y
12 | Electrical | 11 |  | 27 |  | 92 | Electrical Supply Meter | 5.8 Electrical installations | Pr_80_51 | Measuring and metering products | TBC |  | Multiple |  | 0 | Pr_80_51_51_28 | Energy meters | Match |  | Y | [18 empty] | Y | Y | Y | Y | Y | Y | Y | Y | Y | Y | Y |  |  | Y | Y
12 | Electrical | 11 |  | 28 | Fixed Electrical Equipment | 93 | Electrical Trace Heating | 5.8 Electrical installations | Pr_65_52_61_28 | Electrical resistance surface trace heating | TBC | Ss_60_40_37 | Heating systems |  | 0 | Pr_70_60 | Space heating and cooling products | Match |  | Y | [18 empty] | Y | Y | Y |  | Y | Y | Y | Y | Y | Y | Y |  |  | Y | Y
12 | Electrical | 11 |  | 28 |  | 94 | Fixed Electric Heaters | 5.8 Electrical installations | Ss_60_40_37_26 | Electric heating systems | TBC | Ss_60_40_37 | Heating systems | 0 |  | Pr_70_60 | Space heating and cooling products | Match |  | Y | [18 empty] | Y | Y | Y |  | Y | Y | Y | Y | Y | Y | Y |  |  | Y | Y
12 | Electrical | 11 |  | 28 |  | 95 | Electric Water Heaters | 5.8 Electrical installations | Pr_60_60_96_27 | Electric instantaneous water heaters | TBC | Ss_60_40_37 | Heating systems |  | 0 | Pr_70_60 | Space heating and cooling products | Match |  | Y | [18 empty] | Y | Y | Y |  | Y | Y | Y | Y | Y | Y | Y |  |  | Y | Y
12 | Electrical | 11 |  | 28 |  | 97 | Clocks | 5.8 Electrical installations | Pr_40_50_13 | Clocks | TBC |  | Multiple |  | 1 | Pr_40_50_13 | Clocks | Match | [25 empty] | Y | Y | Y | Y | Y | Y |  |  | Y | Y
12 | Electrical | 11 |  | 29 | Lighting | 98 | General & Task Lighting | 5.8 Electrical installations | Pr_70_70_48 | Luminaires, lighting track and lighting accessories | TBC | Ss_70_80_33 | General space lighting systems |  | 0.5 |  | Multiple | Match | [25 empty] | Y | Y | Y | Y | Y | Y |  |  | Y | Y
12 | Electrical | 11 |  | 29 |  | 99 | Emergency Lighting | 5.8 Electrical installations | Pr_70_70_48_16 | Combined emergency luminaires | TBC | Ss_70_80_33_12 | Central battery supplied emergency lighting systems |  | 0.5 |  | Multiple | Combined emergency luminaires suggests a light fitting that also incorporates emergency lighting. If it's the only option in Uniclass then leave as is. | [24 empty] | Y | Y | Y | Y | Y | Y | Y |  |  | Y | Y
12 | Electrical | 11 |  | 29 |  | 100 | External Lighting | 5.8 Electrical installations | Ss_70_80_25 | External lighting systems | TBC | Ss_70_80_25 | External lighting systems | 1 |  | Pr_70_70 | Power and lighting outlet products | Match | [25 empty] | Y | Y | Y | Y | Y | Y |  |  | Y | Y
12 | Electrical | 11 |  | 30 | Lightning Protection Systems | 101 | Lightning Protection Systems | 5.8 Electrical installations | Ss_75_80_45_45 | Lightning protection systems | TBC | Ss_75_80_45 | Electrical protection systems | 0 |  |  | Multiple | Match | [24 empty] | Y | Y | Y | Y | Y | Y | Y |  |  | Y | Y
12 | Electrical | 11 |  | 31 | Portable Electrical Appliances | 102 | Portable Electrical Appliances | 5.8 Electrical installations | Pr_65_72 | Electrical power products and wiring accessories | TBC |  | Multiple |  | 0 | Pr_40_70 | Equipment | No match for this generalised Type | [24 empty] | Y | Y | Y | Y | Y | Y | Y |  |  | Y | Y
12 | Electrical | 11 |  | 28 |  | 96 | Compactor | 5.8 Electrical installations | Ss_50_80_80_96 | Waste compactor systems | TBC | Ss_50_70 | Waste water (drainage) storage, treatment and disposal systems |  | 0 | Pr_70_50_85 | Solid waste compactor products | Match |  | Y | [18 empty] | Y | Y | Y
13 | Standby Power | 12 | Standby Power | 32 | Standby Generator | 103 | Diesel Generator (Standby) | 5.8.5 Local electricity generation systems | Pr_60_70_65 | Power generators, engines and packaged combined heat and power (CHP) units | TBC | Ss_70_10 | Electrical power generation systems |  | 0 | Pr_60_70_65_41 | Internal combustion engines | Match |  | Y | [8 empty] | Y | [9 empty] | Y | Y | Y | Y | Y | Y | Y | Y | Y | Y | Y |  |  | Y | Y
13 | Standby Power | 12 |  | 33 | UPS System | 104 | UPS Unit (Large/Special Systems) Equipment Above 20KVA Rating | 5.8.5 Local electricity generation systems | Pr_60_70_64_93 | Uninterruptible power supply (UPS) units | TBC | Ss_70_10 | Electrical power generation systems |  | 1 | Pr_60_70_64_93 | Uninterruptible power supply (UPS) units | Match |  | Y | [8 empty] | Y | [9 empty] | Y | Y | Y | Y | Y | Y | Y | Y | Y | Y | Y |  |  | Y | Y
13 | Standby Power | 12 |  | 33 |  | 105 | UPS Unit (Small Systems) Equipment From 2KVA to 10KVA Rating | 5.8.5 Local electricity generation systems | Pr_60_70_64_93 | Uninterruptible power supply (UPS) units | TBC | Ss_70_10 | Electrical power generation systems |  | 1 | Pr_60_70_64_93 | Uninterruptible power supply (UPS) units | Match |  | Y | [8 empty] | Y | [9 empty] | Y | Y | Y | Y | Y | Y | Y | Y | Y | Y | Y |  |  | Y | Y
13 | Standby Power | 12 |  | 33 |  | 106 | UPS Rotary Unit | 5.8.5 Local electricity generation systems | Pr_60_70_65_34 | Generator sets | TBC | Ss_70_10 | Electrical power generation systems |  | 0 | Pr_60_70_64_93 | Uninterruptible power supply (UPS) units | The accepted definition of a rotary UPS is one that is driven by an engine, so would fall into the DRUPS description. |  | Y | [8 empty] | Y | [9 empty] | Y | Y | Y | Y | Y | Y | Y | Y | Y | Y | Y |  |  | Y | Y
14 | Water | 13 | Water | 34 | Tanks | 107 | Tank - Feed and Expansion | 5.4.1 Water installations | Pr_60_50_96 | Water tanks and cisterns | TBC |  | Multiple |  | 1 | Pr_60_50_96 | Water tanks and cisterns | Match |  | Y |  |  | Y |  |  |  | Y | [11 empty] | Y | Y | Y | Y | Y | Y | Y | Y | Y | Y | Y |  |  | Y | Y
14 | Water | 13 |  | 34 |  | 108 | Tank - Water Storage (non Potable) | 5.4.1 Water installations | Pr_60_50_96 | Water tanks and cisterns | TBC | Ss_50_70 | Waste water (drainage) storage, treatment and disposal systems |  | 1 | Pr_60_50_96 | Water tanks and cisterns | Match - need all these classifications? |  | Y | [18 empty] | Y | Y | Y |  | Y | Y | Y | Y | Y | Y | Y |  |  | Y | Y
14 | Water | 13 |  | 34 |  | 109 | Boosted Cold Water Break Tank | 5.4.1 Water installations | Pr_60_50_96 | Water tanks and cisterns | TBC | Ss_55_70 | Water distribution and supply systems |  | 1 | Pr_60_50_96 | Water tanks and cisterns | Match - need all these classifications? |  | Y |  |  | Y | [15 empty] | Y | Y | Y | Y | Y | Y | Y | Y | Y | Y | Y |  |  | Y | Y
14 | Water | 13 |  | 34 |  | 110 | Tank - Water Storage (Potable) | 5.4.1 Water installations | Pr_60_50_96 | Water tanks and cisterns | TBC | Ss_55_15_65 | Potable water tank systems |  | 1 | Pr_60_50_96 | Water tanks and cisterns | Match - need all these classifications? |  | Y | [18 empty] | Y | Y | Y |  | Y | Y | Y | Y | Y | Y | Y |  |  | Y | Y
14 | Water | 13 |  | 35 | Pumps | 111 | Sump Pumps (Submersible) | 5.4.1 Water installations | Pr_65_53_24_86 | Submersible pumps | TBC |  | Multiple |  | 0 | Pr_65_53 | Pump products | Match - need all these classifications? |  | Y | [18 empty] | Y | Y | Y | Y | Y | Y | Y | Y | Y | Y | Y |  |  | Y | Y
14 | Water | 13 |  | 35 |  | 112 | Packaged Cold Water Booster Set (B/D & D/D) | 5.4.1 Water installations | Ss_55_70_38_65 | Pumped cold water supply systems | TBC | Ss_55_70 | Water distribution and supply systems |  | 0 | Pr_65_53_86_66 | Pressure booster pumps | Match |  | Y |  |  | Y | Y |  |  | Y | [11 empty] | Y | Y | Y | Y | Y | Y | Y | Y | Y | Y | Y |  |  | Y | Y
14 | Water | 13 |  | 34 |  | 113 | Pumps (Various) | 5.4.1 Water installations | Pr_65_53 | Pump products | TBC | Ss_55_70 | Water distribution and supply systems |  | 1 | Pr_65_53 | Pump products | Match |  | Y |  |  | Y | Y |  |  | Y | [11 empty] | Y | Y | Y | Y | Y | Y | Y | Y | Y | Y | Y |  |  | Y | Y
14 | Water | 13 |  | 35 |  | 114 | Pumps (Circulating) | 5.4.1 Water installations | Pr_65_53_86_12 | Centrifugal pumps | TBC | Ss_55_70 | Water distribution and supply systems |  | 0 | Pr_65_53 | Pump products | Match |  | Y |  |  | Y | Y |  |  | Y | [11 empty] | Y | Y | Y | Y | Y | Y | Y | Y | Y | Y | Y |  |  | Y | Y
14 | Water | 13 |  | 36 | Pipework Systems And Outlets | 115 | Distribution Pipework And Control Valves | 5.4.1 Water installations | Ss_55_70 | Water distribution and supply systems | TBC | Ss_55_70 | Water distribution and supply systems | 1 |  |  | Multiple | Match |  |  |  |  | Y |  |  |  | Y | [11 empty] | Y | Y | Y | Y | Y | Y | Y | Y | Y | Y | Y |  |  | Y | Y
14 | Water | 13 |  | 36 |  | 116 | Drinking Fountain | 5.4.1 Water installations | Pr_40_20_87_24 | Drinking fountains | TBC | Ss_55_70 | Water distribution and supply systems |  | 1 | Pr_40_20_87_24 | Drinking fountains | Match | [20 empty] | Y | Y | Y | Y | Y | Y | Y | Y | Y | Y | Y |  |  | Y | Y
14 | Water | 13 |  | 36 |  | 117 | Shower Installation | 5.4.1 Water installations | SL_35_80_80 | Showers | TBC | Ss_55_70 | Water distribution and supply systems |  | 0 | Pr_40_20_60_78 | Shower enclosure packages | Match | [17 empty] | Y | Y | Y | Y | Y | Y |  | Y | Y | Y | Y | Y | Y | Y |  |  | Y | Y
14 | Water | 13 |  | 36 |  | 118 | Sanitary Ware | 5.4.1 Water installations | Pr_40_20 | Sanitary fittings and accessories | TBC | Ss_55_70 | Water distribution and supply systems |  | 1 | Pr_40_20 | Sanitary fittings and accessories | Match | [20 empty] | Y | Y | Y |  |  | Y | Y | Y | Y | Y | Y |  |  | Y | Y
14 | Water | 13 |  | 36 |  | 120 | Water Meter | 5.4.1 Water installations | Pr_80_51_51_97 | Water meters | TBC | Ss_55_70 | Water distribution and supply systems |  | 1 | Pr_80_51_51_97 | Water meters | Match |  | Y | [18 empty] | Y | Y | Y | Y | Y | Y | Y | Y | Y | Y | Y |  |  | Y | Y
15 | Fire | 14 | Fire | 37 | Fire Detection | 121 | Fire Alarm System | 5.12.1 Communication systems | Ss_75_50_28_29 | Fire detection and alarm systems | TBC | Ss_75_50_28_29 | Fire detection and alarm systems |  |  |  | Multiple | Match | [10 empty] | Y | Y | Y | Y | Y | Y | Y |  |  |  | Y | Y | Y |  | Y | Y | Y | Y | Y | Y | Y |  |  | Y | Y
15 | Fire | 14 |  | 38 | Fire Protection | 126 | Sprinkler Air Compressor | 5.11.2 Fire suppression systems | Ss_55_30_96_85 | Sprinkler systems | TBC | Ss_55_30_96_85 | Sprinkler systems | 1 |  | Pr_65_67_16_02 | Air compressors | Not sure what they mean by a sprinkler air compressor. |  | Y |  |  |  | Y | Y |  | Y | [11 empty] | Y | Y | Y | Y | Y | Y | Y | Y | Y | Y | Y |  |  | Y | Y
15 | Fire | 14 |  | 38 |  | 127 | Fire Dampers | 5.7.3 Smoke extract/control | Pr_65_65_24_30 | Fire dampers | TBC | Ss_75_50_28_29 | Fire detection and alarm systems |  | 0 | Pr_65_65_24 | Duct dampers | Match | [15 empty] | Y |  |  |  |  | Y | Y | Y |  |  | Y | Y | Y | Y | Y | Y |  |  | Y | Y
15 | Fire | 14 |  | 38 |  | 129 | Sprinkler Systems Fire Pumps and Control Valves | 5.11.2 Fire suppression systems | Ss_55_30_96_85 | Sprinkler systems | TBC | Ss_55_30_96_85 | Sprinkler systems | 1 |  |  | Multiple | 3 separate functions - covered by sprinkler system code - need to separate? |  | Y |  |  |  | Y | Y |  | Y | [11 empty] | Y | Y | Y |  |  | Y | Y | Y | Y | Y | Y |  |  | Y | Y
15 | Fire | 14 |  | 38 |  | 130 | Fire Fighting Equipment (Hose-Reel Booster Sets & Hose Reels) | 5.11.1 Fire fighting systems | Pr_65_54_30 | Fire fighting valves and devices | TBC | Ss_55_30 | Fire extinguishing systems |  | 0 | Pr_65_52_38_30 | Fire hose reels | Match | [20 empty] | Y | Y | Y |  |  | Y | Y | Y | Y | Y | Y |  |  | Y | Y
15 | Fire | 14 |  | 38 |  | 131 | Foam Inlet | 5.11.1 Fire fighting systems | Pr_60_55_31_30 | Foam inlet boxes | TBC | Ss_55_30 | Fire extinguishing systems |  | 0 | Pr_60_55_31_29 | Foam inlet adaptors | Match | [24 empty] | Y | Y | Y | Y | Y | Y | Y |  |  | Y | Y
15 | Fire | 14 |  | 38 |  | 132 | Fire Extinguishers | 5.11.1 Fire fighting systems | Pr_40_50_28 | Extinguishers and fire blankets | TBC | Ss_55_30 | Fire extinguishing systems |  | 1 | Pr_40_50_28 | Extinguishers and fire blankets | Several types in U2015 |  | Y | [14 empty] | Y | [8 empty] | Y | Y | Y | Y | Y | Y |  |  | Y | Y
15 | Fire | 14 |  | 38 |  | 133 | Fire Blankets | 5.11.1 Fire fighting systems | Pr_40_50_28_29 | Fire protective blankets | TBC | Ss_55_30 | Fire extinguishing systems |  | 0 | Pr_40_50_28 | Extinguishers and fire blankets | Match
15 | Fire | 14 |  | 38 |  | 134 | Dry Risers | 5.11.1 Fire fighting systems | Pr_65_54_30_24 | Dry riser landing valves | TBC | Ss_55_30_96_25 | Dry riser systems |  | 0.5 |  | Multiple | Match | [24 empty] | Y | Y | Y | Y | Y | Y | Y |  |  | Y | Y
15 | Fire | 14 |  | 38 |  | 136 | Fire Hydrants | 5.11.1 Fire fighting systems | Pr_70_55_97_01 | Above-ground fire hydrants | TBC | Ss_55_30 | Fire extinguishing systems |  | 1 | Pr_70_55_97_01 | Above-ground fire hydrants | Match | [24 empty] | Y | Y | Y | Y | Y | Y | Y |  |  | Y | Y
15 | Fire | 14 |  | 38 |  | 137 | Fire Suppression Systems | 5.11.2 Fire suppression systems | Pr_65_54_30 | Fire fighting valves and devices | TBC | Ss_55_30 | Fire extinguishing systems |  | 0 |  | Multiple | There are possibly some other types of suppression system in use that are not covered by the previous items |  | Y | [6 empty] | Y | [6 empty] | Y | Y |  |  |  | Y | Y | Y |  | Y | Y | Y | Y | Y | Y | Y |  |  | Y | Y
15 | Fire | 14 |  | 38 |  | 138 | Fire Shutters | 5.11.2 Fire suppression systems | Pr_30_59_57_29 | Fire break shutters | TBC | Ss_25_30_20 | Door, shutter and hatch systems |  | 1 | Pr_30_59_57_29 | Firebreak shutters | MW Fire doors / shutters was combined. If intent is fire-rated shutters - then Uniclass seems right | [15 empty] | Y |  |  |  |  | Y | Y | Y |  | Y | Y | Y | Y | Y | Y | Y |  |  | Y | Y
15 | Fire | 14 |  | 38 |  | 139 | Door Holding Devices | 5.11.2 Fire suppression systems | Pr_30_36_59_15 | Controlled door closers | TBC | Ss_25_30_20 | Door, shutter and hatch systems |  | 0 | Pr_30_36_59 | Opening hardware | Match | [15 empty] | Y |  |  |  |  | Y | Y | Y |  | Y | Y | Y | Y | Y | Y | Y
15 | Fire | 14 |  | 38 |  | 140 | Automatic Plant Fire Interfaces | 5.11.2 Fire suppression systems | Pr_75_75_30_31 | Fire detection and alarm power supply equipmen | TBC | Ss_75_50_28_29 | Fire detection and alarm systems |  | 0 |  | Multiple | Not perfect match | [15 empty] | Y |  |  |  |  | Y | Y | Y |  |  | Y | Y | Y | Y | Y | Y
15 | Fire | 14 |  | 37 |  | 122 | Cell Smoke Detection Systems | 5.12.1 Communication systems | Pr_75_75_30 | Fire alarm detection devices and control equipment | TBC | Ss_75_50_28_29 | Fire detection and alarm systems |  | 0 |  | Multiple | Yes-Cell smoke detection is just part of the building fire alarm system | [13 empty] | Y |  | Y |  |  |  |  | Y | Y | Y |  | Y | Y | Y | Y | Y | Y | Y
15 | Fire | 14 |  | 37 |  | 123 | Heat Detectors | 5.12.1 Communication systems | Pr_75_75_30 | Fire alarm detection devices and control equipment | TBC | Ss_75_50_28_29 | Fire detection and alarm systems |  | 0 | Pr_75_75_30_64 | Point heat detectors | COBie2 fields will identify type | [13 empty] | Y |  | Y | [9 empty] | Y | Y | Y | Y | Y | Y
15 | Fire | 14 |  | 37 |  | 124 | CO Detectors | 5.12.1 Communication systems | Pr_75_50_76_12 | Carbon monoxide detectors | TBC | Ss_75_50_28_29 | Fire detection and alarm systems |  | 1 | Pr_75_50_76_12 | Carbon monoxide detectors | CO - carbon monoxide is a type of fire detection (CO2 - carbon dioxide is not)
15 | Fire | 14 |  | 37 |  | 125 | Firemans switch | 5.8.1 Electrical installations | Pr_60_70_48_30 | Fireman’s emergency switches | TBC | Ss_75_50_28_29 | Fire detection and alarm systems |  | 1 | Pr_60_70_48_30 | Fireman’s emergency switches | Duplicate (listed in Security & Comms Systems & Equipment) | [25 empty] | Y | Y | Y
15 | Fire | 14 |  | 38 |  | 128 | Smoke Vents and Positive Pressure Systems | 5.11.2 Fire suppression systems | Ss_65_40_80_80 | Smoke and heat exhaust ventilation systems | TBC | Ss_65_40_80 | Smoke extract and control systems | 0 |  | Pr_70_65_82 | Smoke and heat exhaust ventilators | I think by by `positive pressure systems' the reference is to an alternative method of smoke and heat exhaust ventilation. 2 separate functions vent exhaust and positive inlet pressure booster sets Pr_65_53_96_66
15 | Fire | 14 |  | 38 |  | 135 | Wet Risers | 5.11.2 Fire suppression systems | Ss_55_30_96_97 | Wet riser systems | TBC | Ss_55_30_96_97 | Wet riser systems | 1 |  |  | Multiple | Match
15 | Fire | 14 |  |  |  |  | Fire door sets | 5.11.2 Fire suppression systems | Pr_30_59_24 | Fire door sets | TBC | [6 empty] | MW New Row Entry
15 | Fire | 14 | [5 empty] | 5.11.2 Fire suppression systems | EF_25_30 | Doors and windows | TBC | [6 empty] | Match
16 | Waste And Drainage | 15 | Waste And Drainage | 39 | Sewage Pumps | 141 | Sewage Ejectors, Pumped Waste System and Sundry Pumps | 5.3.1 Disposal installations | Pr_70_55_76 | Sewage treatment plant | TBC | Ss_50_70 | Waste water (drainage) storage, treatment and disposal systems |  | 0.5 |  | Multiple | Match - a few to choose from, but plant covers the lot |  | Y |  |  |  | Y | Y |  | Y | [11 empty] | Y | Y | Y | Y | Y | Y | Y | Y | Y | Y | Y |  |  | Y | Y
16 | Waste And Drainage | 15 |  | 40 | Interceptor Chamber | 142 | Petrol/Oil Interceptors | 5.3.1 Disposal installations | Pr_65_52_25_60 | Petrol interceptors | TBC | Ss_50_70 | Waste water (drainage) storage, treatment and disposal systems |  | 1 | Pr_65_52_25_60 | Petrol interceptors | Match | [20 empty] | Y | Y | Y |  |  | Y | Y | Y | Y | Y | Y |  |  | Y | Y
16 | Waste And Drainage | 15 |  | 41 | Sewage Treatment Plant | 143 | Water and Sewage treatment units (e.g. Satec Unit) | 5.3.1 Disposal installations | Pr_70_55_76 | Sewage treatment plant | TBC | Ss_50_70 | Waste water (drainage) storage, treatment and disposal systems |  | 1 | Pr_70_55_76 | Sewage treatment plant | Match |  | Y | [18 empty] | Y | Y | Y |  |  | Y | Y | Y | Y | Y | Y |  |  | Y | Y
16 | Waste And Drainage | 15 |  | 42 | Toilet Services | 144 | Macerator | 5.3.1 Disposal installations | Pr_65_53_96_50 | Macerator | TBC | Ss_50_70 | Waste water (drainage) storage, treatment and disposal systems |  | 1 | Pr_65_53_96_50 | Macerator | Match |  | Y | [18 empty] | Y | Y | Y |  | Y | Y | Y | Y | Y | Y | Y |  |  | Y | Y
16 | Waste And Drainage | 15 |  | 42 |  | 145 | Vertical and Horizontal drainage stacks | 5.3.1 Disposal installations | Ss_50_30_04_95 | Above ground external stack wastewater drainage systems | TBC | Ss_50_30 | Drainage collection and distribution systems | 0 |  |  | Multiple | Match | [20 empty] | Y | Y | Y |  | Y | Y | Y | Y | Y | Y | Y |  |  | Y | Y
16 | Waste And Drainage | 15 |  | 43 | Rainwater Harvesting | 146 | Rainwater Harvesting | 5.3.1 Disposal installations | Ss_50_70_85_70 | SuDS rainwater harvesting systems | TBC | Ss_50_30 | Drainage collection and distribution systems | 0 |  | Pr_60_50_96_70 | Rainwater storage butts | Match |  | Y | [18 empty] | Y | Y | Y |  | Y | Y | Y | Y | Y | Y | Y |  |  | Y | Y
17 | Kitchen Services | 16 | Kitchen Services | 44 | Catering Eqpt | 147 | Kitchen Equipment (Food Preparation) | 4.1 Fittings, furnishings and equipment | Ss_40_45_37_45 | Kitchen FF&E systems | TBC | Ss_40_15 | General fittings, furnishings and equipment (FF&E) systems | 0 |  | Pr_40_70_24 | Domestic cooking equipment | Match |  |  | Y | Y | [16 empty] | Y | Y | Y |  | Y | Y | Y | Y | Y | Y | Y |  |  | Y | Y
17 | Kitchen Services | 16 |  | 44 |  | 148 | Microwave Oven/Combined Oven | 4.1 Fittings, furnishings and equipment | Pr_40_70_24_51 | Microwave ovens | TBC | Ss_40_15 | General fittings, furnishings and equipment (FF&E) systems |  | 1 | Pr_40_70_24_51 | Microwave ovens | Match |  |  |  | Y | [16 empty] | Y | Y | Y |  | Y | Y | Y | Y | Y | Y | Y |  |  | Y | Y
17 | Kitchen Services | 16 |  | 44 |  | 149 | Refrigerator and Freezer (Food & Exhibits) | 4.1 Fittings, furnishings and equipment | Pr_40_70_31 | Food refrigerators and freezers | TBC | Ss_40_15 | General fittings, furnishings and equipment (FF&E) systems |  | 1 | Pr_40_70_31 | Food refrigerators and freezers | Match |  |  | Y |  | Y | [15 empty] | Y | Y | Y |  | Y | Y | Y | Y | Y | Y | Y |  |  | Y | Y
17 | Kitchen Services | 16 |  | 44 |  | 150 | Winged Insect Killer | 4.1 Fittings, furnishings and equipment | Pr_40_30_22_66 | Powered ultraviolet light traps | TBC | Ss_40_15 | General fittings, furnishings and equipment (FF&E) systems |  | 1 | Pr_40_30_22_66 | Powered ultraviolet light traps | Match | [20 empty] | Y | Y | Y |  | Y | Y | Y | Y | Y | Y | Y |  |  | Y | Y
17 | Kitchen Services | 16 |  | 44 |  | 154 | Waste Disposal Unit | 4.1 Fittings, furnishings and equipment | Pr_40_70_22_31 | Food waste disposal units | TBC | Ss_40_15 | General fittings, furnishings and equipment (FF&E) systems |  | 0 | Pr_40_50_07 | Bins and buckets | Note that the SD team have serious concerns about use of food waste disposal equipment and the impact on sewers and the environment |  | Y | [18 empty] | Y | Y | Y |  | Y | Y | Y | Y | Y | Y | Y |  |  | Y | Y
17 | Kitchen Services | 16 |  | 44 |  | 151 | Cold Counter and display servery cabinet | 4.1 Fittings, furnishings and equipment | Pr_40_30_30_79 | Servery counters | TBC | Ss_40_15 | General fittings, furnishings and equipment (FF&E) systems |  | 1 | Pr_40_30_30_79 | Servery counters | Match |  |  | Y | [17 empty] | Y | Y | Y
17 | Kitchen Services | 16 |  | 44 |  | 152 | Hot counter and display servery cabinet | 4.1 Fittings, furnishings and equipment | Pr_40_30_30_79 | Servery counters | TBC | Ss_40_15 | General fittings, furnishings and equipment (FF&E) systems |  | 1 | Pr_40_30_30_79 | Servery counters | Match | [20 empty] | Y | Y | Y
17 | Kitchen Services | 16 |  | 44 |  | 153 | Dishwasher | 4.1 Fittings, furnishings and equipment | Pr_40_70_21 | Dishwashers | TBC | Ss_40_15 | General fittings, furnishings and equipment (FF&E) systems |  | 1 | Pr_40_70_21 | Dishwashers | Match |  | Y | [18 empty] | Y | Y | Y
18 | Security & Comms Systems & Equipment | 17 | Security & Comms Systems & Equipment | 45 | Comms Systems | 155 | Fireman’s emergency switches | 5.8.1 Electrical installations | Pr_60_70_48_30 | Fireman’s emergency switches | TBC | Ss_75_50_28_29 | Fire detection and alarm systems |  | 1 | Pr_60_70_48_30 | Fireman’s emergency switches | Match | [10 empty] | Y | [9 empty] | Y | Y | Y |  | Y | Y | Y | Y | Y | Y | Y |  |  | Y | Y
18 | Security & Comms Systems & Equipment | 17 |  | 45 |  | 156 | Audio Induction and Hearing Loops Systems | 5.8.1 Electrical installations | Pr_70_75_36 | Hearing and assisted listening products | TBC | Ss_75_10_68_68 | Public address systems |  | 1 | Pr_70_75_36 | Hearing and assisted listening products | Match | [10 empty] | Y | [9 empty] | Y | Y | Y |  | Y | Y | Y | Y | Y | Y | Y |  |  | Y | Y
18 | Security & Comms Systems & Equipment | 17 |  | 45 |  | 157 | Public Address/Intercom Systems | 5.8.1 Electrical installations | Ss_75_10_68_68 | Public address systems | TBC | Ss_75_10_68_68 | Public address systems | 1 |  |  | Multiple | Listed separately Intercom: Ss_75_40_02_05 | [10 empty] | Y | [9 empty] | Y | Y | Y |  | Y | Y | Y | Y | Y | Y | Y |  |  | Y | Y
18 | Security & Comms Systems & Equipment | 17 |  | 45 |  | 158 | Radio Communication Masts And Tower | 5.8.1 Electrical installations | En_75_10_16 | Broadcast communications masts and towers | TBC | Ss_75_10_70_70 | Radio distribution systems |  |  |  | Multiple | Match | [10 empty] | Y | [9 empty] | Y | Y | Y |  |  | Y | Y | Y | Y | Y | Y |  |  | Y | Y
18 | Security & Comms Systems & Equipment | 17 |  | 45 |  | 159 | Television Aerial Distribution Systems | 5.8.1 Electrical installations | Ss_75_10_70_88 | Television distribution systems | TBC | Ss_75_10_70_88 | Television distribution system | 1 |  |  | Multiple | [21 empty] | Y | Y | Y |  |  | Y | Y | Y | Y | Y | Y |  |  | Y | Y
18 | Security & Comms Systems & Equipment | 17 |  | 45 |  | 160 | Card/Code and Digital Access Control Systems | 5.8.1 Electrical installations | Ss_75_40_02 | Access control systems | TBC | Ss_75_40_02 | Access control systems | 1 |  |  | Multiple | About 6 to choose from card, pushpad etc | [10 empty] | Y | [9 empty] | Y | Y | Y |  | Y | Y | Y | Y | Y | Y | Y |  |  | Y | Y
18 | Security & Comms Systems & Equipment | 17 |  | 45 |  | 161 | Closed Circuit Television Systems CCTV | 5.8.1 Electrical installations | Pr_60_75_86 | Surveillance cameras, monitors and ancillaries | TBC | Ss_75_40_53_86 | Surveillance systems |  | 0.5 |  | Multiple | Match | [10 empty] | Y | [9 empty] | Y | Y | Y |  | Y | Y | Y | Y | Y | Y | Y |  |  | Y | Y
18 | Security & Comms Systems & Equipment | 17 |  | 45 |  | 162 | Security & Services Alarm Panels (SAS Panels) and Building Guarding Systems | 5.8.1 Electrical installations | Pr_75_75_42_41 | Intruder alarm panels | TBC | Ss_75_40_75 | Security detection alarm systems |  | 0.5 |  | Multiple | Match | [10 empty] | Y | [9 empty] | Y | Y | Y |  | Y | Y | Y | Y | Y | Y | Y |  |  | Y | Y
18 | Security & Comms Systems & Equipment | 17 |  | 45 |  | 163 | Personal Attack & Intruder Alarm Systems | 5.8.1 Electrical installations | Ss_75_40_75_40 | Intruder detection and alarm systems | TBC | Ss_75_40_75 | Security detection alarm systems | 1 |  |  | Multiple | Personal Attack systema and Intruder Detection Systems are very different items and should probably be listed separately | [10 empty] | Y | [9 empty] | Y | Y | Y |  | Y | Y | Y | Y | Y | Y | Y |  |  | Y | Y
19 | Access Control | 18 | Access Control | 46 | Auto/Manual Doors | 164 | Door - Manual Shutter Type (Horizontal Moving) | 5.12.2 Security systems | Pr_30_59_24_50 | Manual revolving doorsets | TBC | Ss_25_30_20 | Door, shutter and hatch systems |  | 0 | Pr_30_59_24_81 | Sliding folding shutter doorsets | Match | [20 empty] | Y | Y | Y |  | Y | Y | Y | Y | Y | Y | Y |  |  | Y | Y
19 | Access Control | 18 |  | 46 |  | 165 | Door - Power Operated Shutter Type Doors and Gates | 5.12.2 Security systems | Pr_30_59_24_81 | Sliding folding shutter doorsets | TBC | Ss_25_30_20 | Door, shutter and hatch systems |  | 0 | Pr_30_59_24_81 | Sliding folding shutter doorsets | Match |  | Y | [18 empty] | Y | Y | Y |  | Y | Y | Y | Y | Y | Y | Y |  |  | Y | Y
19 | Access Control | 18 |  | 46 |  | 166 | Door - Power Operated - Sliding | 5.12.2 Security systems | Pr_75_30_23_05 | Automatic sliding door operators | TBC | Ss_25_30_20 | Door, shutter and hatch systems |  | 0 | Pr_30_59_24_80 | Sliding door and partition sets | Match |  | Y | [18 empty] | Y | Y | Y |  | Y | Y | Y | Y | Y | Y | Y |  |  | Y | Y
19 | Access Control | 18 |  | 46 |  | 167 | Door - Power Operated - Revolving | 5.12.2 Security systems | Pr_30_59_23_98 | Automatic revolving doorsets | TBC | Ss_25_30_20 | Door, shutter and hatch systems |  | 0 | Pr_30_59_24_04 | Automatic revolving doorsets | Match |  | Y | [18 empty] | Y | Y | Y |  | Y | Y | Y | Y | Y | Y | Y
19 | Access Control | 18 |  | 46 |  | 168 | Door - Power Operated - Rapid Roll Type | 5.12.2 Security systems | Ss_25_30_21 | Door, shutter and hatch systems | TBC | Ss_25_30_20 | Door, shutter and hatch systems | 0 |  | Pr_30_59_24_73 | Roller shutter sets | Match |  | Y | [18 empty] | Y | Y | Y |  | Y | Y | Y | Y | Y | Y | Y |  |  | Y | Y
19 | Access Control | 18 |  | 46 |  | 169 | Door - Power Operated - Vertically Moving | 5.12.2 Security systems | Ss_25_30_21 | Door, shutter and hatch systems | TBC | Ss_25_30_20 | Door, shutter and hatch systems | 0 |  | Pr_30_59_24_75 | Sectional overheard doorsets | Match |  | Y | [18 empty] | Y | Y | Y |  | Y | Y | Y | Y | Y | Y | Y |  |  | Y | Y
19 | Access Control | 18 |  | 47 | Vehicular Control | 170 | Powered Gates | 5.12.2 Security systems | En_32_85_15 | Control gates | TBC | Ss_25_32 | Gate access systems |  |  | Pr_30_59_34 | Gates and turnstiles | Match |  | Y |  |  |  | Y |  |  |  |  | Y | [9 empty] | Y | Y | Y |  | Y | Y | Y | Y | Y | Y | Y |  |  | Y | Y
19 | Access Control | 18 |  | 47 |  | 171 | Traffic Barriers | 5.12.2 Security systems | Pr_30_59_59 | Operable vehicular barriers | TBC | Ss_25_36 | Operable traffic barrier systems |  | 0 | Pr_25_30_86 | Surface level traffic control products | Match |  | Y |  |  |  | Y |  |  |  |  | Y | [9 empty] | Y | Y | Y |  | Y | Y | Y | Y | Y | Y | Y |  |  | Y | Y
19 | Access Control | 18 |  | 47 |  | 172 | Traffic Hydraulic Ramps and Poles | 5.12.2 Security systems | Ss_25_36_95_40 | Hydraulic ramp systems | TBC | Ss_25_36 | Operable traffic barrier systems | 0 |  | Pr_25_30_86 | Surface level traffic control products | Match |  | Y |  |  |  | Y | Y |  | Y |  | Y | [9 empty] | Y | Y | Y |  | Y | Y | Y | Y | Y | Y | Y |  |  | Y | Y
20 | Building Fabric | 19 | Building Fabric | 48 | External Structures | 173 | Flagpoles and Flagstaffs | 4.1.3 Special purpose fittings, furnishings and equipment | Pr_40_30_31 | Flagpoles | TBC | Ss_40_10 | Signage systems |  | 1 | Pr_40_30_31 | Flagpoles | Match | [25 empty] | Y | Y | Y | Y | Y | Y |  |  | Y | Y
20 | Heating | 4 |  | 50 | Detection Systems | 179 | Gas Detection System | 5.12 Communication, security and control systems | Ss_75_50_28_32 | Flow sample gas detection and alarm systems | TBC | Ss_75_40_75 | Security detection alarm systems | 0 |  | Pr_75_50_76_33 | Gas detectors | Changed from System ID 20 to 4. Not sure if the Uniclass and Asset description match. I suspect Gas Detection System is for detecting the escape of gas and raising an alarm | [20 empty] | Y | Y | Y |  | Y
20 | Specialist | 20 | Specialist | 49 | Gymnasium Equipment | 178 | Gymnasium Equipment | 4.1.3 Special purpose fittings, furnishings and equipment | Ss_40_70_55_35 | Gymnastics and exercising equipment systems | TBC | Ss_40_15 | General fittings, furnishings and equipment (FF&E) systems | 0 |  | Pr_40_70_84 | Sports eqipment | Match | [20 empty] | Y | Y | Y |  | Y | Y | Y | Y | Y | Y | Y |  |  | Y | Y
20 | Building Fabric | 19 |  | 48 |  | 174 | Gutters, Gullies and Downpipes | 2.3 Roof | Pr_65_50_35 | Gutters and accessories | TBC | Ss_50_30 | Drainage collection and distribution systems |  | 0 | Pr_65_50 | Gutters and fitting products | Floor level drainage gullies and channels Pr_65_52_24
20 | Building Fabric | 19 |  | 48 |  | 175 | Internal and External Inspection Chambers / Manholes covers | 8 External works | Pr_65_52_01_01 | Access and inspection chambers | TBC | Ss_50_30 | Drainage collection and distribution systems |  | 1 | Pr_65_52_01_01 | Access and inspection chambers | External works as could be drawpits etc NB; manhole covers and frames Pr_65_52_01_50 are another product section
20 | Building Fabric | 19 |  | 48 |  | 176 | Barriers and Edge Protection | 2.4 Stairs and ramps | Pr_20_85_07 | Barrier rails | TBC | Ss_35_10_30 | Fixed utilitarian access systems |  | 0 | Pr_25_30_36 | Handrails | Also 2.4 includes balustrades and handrails
20 | Building Fabric | 19 |  | 48 |  | 177 | Permanatly installed Ladders and Walkways | 2.4 Stairs and ramps | Pr_25_30_85 | Stair and ladder units | TBC | Ss_35_10_30 | Fixed utilitarian access systems |  | 0 | Pr_25_30 | Fixed access products
Note on K31: Marzia: it is a combination of more producuts Radiators Pr_70_60_36_73 Natural convectors Pr_70_60_36_56
Note on K149: Marzia: there is the system Above ground internal stack wastewater drainage systems Ss_50_30_04_97

## NRM1 Soft Copy
NRM 1 Group Element | NRM1 Element Code | NRM1 Definition
0 Facilitating works | 0.1 Toxic/hazardous/contaminated material treatment | Heading
0 Facilitating works | 0.2 Major demolition works | Heading
0 Facilitating works | 0.3 Temporary support to adjacent structures | Heading
0 Facilitating works | 0.4 Specialist groundworks | Heading
0 Facilitating works | 0.5 Temporary diversion works | Heading
0 Facilitating works | 0.6 Extraordinary site investigation works | Heading
1 Substructure | 1.1 Substructure | Standard, specialist foundations, lowest floor construction, basement retaining walls
2 Superstructure | 2.1 Frame | Steel frames, fixings, decks, fire protection, concrete casings, columns and beams, timber frames, specialist frames
2 Superstructure | 2.2 Upper floors | Reinforced and post tensioned concrete, decks, structural timber, screeds, balconies
2 Superstructure | 2.3 Roof | Roof structure, coverings, specialist roof systems, roof drainage, rooflights, skylights, openings and 'features'
2 Superstructure | 2.4 Stairs and ramps | Stair / ramps structures and finishes, landings, balustrades and handrails, ladders, chutes, slides
2 Superstructure | 2.5 External walls | External enclosing walls above and below ground level, fixed solar / rain screening, external soffits, subsidiary walls, balustrades and proprietary balconies (part of wall structure) façade access/cleaning systems
2 Superstructure | 2.6 Windows and external doors | External windows, doors, openings for ventilation, light or access
2 Superstructure | 2.7 Internal walls and partitions | Internal walls and fixed / moveable partitions, internal balustrades and handrails, cubicles
2 Superstructure | 2.8 Internal doors | Doors, hatches, shutters and grilles and other openings in internal walls and partitions.
3 Internal finishes | 3.1 Wall finishes | Applied finishes to internal wall surfaces, including specialist wall finishes for sports, public amenities and the like.
3 Internal finishes | 3.2 Floor finishes | Applied finishes to floor surfaces. Including specialist floors to sports facilities, public amenities and the like. Raised access floors for services distribution
3 Internal finishes | 3.3 Ceiling finishes | Applied finishes to ceiling surfaces, including specialist ceiling finishes to sports facilities, public amenities and the like. False ceilings, cornice, coving, demountable suspended ceilings
4 Fittings, furnishings and equipment | 4.1 Fittings, furnishings and equipment | Heading
4 Fittings, furnishings and equipment | 4.1.1 General fittings, furnishings and equipment | Furnishings, fittings and equipment fixed to the building fabric or provided loose within the building.
4 Fittings, furnishings and equipment | 4.1.2 Domestic Kitchen fittings and equipment | Domestic kitchen units and equipment of all kinds.
4 Fittings, furnishings and equipment | 4.1.3 Special purpose fittings, furnishings and equipment | Furnishings, fittings and non-mechanical or non-electrical equipment ‘Special’ as designed for a particular purpose / specialist supplier
4 Fittings, furnishings and equipment | 4.1.4 Signs / Notices | Directories, notice boards, letters, signs, plaques, symbols and emblems of all kinds for identification and directional purposes within or attached to the building.
4 Fittings, furnishings and equipment | 4.1.5 Works of Art | Objects d’art and other ornamental and decorative features within or attached to the building.
4 Fittings, furnishings and equipment | 4.1.6 Non-mechanical and non-electrical equipment | Non-mechanical and non-electrical equipment for use within or to enter the building. E.g. removeable ladders
4 Fittings, furnishings and equipment | 4.1.7 Internal planting | Natural and artificial planting in internal environments, including containers
4 Fittings, furnishings and equipment | 4.1.8 Bird and vermin control | Installations and equipment to repel or trap or otherwise control birds or vermin which may be a nuisance or danger to health.
5 Services | 5.1 Sanitary installations | Heading
5 Services | 5.1.1 Sanitary installations | Appliances for health, hygiene and personal washing, together with their accessories.
5 Services | 5.1.2 Sanitary ancillaries | Bathroom, toilet and shower fittings
5 Services | 5.2 Services equipment | Heading
5 Services | 5.2.1 Services equipment | Catering equipment designed for use in provision of food and drink on a communal or commercial scale.
5 Services | 5.3 Disposal installations | Heading
5 Services | 5.3.1 Disposal installations | Foul piped (above ground) water drainage systems from sanitary appliances, sinks, and kitchen appliances to the first underground drain connection.
5 Services | 5.3.2 Chemical, toxic and industrial liquid waste drainage | Separate piped waste disposal systems where the waste needs special treatment or separate storage before disposal from appliance or equipment to external face of the external wall to the building.
5 Services | 5.3.3 Refuse disposal | Refuse chutes, incineration plant and the like.
5 Services | 5.4 Water installations | Heading
5 Services | 5.4.1 Water installations | Mains water supply; piped water supply systems from point of entry into building to appliance or equipment.
5 Services | 5.4.2 Cold water distribution | Piped water supply systems to distribute cold water from point of storage to user point. – Internal rainwater harvesting systems and piped water supply systems to distribute cold water from point of storage, including storage tanks, to user point.
5 Services | 5.4.3 Hot water distribution | Piped water supply systems to distribute hot water to sanitary appliances, sinks, equipment and other appliances and to distribute mixed water to water heaters and equipment.
5 Services | 5.4.4 Local hot water distribution | Systems where hot water is generated in the vicinity of the appliance being served.
5 Services | 5.4.5 Steam and condensate distribution | Steam distribution and condensate return pipelines to and from services equipment within the building.
5 Services | 5.5 Heat source | Heading
5 Services | 5.5.1 Heat source | A heat source supplying heat to one or more heating systems.
5 Services | 5.6 Space heating and air conditioning | Heading
5 Services | 5.6.1 Space heating and air conditioning | Systems where heating is generated at a central point and distributed to the spaces and/or locations being treated.
5 Services | 5.6.2 Local heating | Systems where heating is generated in or adjacent to the space or location to be treated.
5 Services | 5.6.3 Central cooling | Systems where cooling is performed at a central point and distributed to the spaces and/or locations being treated.
5 Services | 5.6.4 Local cooling | Systems where cooling is performed in or adjacent to the space or location to be treated.
5 Services | 5.6.5 Central heating and cooling | Combined systems where heating and cooling are performed at a central point and distributed to the spaces and locations being treated.
5 Services | 5.6.6 Local heatings and cooling | Combined systems where heating and cooling are performed in or adjacent to the space to be treated.
5 Services | 5.6.7 Central air conditioning | Systems where air treatment is performed at a central point and air is distributed to the spaces and locations being treated.
5 Services | 5.6.8 Local air conditioning | Systems where air treatment is performed in or adjacent to the space to be treated.
5 Services | 5.7 Ventilation | Heading
5 Services | 5.7.1 Central ventilation | Air movement systems removing vitiated air from spaces and/or supplying fresh outside air to spaces. No environmental control or air treatment except filtration when required.
5 Services | 5.7.2 Local and special ventilation | Local and special air movement systems removing vitiated air from spaces and/or supplying fresh outside air to spaces. No environmental control or air treatment except filtration when required.
5 Services | 5.7.3 Smoke extract/control | Air movement and pressurisation systems for removing and controlling the build-up of smoke arising from a fire, and to assist in procuring the safety of personnel and in maintaining safe escape routes.
5 Services | 5.8 Electrical installations | Heading
5 Services | 5.8.1 Electrical installations | The distribution of LV electricity from (and including) the building main switchgear panel to (and including) the area distribution boards.
5 Services | 5.8.2 Power installations | Sub-circuit power installations from sub-distribution boards terminating at socket outlets, fuse connection units and other accessories. Including final connections to permanent mechanical and electrical equipment.
5 Services | 5.8.3 Lighting Installations | Sub-circuit installations from sub-distribution boards to provide lighting.
5 Services | 5.8.4 Specialist lighting Installations | Specialist or special effects internal illumination systems.
5 Services | 5.8.5 Local electricity generation systems | Local generation equipment for the production of electrical energy, including emergency and or standby generator plant. Systems using the natural elements (i.e. wind and sun) to generate energy.
5 Services | 5.8.6 Earth and bonding systems | Systems for the transfer of electrical current to earth, to protect personnel, buildings, structure, plant and equipment in the case of electrical fault within the electricity supply system. Also to protect against interference from electromagnetic fields and electromagnetic forces.
5 Services | 5.9 Fuel installations | Heading
5 Services | 5.9.1 Fuel installations | Storage tanks and vessels, for gas, oil, petrol, diesel or liquefied petroleum gas (LPG).
5 Services | 5.9.1 Fuel distribution systems | Piped gas supply systems taking gas from point of mains connection within building and distributing to user points.
5 Services | 5.10 Lift and conveyor installations | Heading
5 Services | 5.10.1 Lift and conveyor installations | Electro-mechanical or electro-hydraulic installations for the conveyance of persons, goods or equipment from one level to another in a vertical plane; and Permanently fixed lifting equipment, either electro-mechanical or hydraulically operated, for the raising or lowering of persons, goods or equipment.
5 Services | 5.10.2 Escalators | Electro-mechanical systems for the conveyance of persons from one level to another by means of a continually moving stairway.
5 Services | 5.10.3 Moving pavements | Electro-mechanical systems for the conveyance of persons from one place to another by means of a moving flat strip of pavement either level or inclined to elevate from one level to another.
5 Services | 5.10.4 Powered stairlifts | Electro-mechanical systems, fixed to the wall or balustrade of a staircase, for the conveyance of persons with impaired mobility from one level to another.
5 Services | 5.10.5 Conveyors | Systems for the mechanical conveyance of goods between two or more points.
5 Services | 5.10.6 Dock levellers and scissor lifts | Localised lifting systems for goods and people.
5 Services | 5.10.7 Cranes and unenclosed hoists | Cranes and unenclosed hoists for the lifting and movement of heavy goods and equipment.
5 Services | 5.10.8 Car lifts, car stacking systems, turntables and the like | Vehicle lifting, storage and moving systems.
5 Services | 5.10.9 Document handling systems | Specialist document handling/delivery systems, warehouse picking systems and the like.
5 Services | 5.10.9 Document handling systems | Heading
5 Services | 5.10.10 Other lift and conveyor installations | Transport systems not covered by sub-elements 5.11.1 to 5.11.10.
5 Services | 5.11 Fire and lightning protection | Heading
5 Services | 5.11.1 Fire fighting systems | Piped distribution systems within the confines of the building for fire fighting purposes.
5 Services | 5.11.2 Fire suppression systems | Piped distribution systems within the confines of the building for fire fighting purposes.
5 Services | 5.11.3 Lightning protection | Lightning protection installations.
5 Services | 5.12 Communication, security and control systems | Heading
5 Services | 5.12.1 Communication systems | Systems for communicating, including visual, audio and data installations.
5 Services | 5.12.2 Security systems | Observation and access control installations and the like.
5 Services | 5.12.3 Central control/building management systems | Control systems which, from a central remote location, provide means for controlling and reporting on the performance of the operational systems of a building.
5 Services | 5.13 Specialist installations | Heading
5 Services | 5.13.1 Specialist piped supply installations | Piped gas supply systems of high purity (e.g. oxygen or nitrous oxide) systems providing suction for vacuum cleaning and collection facilities. Water supply systems where the water is treated to obtain a high degree of purity for special use and application. Systems for the treatment and circulation of water for swimming pools. Compressed air, negative pressure pnematic controls or of a specialist nature
5 Services | 5.13.2 Specialist refrigeration systems | Specialist refrigeration systems, cold rooms, walk in freezers, cooling towers and the like
5 Services | 5.13.2 Specialist mechanical installations | Specialist installations not covered by elements 5.1 to 5.12 or sub-elements 5.13.1 to 5.13.4.
5 Services | 5.13.4 Specialist electical/electronic installations | Specialist electrical and electronic installation or and systems.
5 Services | 5.13.5 Water features | Water systems for display or decorative purposes involving the movement of water.
5 Services | 5.14 Builder’s work in connection with services | Heading
5 Services | 5.14.1 Builder’s work in connection with services | Sundry builder’s work associated with the installation of water, gas, electricity, heating, ventilation, above ground drainage, telecommunications and other services, as well as to pods.
6 Prefabricated buildings and building units | 6.1 Prefabricated buildings and building units | Heading
6 Prefabricated buildings and building units | 6.1.1 Complete buildings | Complete or substantially complete self-finished building superstructures of proprietary modular construction, largely prefabricated.
6 Prefabricated buildings and building units | 6.1.2 Building units | Complete or substantially complete modular room units of proprietary construction, largely prefabricated and manufactured off-site, for incorporation into buildings.
6 Prefabricated buildings and building units | 6.1.3 Pods | Bathroom, toilet and shower pods supplied as completed units manufactured off-site.
7 Work to existing buildings | 7.1 Minor demolition and alteration works | Heading
7 Work to existing buildings | 7.1.1 Minor demolition and alteration works | Individual items of work to existing buildings, involving one or more trade, in altering, adapting or repairing existing buildings, including cutting away and removing existing work and inserting new, and minor demolition works and soft strip.
7 Work to existing buildings | 7.2 Repairs to existing services | Heading
7 Work to existing buildings | 7.2 Repairs to existing services | Refurbishment of existing services installations, systems, equipment and plant.
7 Work to existing buildings | 7.3 Damp-proof courses/fungus and beetle eradication | Heading
7 Work to existing buildings | 7.3.1 Damp-proof courses | Preventing rising damp in existing masonry walls.
7 Work to existing buildings | 7.3.2 Fungus/beetle eradication | Treating existing timbers to eradicate fungus attacks such as dry and wet rot, and various types of wood boring infestation.
7 Work to existing buildings | 7.4 Façade retention | Heading
7 Work to existing buildings | 7.4.1 Façade retention | Temporary or semi-permanent support for unstable structures or facades (i.e. structures not to be demolished).
7 Work to existing buildings | 7.5 Cleaning existing surfaces | Heading
7 Work to existing buildings | 7.5.1 Cleaning | Cleaning and removing stains and deposits from existing surfaces.
7 Work to existing buildings | 7.5.2 Protective coatings | Coatings to protect existing surfaces, including bird/vermin repellent coatings.
7 Work to existing buildings | 7.6 Renovation works | Heading
7 Work to existing buildings | 7.6.1 Masonry repairs | Local cutting out and reinstatement of existing brick, block or stonework and repointing defective joints.
7 Work to existing buildings | 7.6.2 Concrete repairs | Cutting out, repairing, partially replacing, resurfacing and rehabilitating eroded and defective concrete.
7 Work to existing buildings | 7.6.3 Metal repairs | Repairing, renovating and conserving existing architectural metalwork, metal components and finishes.
7 Work to existing buildings | 7.6.4 Timber repairs | Repairing, renovating and conserving existing timber structures, components and finishes.
7 Work to existing buildings | 7.6.5 Plastic repairs | Repairs to plastic windows, rooflights, doors, cladding and the like.
8 External works
8 External works | 8.1 Site preparation works | Heading
8 External works | 8.1.1 Site clearance | Preparatory work required to clear existing site vegetation, trees and the like, including the application of herbicides over the site before commencement of excavation works.
8 External works | 8.1.2 Preparatory groundworks | Preparatory earthworks to form new contours.
8 External works | 8.2 Roads, paths, pavings and surfacings | Heading
8 External works | 8.2.2 Special surfacings and pavings | Roads, paths and pavements, vehicular and pedestrian, including car parks and protection of grassed areas, and non-specialist surfacings and pavings used for sports and general amenities.
8 External works | 8.2.1 Roads, paths and pavings | Surfacings and pavings specially and specifically for outdoor sporting activities and general amenities.
8 External works | 8.3 Soft landscaping, planting and irrigation systems | Heading
8 External works | 8.3.1 Seeding and turfing | Preparing soil and seeding or turfing to form lawns, parklands and other general grassed areas.
8 External works | 8.3.2 External planting | Preparing soil and planting bulbs, corms, tubers, hebacaceous plants, trees, hedges, shrubs and reed beds.
8 External works | 8.3.3 Irrigation systems | Piped water supply systems to landscape planted areas or crop planted areas providing a water supply for growing purposes.
8 External works | 8.4 Fencing, railings and walls | Heading
8 External works | 8.4.1 Fencing, railings | Fencing and railings and the like to prevent access to or from an area, or to provide light or noise screening, with associated gates.
8 External works | 8.4.2 Wall and screens | Non-retaining walls and screens and the like to prevent access to or from an area, or to provide light or noise screening, with associated gates.
8 External works | 8.4.3 Retaining walls | Retaining walls which are not an integral part of the building.
8 External works | 8.4.4 Barriers and guardrails | External vehicle and pedestrian barriers and guardrail systems with associated gates.
8 External works | 8.5 External fixtures | Heading
8 External works | 8.5.1 Site/street furniture and equipment | Furniture and equipment designed for use externally, but excluding items provided by a statutory undertaker.
8 External works | 8.5.2 Ornamental features | Ornamental water features or the like.
8 External works | 8.6 External drainage | Heading
8 External works | 8.6.1 Surface water and foul water drainage | Foul water and surface water drainage systems, below ground and above ground, from first manhole beyond the enclosing walls of the building, the sewer connection, or other outfall (e.g. on-site sewage treatment facility).
8 External works | 8.6.2 Ancillary drainage systems | Systems with a storage tank or vessel for the reception of foul water and sewage at one level, for transfer by pump to drains or sewers at a higher level; sewage treatment systems to meet local special needs where it is necessary to treat human or animal sewage to render it safe for discharge into the statutory undertaker’s drainage system; and sustainable urban drainage schemes.
8 External works | 8.6.3 External chemical, toxic and industrial liquid waste drainage | Laboratory/industrial waste drainage, from the external face of the external wall to point of disposal.
8 External works | 8.6.4 Land drainage | Disposal systems for the drainage of waterlogged ground.
8 External works | 8.7.1 Water mains supply | Heading
8 External works | 8.7 External services | Piped water supply systems bringing water from the statutory undertaker’s mains to point of entry into building. Including distribution to external user points (e.g. to external plant and equipment) and fire hydrants.
8 External works | 8.7.2 Electricity mains supply | The distribution of high voltage (HV) electricity from statutory undertaker’s supply to an on-site transformer station; the distribution of low voltage (LV) electricity from the on-site transformer (or other supply intake) to the main switchgear panel within the building; and external installations for providing electricity, including emergency or standby generation plant.
8 External works | 8.7.3 External transformation devices | Systems using the natural elements (i.e. wind and sun) to generate energy.
8 External works | 8.7.4 Electricity distribution to external plant and equipment | Sub-circuit power installations from sub-distribution boards to external equipment terminating at socket outlets, fuse connection units and other accessories, including final connections to permanent mechanical and lectrical plant and equipment, external features (e.g. water features) and the like.
8 External works | 8.7.5 Gas mains supply | Piped natural gas supply systems taking gas from the statutory undertaker’s mains to gas meter; and taking liquefied petroleum gas (LPG) from external storage vessels to distribution point, including mains gas supply and distribution of gas supply to external user points (e.g. to external plant and equipment).
8 External works | 8.7.6 Telecommunications and other communication system connections | Connection of telecommunications systems, cable television, and other communication systems from statutory undertaker’s or other service provider’s supply to the main distribution point within the building.
8 External works | 8.7.7 External fuel storage and piped distribution systems | Storage tanks and vessels external to building, and piped supply systems distributing oil, petrol or diesel from storage tanks or vessels to entry point within building or to external plant and equipment.
8 External works | 8.7.8 External security systems | External observation and access control installations and the like.
8 External works | 8.7.9 External street lighting systems | External illumination systems, including lighting to pedestrian areas, paths and roads, and illuminated traffic signs.
8 External works | 8.7.10 Local/district heating installations | Local/district heating installations, including heat source.
8 External works | 8.7.11 Builder’s work in connection with external services | Sundry builder’s work associated with the installation of water, gas, electricity, heating, ventilation above ground drainage, telecommunications and other services.
8 External works | 8.8 Minor building works and ancillary buildings | Heading
8 External works | 8.8.1 Minor building works | Refurbishment of, and alterations to, existing separate external small ancillary buildings, including overhauling existing mechanical and electrical plant and equipment.
8 External works | 8.8.2 Ancillary buildings and structures | Separate external small ancillary buildings and structures, including specialist structures.
8 External works | 8.8.3 Underpinning to external site boundary walls | Inserting additional foundation support under and around existing foundations within existing buildings, including boundary walls.

## Ss
Ss Systems - 26 April 2017 - v1.6
Code | Group | Sub group | Section | Object | Title | NBS Code | NRM
Ss_15 | 15 |  |  |  | Earthworks systems
Ss_15_10 | 15 | 10 |  |  | Groundworks and earthworks systems
Ss_15_10_30 | 15 | 10 | 30 |  | Excavating and filling systems
Ss_15_10_30_25 | 15 | 10 | 30 | 25 | Earthworks excavating systems | 10-35-35/125 Earthworks excavating system; | 0.4.2 Soil stabilisation measures; 0.1.1 Toxic or hazardous material removal; 1.1.4 Basement excavation; 1.1.5 Basement retaining walls; 8.2.1 Roads, paths and pavings; 0.1.2 Contaminated land; 1.1.1 Standard foundations (default); 1.1.2 Specialist foundations; 8.1.2 Preparatory groundworks;
Ss_15_10_30_27 | 15 | 10 | 30 | 27 | Earthworks filling systems | 10-35-35/127 Earthworks filling system; | 1.1.4 Basement excavation; 1.1.5 Basement retaining walls; 8.2.1 Roads, paths and pavings (default); 8.1.2 Preparatory groundworks; 8.3.2 External planting;
Ss_15_10_30_29 | 15 | 10 | 30 | 29 | Earthworks filling systems around trees | 10-35-35/130 Earthworks filling system around trees; | 4.1.7 Internal planting; 8.3.2 External planting (default);
Ss_15_10_30_31 | 15 | 10 | 30 | 31 | Earthworks filling systems behind retaining walls | 10-35-35/132 Earthworks filling system behind retaining walls; | 1.1.5 Basement retaining walls (default); 8.4.3 Retaining walls;
Ss_15_10_30_65 | 15 | 10 | 30 | 65 | Puddled clay lining systems | 10-35-35/160 Puddled clay lining systems; | 8.6.2 Ancillary drainage systems; 8.6.4 Land drainage; 8.5.2 Ornamental features (default); 8.6.3 External chemical, toxic and industrial liquid waste drainage;
Ss_15_10_30_90 | 15 | 10 | 30 | 90 | Topsoil filling systems | 10-35-35/185 Topsoil filling system; | 4.1.7 Internal planting; 8.3.2 External planting (default);
Ss_15_10_33 | 15 | 10 | 33 |  | Ground gas disposal systems
Ss_15_10_33_34 | 15 | 10 | 33 | 34 | Ground gas collection and venting systems | 10-60-35/130 Ground gas collection and venting system; | 0.4.3 Ground gas venting measures (default);
Ss_15_10_35 | 15 | 10 | 35 |  | Ground remediation systems
Ss_15_10_35_07 | 15 | 10 | 35 | 07 | Bioremediation systems
Ss_15_10_45 | 15 | 10 | 45 |  | Landfill systems
Ss_15_10_76 | 15 | 10 | 76 |  | Site waste disposal systems
Ss_15_10_76_21 | 15 | 10 | 76 | 21 | Dewatering systems
Ss_15_10_78 | 15 | 10 | 78 |  | Slurry wall systems
Ss_15_10_80 | 15 | 10 | 80 |  | Stabilization systems
Ss_15_10_80_33 | 15 | 10 | 80 | 33 | Erosion control systems | 10-35-35/135 Erosion control system; | 0.4.2 Soil stabilisation measures (default); 8.3.1 Seeding and turfing;
Ss_15_10_80_70 | 15 | 10 | 80 | 70 | Rock bolting and dowelling systems | 10-35-80/120 Rock bolting system;
Ss_15_10_80_80 | 15 | 10 | 80 | 80 | Soil nailing systems | 10-35-85/110 Soil nailing system; | 0.4.2 Soil stabilisation measures (default);
Ss_15_10_80_85 | 15 | 10 | 80 | 85 | Subterranean void filling systems
Ss_15_30 | 15 | 30 |  |  | Remediation, repair and renovation systems
Ss_15_30_10 | 15 | 30 | 10 |  | Building services remediation systems
Ss_15_30_12 | 15 | 30 | 12 |  | Ceramics repair and renovation systems
Ss_15_30_15 | 15 | 30 | 15 |  | Concrete and masonry cleaning systems
Ss_15_30_15_15 | 15 | 30 | 15 | 15 | Concrete cleaning systems | 10-70-15/120 Concrete cleaning system; | 7.5.1 Cleaning (default);
Ss_15_30_15_50 | 15 | 30 | 15 | 50 | Masonry cleaning systems | 10-70-15/150 Masonry cleaning system; | 7.5.1 Cleaning (default);
Ss_15_30_15_65 | 15 | 30 | 15 | 65 | Preliminary concrete cleaning systems | 10-70-15/110 Concrete and masonry cleaning trials system; | 7.5.1 Cleaning (default);
Ss_15_30_15_66 | 15 | 30 | 15 | 66 | Preliminary masonry cleaning systems | 10-70-15/110 Concrete and masonry cleaning trials system; | 7.5.1 Cleaning (default);
Ss_15_30_17 | 15 | 30 | 17 |  | Concrete repair and renovation systems
Ss_15_30_17_10 | 15 | 30 | 17 | 10 | Bonded steel plate repair systems | 10-70-20/110 Bonded steel plate repair system; | 7.6.2 Concrete repairs (default); 7.1.1 Minor demolition and alteration works;
Ss_15_30_17_12 | 15 | 30 | 17 | 12 | Concrete crack repair or filling systems | 10-70-20/115 Concrete crack repair system; | 7.6.2 Concrete repairs (default);
Ss_15_30_17_14 | 15 | 30 | 17 | 14 | Concrete mortar or overlay systems | 10-70-20/120 Concrete or mortar overlay system; | 7.6.2 Concrete repairs (default);
Ss_15_30_17_16 | 15 | 30 | 17 | 16 | Concrete protective coating systems | 10-70-20/125 Concrete protective coating system; | 7.5.2 Protective coatings (default);
Ss_15_30_17_18 | 15 | 30 | 17 | 18 | Concrete repair systems | 10-70-20/130 Concrete repair system; | 7.6.2 Concrete repairs (default);
Ss_15_30_17_85 | 15 | 30 | 17 | 85 | Sprayed concrete repair systems | 10-70-20/140 Sprayed concrete repair system;
Ss_15_30_32 | 15 | 30 | 32 |  | Fungus and beetle eradication systems
Ss_15_30_32_05 | 15 | 30 | 32 | 05 | Beetle eradication systems | 10-70-30/120 Treatment systems for beetle infected timber; | 7.3.2 Fungus/beetle eradication (default);
Ss_15_30_32_15 | 15 | 30 | 32 | 15 | Combined fungus and beetle treatment systems | 10-70-30/130 Treatment systems for combined fungus and beetle infected timber; | 7.3.2 Fungus/beetle eradication (default);
Ss_15_30_32_35 | 15 | 30 | 32 | 35 | Hot air infestation treatment systems | 10-70-30/735 Hot air treatment;
Ss_15_30_32_50 | 15 | 30 | 32 | 50 | Masonry fungus treatment systems | 10-70-30/140 Treatment systems for fungus infected masonry; | 7.3.2 Fungus/beetle eradication (default);
Ss_15_30_32_90 | 15 | 30 | 32 | 90 | Timber fungus treatment systems | 10-70-30/150 Treatment systems for fungus infected timber; | 7.3.2 Fungus/beetle eradication (default);
Ss_15_30_33 | 15 | 30 | 33 |  | Glass repair and renovation systems
Ss_15_30_36 | 15 | 30 | 36 |  | Grouting systems
Ss_15_30_50 | 15 | 30 | 50 |  | Masonry repair and renovation systems
Ss_15_30_50_50 | 15 | 30 | 50 | 50 | Masonry repair systems | 10-70-55/155 Masonry repair system; | 7.6.1 Masonry repairs (default); 7.1.1 Minor demolition and alteration works;
Ss_15_30_50_53 | 15 | 30 | 50 | 53 | Mortar joint repair systems | 10-70-65/150 Mortar repairs system; | 7.6.1 Masonry repairs (default);
Ss_15_30_50_55 | 15 | 30 | 50 | 55 | Mortar repointing systems | 10-70-65/155 Mortar repointing system; | 7.6.1 Masonry repairs (default);
Ss_15_30_52 | 15 | 30 | 52 |  | Metal repair and renovation systems
Ss_15_30_52_03 | 15 | 30 | 52 | 03 | Aluminium repair systems
Ss_15_30_52_15 | 15 | 30 | 52 | 15 | Copper repair systems
Ss_15_30_52_42 | 15 | 30 | 52 | 42 | Iron repair systems
Ss_15_30_52_46 | 15 | 30 | 52 | 46 | Lead repair systems
Ss_15_30_52_84 | 15 | 30 | 52 | 84 | Steel repair systems
Ss_15_30_65 | 15 | 30 | 65 |  | Pipeline renovation systems
Ss_15_30_65_15 | 15 | 30 | 65 | 15 | Close fit plastics pipe lining systems | 10-80-60/110 Close fit plastics pipe lining system;
Ss_15_30_65_17 | 15 | 30 | 65 | 17 | Continuous plastics pipe lining systems | 10-80-60/150 Continuous plastics pipe lining system;
Ss_15_30_65_20 | 15 | 30 | 65 | 20 | Cured in place lining systems | 10-80-60/120 Cured in place lining system;
Ss_15_30_65_65 | 15 | 30 | 65 | 65 | Preformed lining systems | 10-80-60/105 Preformed lining system;
Ss_15_30_65_72 | 15 | 30 | 65 | 72 | Rigidly anchored plastics inner layer (RAPL) lining systems | 10-80-60/130 Rigidly anchored plastics inner layer (RAPL) lining system;
Ss_15_30_65_80 | 15 | 30 | 65 | 80 | Spray lining systems
Ss_15_30_65_81 | 15 | 30 | 65 | 81 | Spirally wound plastics pipe lining systems | 10-80-60/140 Spirally wound plastics pipe lining system;
Ss_15_30_90 | 15 | 30 | 90 |  | Timber repair and renovation systems
Ss_15_30_90_82 | 15 | 30 | 90 | 82 | Timber end lap repair systems | 10-70-90/140 Timber section repair system; | 7.6.4 Timber repairs (default); 7.1.1 Minor demolition and alteration works;
Ss_15_30_90_84 | 15 | 30 | 90 | 84 | Timber joint strengthening systems | 10-70-90/120 Timber joint strengthening system; | 7.6.4 Timber repairs (default); 7.1.1 Minor demolition and alteration works;
Ss_15_30_90_86 | 15 | 30 | 90 | 86 | Timber section repair external splice systems | 10-70-90/140 Timber section repair system; | 7.6.4 Timber repairs (default); 7.1.1 Minor demolition and alteration works;
Ss_15_30_90_88 | 15 | 30 | 90 | 88 | Timber section repair internal reinforcement systems | 10-70-90/140 Timber section repair system; | 7.6.4 Timber repairs (default); 7.1.1 Minor demolition and alteration works;
Ss_15_30_90_90 | 15 | 30 | 90 | 90 | Timber section strengthening external reinforcement systems | 10-70-90/160 Timber section strengthening system; | 7.6.4 Timber repairs (default); 7.1.1 Minor demolition and alteration works;
Ss_15_30_90_92 | 15 | 30 | 90 | 92 | Timber section strengthening internal reinforcement systems | 10-70-90/160 Timber section strengthening system; | 7.6.4 Timber repairs (default); 7.1.1 Minor demolition and alteration works;
Ss_15_95 | 15 | 95 |  |  | Temporary works systems
Ss_15_95_15 | 15 | 95 | 15 |  | Temporary preparatory works systems
Ss_15_95_20 | 15 | 95 | 20 |  | Temporary whole entity structural works systems
Ss_15_95_20_30 | 15 | 95 | 20 | 30 | Flying shores systems | 10-85-15/130 Flying shores system; | 7.4.1 Facade retention; 0.3.1 Temporary support to adjacent structures (default);
Ss_15_95_20_32 | 15 | 95 | 20 | 32 | Framed retention structure systems | 10-85-15/110 Framed retention structure system; | 7.4.1 Facade retention (default); 0.3.1 Temporary support to adjacent structures;
Ss_15_95_20_70 | 15 | 95 | 20 | 70 | Raking shores systems | 10-85-15/140 Raking shores system; | 7.4.1 Facade retention; 0.3.1 Temporary support to adjacent structures (default);
Ss_15_95_20_72 | 15 | 95 | 20 | 72 | Retention structure systems | 10-85-15/120 Retention structure system; | 7.4.1 Facade retention (default); 0.3.1 Temporary support to adjacent structures;
Ss_15_95_20_75 | 15 | 95 | 20 | 75 | Scaffold retention structure systems
Ss_15_95_20_87 | 15 | 95 | 20 | 87 | Thrust pit systems
Ss_15_95_25 | 15 | 95 | 25 |  | Temporary wall and barrier works systems
Ss_15_95_30 | 15 | 95 | 30 |  | Temporary roof, floor and paving works systems
Ss_15_95_32 | 15 | 95 | 32 |  | Temporary water and land management systems
Ss_15_95_32_85 | 15 | 95 | 32 | 85 | Sedimentation ponds
Ss_15_95_35 | 15 | 95 | 35 |  | Temporary fixed access, tunnel, shaft, vessel and tower works systems
Ss_15_95_40 | 15 | 95 | 40 |  | Temporary signage and fittings, furnishings and equipment (FF&E) works systems
Ss_15_95_45 | 15 | 95 | 45 |  | Temporary flora and fauna systems
Ss_15_95_45_42 | 15 | 95 | 45 | 42 | Intercropping systems | 10-85-40/135 Intercropping system; | 8.3.2 External planting (default);
Ss_15_95_45_85 | 15 | 95 | 45 | 85 | Spoil heap temporary crop systems | 10-85-40/175 Spoil heap temporary crop system; | 8.3.2 External planting (default);
Ss_15_95_45_90 | 15 | 95 | 45 | 90 | Topsoil heap temporary crop systems | 10-85-40/185 Topsoil heap temporary crop system; | 8.3.2 External planting (default);
Ss_15_95_55 | 15 | 95 | 55 |  | Temporary piped supply works systems
Ss_15_95_55_90 | 15 | 95 | 55 | 90 | Tunnelling compressed air systems
Ss_15_95_60 | 15 | 95 | 60 |  | Temporary heating, cooling and refrigeration works systems
Ss_15_95_65 | 15 | 95 | 65 |  | Temporary ventilation and air conditioning works systems
Ss_15_95_70 | 15 | 95 | 70 |  | Temporary electrical works systems
Ss_15_95_75 | 15 | 95 | 75 |  | Temporary communications, security, safety, control and protection works systems
Ss_15_95_80 | 15 | 95 | 80 |  | Temporary pavement works systems
Ss_15_95_80_02 | 15 | 95 | 80 | 02 | Temporary access road systems
Ss_15_95_80_72 | 15 | 95 | 80 | 72 | Temporary roadwork systems
Ss_15_95_85 | 15 | 95 | 85 |  | Temporary process engineering works systems
Ss_15_95_90 | 15 | 95 | 90 |  | Temporary soft facility management works services
Ss_20 | 20 |  |  |  | Structural systems
Ss_20_05 | 20 | 05 |  |  | Substructure systems
Ss_20_05_15 | 20 | 05 | 15 |  | Concrete foundation systems
Ss_20_05_15_65 | 20 | 05 | 15 | 65 | Precast concrete pad and strip foundation systems | 15-05-15/160 Precast concrete pad and strip foundation system; | 1.1.1 Standard foundations (default);
Ss_20_05_15_70 | 20 | 05 | 15 | 70 | Reinforced concrete pad and strip foundation systems | 15-05-15/110 In situ reinforced concrete pad and strip foundation system; | 1.1.1 Standard foundations (default);
Ss_20_05_15_71 | 20 | 05 | 15 | 71 | Reinforced concrete pilecap and ground beam foundation systems | 15-05-15/120 In situ reinforced concrete pilecap and ground beam foundation system; | 1.1.1 Standard foundations (default);
Ss_20_05_15_72 | 20 | 05 | 15 | 72 | Reinforced concrete raft foundation systems | 15-05-15/130 In situ reinforced concrete raft foundation system; | 1.1.3 Lowest floor construction (default);
Ss_20_05_15_80 | 20 | 05 | 15 | 80 | Steel ground beam foundation systems | 15-05-15/170 Steel ground beam foundation system; | 1.1.1 Standard foundations (default);
Ss_20_05_15_90 | 20 | 05 | 15 | 90 | Unreinforced concrete foundation systems for cast in products | 15-05-15/135 In situ unreinforced concrete foundation system for cast in products; | 1.1.1 Standard foundations (default);
Ss_20_05_15_91 | 20 | 05 | 15 | 91 | Unreinforced concrete pad and strip foundation systems | 15-05-15/140 In situ unreinforced concrete pad and strip foundation system; | 1.1.1 Standard foundations (default);
Ss_20_05_15_92 | 20 | 05 | 15 | 92 | Unreinforced concrete trench fill foundation systems | 15-05-15/150 In situ unreinforced concrete trench fill foundation system; | 1.1.1 Standard foundations (default);
Ss_20_05_50 | 20 | 05 | 50 |  | Minor concrete substructure systems
Ss_20_05_50_15 | 20 | 05 | 50 | 15 | Concrete haunching systems
Ss_20_05_50_65 | 20 | 05 | 50 | 65 | Precast concrete foundation and plinth systems | 15-05-50/140 Precast concrete foundation and plinth system; | 1.1.1 Standard foundations (default);
Ss_20_05_50_70 | 20 | 05 | 50 | 70 | Reinforced concrete base or foundation systems | 15-05-50/110 In situ reinforced concrete foundation and plinth system; | 1.1.1 Standard foundations (default);
Ss_20_05_50_92 | 20 | 05 | 50 | 92 | Unreinforced concrete foundation with cast in products systems | 15-05-50/120 In situ unreinforced concrete foundation system for cast in products; | 1.1.1 Standard foundations (default);
Ss_20_05_50_93 | 20 | 05 | 50 | 93 | Unreinforced concrete foundation and plinth systems | 15-05-50/130 In situ unreinforced concrete foundation and plinth system; | 1.1.1 Standard foundations (default);
Ss_20_05_65 | 20 | 05 | 65 |  | Piling systems | 15-05-65/190 Piling system; | 1.1.2 Specialist foundations (default);
Ss_20_05_65_24 | 20 | 05 | 65 | 24 | Driven precast or prestressed concrete piling systems | 15-05-65/155 Driven precast or prestressed concrete piling system; | 1.1.2 Specialist foundations (default);
Ss_20_05_65_40 | 20 | 05 | 65 | 40 | In situ concrete augered piling systems | 15-05-65/110 In situ concrete augered piling system; | 1.1.2 Specialist foundations (default);
Ss_20_05_65_41 | 20 | 05 | 65 | 41 | In situ concrete bored piling systems | 15-05-65/120 In situ concrete bored piling system; | 1.1.2 Specialist foundations (default);
Ss_20_05_65_42 | 20 | 05 | 65 | 42 | In situ concrete cased displacement piling systems | 15-05-65/130 In situ concrete cased displacement piling system; | 1.1.2 Specialist foundations (default);
Ss_20_05_65_43 | 20 | 05 | 65 | 43 | In situ concrete displacement piling systems | 15-05-65/140 In situ concrete displacement piling system; | 1.1.2 Specialist foundations (default);
Ss_20_05_65_44 | 20 | 05 | 65 | 44 | In situ concrete mini-piling or micro-piling systems | 15-05-65/185 In situ concrete mini-piling or micro-piling system; | 1.1.2 Specialist foundations (default);
Ss_20_05_65_64 | 20 | 05 | 65 | 64 | Plunge column piling systems | 15-05-65/150 Plunge column piling system; | 1.1.2 Specialist foundations (default);
Ss_20_05_65_76 | 20 | 05 | 65 | 76 | Screw piling systems | 15-05-65/180 Screw piling system; | 1.1.2 Specialist foundations (default);
Ss_20_05_65_84 | 20 | 05 | 65 | 84 | Steel bearing pile systems | 15-05-65/160 Steel bearing pile system; | 1.1.2 Specialist foundations (default);
Ss_20_05_65_89 | 20 | 05 | 65 | 89 | Timber piling systems | 15-05-65/170 Timber piling system; | 1.1.2 Specialist foundations (default);
Ss_20_05_90 | 20 | 05 | 90 |  | Underpinning systems
Ss_20_05_90_10 | 20 | 05 | 90 | 10 | Beam and pier unreinforced concrete underpinning systems | 15-05-90/110 Beam and pier underpinning system; | 8.8.3 Underpinning to external site boundary walls; 1.1.2 Specialist foundations (default);
Ss_20_05_90_35 | 20 | 05 | 90 | 35 | Grouted underpinning systems | 15-05-90/120 Grouted underpinning system; | 8.8.3 Underpinning to external site boundary walls; 1.1.2 Specialist foundations (default);
Ss_20_05_90_45 | 20 | 05 | 90 | 45 | Jacked pile underpinning systems | 15-05-90/130 Jacked pile underpinning system; | 8.8.3 Underpinning to external site boundary walls; 1.1.2 Specialist foundations (default);
Ss_20_05_90_46 | 20 | 05 | 90 | 46 | Jet grouted underpinning systems | 15-05-90/125 Jet grouted underpinning system; | 8.8.3 Underpinning to external site boundary walls; 1.1.2 Specialist foundations (default);
Ss_20_05_90_50 | 20 | 05 | 90 | 50 | Mass concrete underpinning systems | 15-05-90/140 Mass concrete underpinning system; | 8.8.3 Underpinning to external site boundary walls; 1.1.2 Specialist foundations (default);
Ss_20_05_90_60 | 20 | 05 | 90 | 60 | Pile and cantilever support underpinning systems | 15-05-90/150 Pile and cantilever support underpinning system; | 8.8.3 Underpinning to external site boundary walls; 1.1.2 Specialist foundations (default);
Ss_20_05_90_61 | 20 | 05 | 90 | 61 | Pile and needle underpinning systems | 15-05-90/160 Pile and needle underpinning system; | 8.8.3 Underpinning to external site boundary walls; 1.1.2 Specialist foundations (default);
Ss_20_05_90_70 | 20 | 05 | 90 | 70 | Raking pile underpinning systems | 15-05-90/170 Raking pile underpinning system; | 8.8.3 Underpinning to external site boundary walls; 1.1.2 Specialist foundations (default);
Ss_20_10 | 20 | 10 |  |  | Structural frame systems
Ss_20_10_30 | 20 | 10 | 30 |  | Footbridge structure systems
Ss_20_10_30_30 | 20 | 10 | 30 | 30 | Footbridge systems | 20-15-25/130 Footbridge system; | 8.2.1 Roads, paths and pavings (default); 2.2.1 Floors;
Ss_20_10_60 | 20 | 10 | 60 |  | Prefabricated framed and panelled structures
Ss_20_10_60_34 | 20 | 10 | 60 | 34 | Glazed structural systems | 15-75-65/130 Glazed structures;
Ss_20_10_60_60 | 20 | 10 | 60 | 60 | Panelled and framed structural systems | 15-75-65/110 Panelled or framed structures;
Ss_20_10_60_84 | 20 | 10 | 60 | 84 | Structural insulated panel systems | 15-75-65/120 Structural insulated panels;
Ss_20_10_65 | 20 | 10 | 65 |  | Prefabricated room systems
Ss_20_10_65_15 | 20 | 10 | 65 | 15 | Composite pods
Ss_20_10_65_17 | 20 | 10 | 65 | 17 | Concrete pods
Ss_20_10_65_65 | 20 | 10 | 65 | 65 | Polypropylene pods
Ss_20_10_70 | 20 | 10 | 70 |  | Shelter systems
Ss_20_10_70_03 | 20 | 10 | 70 | 03 | Animal shelter systems | 35-70-75/105 Animal shelter system; | 6.1.1 Complete buildings (default); 6.1.2 Building units;
Ss_20_10_70_62 | 20 | 10 | 70 | 62 | People shelter systems | 35-70-75/155 People shelter system; | 6.1.1 Complete buildings; 8.5.1 Site/street furniture and equipment (default);
Ss_20_10_70_64 | 20 | 10 | 70 | 64 | Plant shelter systems | 35-70-75/160 Plant shelter system; | 6.1.1 Complete buildings (default); 6.1.2 Building units;
Ss_20_10_70_84 | 20 | 10 | 70 | 84 | Storage shelter systems | 35-70-75/165 Storage shelter system; | 6.1.1 Complete buildings (default); 8.5.1 Site/street furniture and equipment;
Ss_20_10_75 | 20 | 10 | 75 |  | Structural framing systems
Ss_20_10_75_15 | 20 | 10 | 75 | 15 | Concrete framing systems
Ss_20_10_75_35 | 20 | 10 | 75 | 35 | Heavy steel framing systems | 15-65-75/135 Heavy steel framing system; | 2.1.1 Steel frames (default);
Ss_20_10_75_45 | 20 | 10 | 75 | 45 | Light steel framing systems | 15-65-75/145 Light steel framing system; | 2.1.1 Steel frames (default);
Ss_20_10_75_65 | 20 | 10 | 75 | 65 | Precast reinforced concrete framing systems | 15-65-75/160 Precast concrete framing system; | 2.1.4 Concrete frames (default);
Ss_20_10_75_70 | 20 | 10 | 75 | 70 | In situ reinforced concrete framing systems | 15-65-75/140 In situ reinforced concrete framing system; | 2.1.4 Concrete frames (default);
Ss_20_10_75_85 | 20 | 10 | 75 | 85 | Timber framing systems | 15-65-75/185 Timber framing system; | 2.1.5 Timber frames (default);
Ss_20_20 | 20 | 20 |  |  | Structural beams
Ss_20_20_75 | 20 | 20 | 75 |  | Structural beam systems
Ss_20_20_75_15 | 20 | 20 | 75 | 15 | Concrete beam systems
Ss_20_20_75_80 | 20 | 20 | 75 | 80 | Steel beam systems
Ss_20_20_75_85 | 20 | 20 | 75 | 85 | Timber beam systems
Ss_20_30 | 20 | 30 |  |  | Structural columns
Ss_20_30_75 | 20 | 30 | 75 |  | Structural column systems
Ss_20_30_75_15 | 20 | 30 | 75 | 15 | Concrete column systems
Ss_20_30_75_50 | 20 | 30 | 75 | 50 | Masonry column systems
Ss_20_30_75_80 | 20 | 30 | 75 | 80 | Steel column systems
Ss_20_30_75_85 | 20 | 30 | 75 | 85 | Timber column systems
Ss_20_40 | 20 | 40 |  |  | Structural sheet and cable systems
Ss_20_40_07 | 20 | 40 | 07 |  | Bridge suspension cable systems
Ss_20_40_07_11 | 20 | 40 | 07 | 11 | Cable stayed bridge cable systems | 15-20-20/115 Cable stayed bridge cable system;
Ss_20_40_07_85 | 20 | 40 | 07 | 85 | Suspension bridge cable systems | 15-20-20/105 Suspension bridge cable system;
Ss_20_40_10 | 20 | 40 | 10 |  | Building cable systems
Ss_20_50 | 20 | 50 |  |  | Bridge abutments and piers systems
Ss_20_50_10 | 20 | 50 | 10 |  | Abutment systems
Ss_20_50_10_10 | 20 | 50 | 10 | 10 | Bank seat abutments
Ss_20_50_10_30 | 20 | 50 | 10 | 30 | Embedded retaining wall bridge abutments
Ss_20_50_10_40 | 20 | 50 | 10 | 40 | Integral abutments
Ss_20_50_10_50 | 20 | 50 | 10 | 50 | Masonry bridge abutments
Ss_20_50_10_70 | 20 | 50 | 10 | 70 | Reinforced concrete bridge abutments
Ss_20_50_10_80 | 20 | 50 | 10 | 80 | Sheet piled bridge abutments
Ss_20_50_10_85 | 20 | 50 | 10 | 85 | Spill-through abutments
Ss_20_50_10_90 | 20 | 50 | 10 | 90 | Tied embedded retaining wall bridge abutments
Ss_20_50_10_95 | 20 | 50 | 10 | 95 | Wing wall systems
Ss_20_50_20 | 20 | 50 | 20 |  | Bridge pier systems
Ss_20_50_20_50 | 20 | 50 | 20 | 50 | Masonry bridge piers
Ss_20_50_20_70 | 20 | 50 | 20 | 70 | Reinforced concrete bridge piers
Ss_20_50_30 | 20 | 50 | 30 |  | Abutment and pier component systems
Ss_20_50_30_11 | 20 | 50 | 30 | 11 | Capping beam systems
Ss_20_50_30_37 | 20 | 50 | 30 | 37 | Headwall systems
Ss_20_50_30_80 | 20 | 50 | 30 | 80 | Spandrel wall systems
Ss_20_60 | 20 | 60 |  |  | Retaining wall systems
Ss_20_60_30 | 20 | 60 | 30 |  | Embedded retaining wall systems
Ss_20_60_30_03 | 20 | 60 | 30 | 03 | Anchored steel sheet pile embedded retaining wall systems
Ss_20_60_30_08 | 20 | 60 | 30 | 08 | Bored king post embedded retaining wall systems | 10-35-30/110 Bored king post retaining wall system; | 1.1.5 Basement retaining walls; 8.4.3 Retaining walls (default);
Ss_20_60_30_15 | 20 | 60 | 30 | 15 | Contiguous bored pile embedded retaining wall systems | 10-35-30/115 Contiguous pile retaining wall system; | 1.1.5 Basement retaining walls (default); 8.4.3 Retaining walls;
Ss_20_60_30_24 | 20 | 60 | 30 | 24 | Driven king post embedded retaining wall systems | 10-35-30/120 Driven king post retaining wall system; | 1.1.5 Basement retaining walls; 8.4.3 Retaining walls (default);
Ss_20_60_30_70 | 20 | 60 | 30 | 70 | Reinforced concrete diaphragm retaining wall systems | 10-35-30/125 In situ reinforced concrete diaphragm retaining wall system; | 1.1.5 Basement retaining walls (default); 8.4.3 Retaining walls;
Ss_20_60_30_80 | 20 | 60 | 30 | 80 | Secant pile embedded retaining wall systems | 10-35-30/135 Secant pile retaining wall system; | 1.1.5 Basement retaining walls (default); 8.4.3 Retaining walls;
Ss_20_60_30_83 | 20 | 60 | 30 | 83 | Slurry diaphragm embedded retaining wall systems | 10-35-30/140 Slurry diaphragm retaining wall system; | 1.1.5 Basement retaining walls (default);
Ss_20_60_30_85 | 20 | 60 | 30 | 85 | Steel sheet pile embedded retaining wall systems | 10-35-30/150 Sheet pile retaining wall system;
Ss_20_60_30_92 | 20 | 60 | 30 | 92 | Unreinforced concrete diaphragm retaining wall systems | 10-35-30/130 In situ unreinforced concrete diaphragm retaining wall system; | 1.1.5 Basement retaining walls (default); 8.4.3 Retaining walls;
Ss_20_60_35 | 20 | 60 | 35 |  | Gravity retaining wall systems
Ss_20_60_35_10 | 20 | 60 | 35 | 10 | Caged rock unit (gabion) retaining wall systems | 10-35-40/110 Caged fill retaining wall system; | 8.4.3 Retaining walls (default);
Ss_20_60_35_13 | 20 | 60 | 35 | 13 | Concrete bagwork retaining wall systems | 10-35-40/115 Concrete bagwork retaining wall system;
Ss_20_60_35_15 | 20 | 60 | 35 | 15 | Crib retaining wall systems | 10-35-40/120 Crib retaining wall system; | 8.4.3 Retaining walls (default);
Ss_20_60_35_25 | 20 | 60 | 35 | 25 | Drystack masonry unit retaining wall systems | 10-35-40/130 Drystack masonry unit retaining wall system; | 8.4.3 Retaining walls (default);
Ss_20_60_35_50 | 20 | 60 | 35 | 50 | Masonry retaining wall systems | 10-35-40/150 Masonry retaining wall system; | 1.1.5 Basement retaining walls (default); 8.4.3 Retaining walls;
Ss_20_60_35_66 | 20 | 60 | 35 | 66 | Precast concrete stem wall retaining wall systems | 10-35-40/160 Precast reinforced concrete stem wall retaining wall system; | 8.4.3 Retaining walls (default);
Ss_20_60_35_70 | 20 | 60 | 35 | 70 | Reinforced concrete retaining wall systems | 10-35-40/140 In situ reinforced concrete retaining wall system; | 1.1.5 Basement retaining walls (default); 8.4.3 Retaining walls;
Ss_20_60_35_72 | 20 | 60 | 35 | 72 | Reinforced earth retaining wall systems | 10-35-40/170 Reinforced earth retaining wall system; | 8.4.3 Retaining walls;
Ss_20_60_35_90 | 20 | 60 | 35 | 90 | Timber retaining wall systems | 10-35-40/180 Timber retaining wall system; | 8.4.3 Retaining walls (default);
Ss_20_60_35_91 | 20 | 60 | 35 | 91 | Tyre bale retaining wall systems | 10-35-40/190 Tyre bale retaining wall system; | 8.4.3 Retaining walls (default);
Ss_20_70 | 20 | 70 |  |  | Structure covering and finishing systems
Ss_20_70_15 | 20 | 70 | 15 |  | Concrete protection systems
Ss_20_70_65 | 20 | 70 | 65 |  | Protective painting systems
Ss_20_70_80 | 20 | 70 | 80 |  | Steel encasement systems
Ss_20_80 | 20 | 80 |  |  | Structure accessory systems
Ss_20_80_60 | 20 | 80 | 60 |  | Permanent formwork systems
Ss_20_95 | 20 | 95 |  |  | Temporary structural systems
Ss_25 | 25 |  |  |  | Wall and barrier systems
Ss_25_10 | 25 | 10 |  |  | Framed wall systems
Ss_25_10_20 | 25 | 10 | 20 |  | Curtain walling systems
Ss_25_10_20_85 | 25 | 10 | 20 | 85 | Stick curtain walling systems | 25-80-15/175 Stick curtain walling system; | 2.5.1 External enclosing walls above ground level (default);
Ss_25_10_20_90 | 25 | 10 | 20 | 90 | Unitized curtain walling systems | 25-80-15/190 Unitized curtain walling system; | 2.5.1 External enclosing walls above ground level (default);
Ss_25_10_30 | 25 | 10 | 30 |  | Framed partition systems
Ss_25_10_30_35 | 25 | 10 | 30 | 35 | Gypsum board partition systems | 25-15-25/135 Gypsum board partition system; | 2.7.1 Walls and partitions (default); 2.7.2 Balustrades and handrails;
Ss_25_10_30_70 | 25 | 10 | 30 | 70 | Rigid sheet partition systems | 25-15-25/170 Rigid sheet partition system; | 2.7.1 Walls and partitions (default); 2.7.2 Balustrades and handrails;
Ss_25_10_32 | 25 | 10 | 32 |  | Framed wall structure systems
Ss_25_10_32_35 | 25 | 10 | 32 | 35 | Heavy steel wall framing systems | 25-15-35/135 Heavy steel framed wall structure system; | 2.5.2 External enclosing walls below ground level; 2.7.1 Walls and partitions; 2.5.1 External enclosing walls above ground level (default); 2.5.5 Subsidiary walls, balustrades and proprietary balconies;
Ss_25_10_32_45 | 25 | 10 | 32 | 45 | Light steel wall framing systems | 25-15-35/145 Light steel framed wall structure system; | 2.7.1 Walls and partitions; 2.5.1 External enclosing walls above ground level (default); 2.7.2 Balustrades and handrails; 2.5.5 Subsidiary walls, balustrades and proprietary balconies;
Ss_25_10_32_90 | 25 | 10 | 32 | 90 | Timber wall framing systems | 25-15-35/185 Timber framed wall structure system; | 2.7.1 Walls and partitions; 2.5.1 External enclosing walls above ground level (default); 2.7.2 Balustrades and handrails; 2.5.5 Subsidiary walls, balustrades and proprietary balconies;
Ss_25_10_35 | 25 | 10 | 35 |  | Framed glazed systems
Ss_25_10_35_35 | 25 | 10 | 35 | 35 | Glazed screen systems
Ss_25_10_35_95 | 25 | 10 | 35 | 95 | Vertical patent glazing systems | 25-80-93/195 Vertical patent glazing system; | 2.5.1 External enclosing walls above ground level (default);
Ss_25_10_35_97 | 25 | 10 | 35 | 97 | Window wall glazed screen systems
Ss_25_11 | 25 | 11 |  |  | Monolithic wall structure systems
Ss_25_11_13 | 25 | 11 | 13 |  | Cob wall systems
Ss_25_11_15 | 25 | 11 | 15 |  | Concrete form masonry unit wall systems
Ss_25_11_16 | 25 | 11 | 16 |  | Concrete wall systems
Ss_25_11_16_65 | 25 | 11 | 16 | 65 | Precast concrete wall systems | 25-15-35/160 Precast concrete wall system; | 2.5.2 External enclosing walls below ground level; 2.7.1 Walls and partitions (default); 2.5.1 External enclosing walls above ground level (default); 2.7.2 Balustrades and handrails; 2.5.5 Subsidiary walls, balustrades and proprietary balconies;
Ss_25_11_16_70 | 25 | 11 | 16 | 70 | Reinforced concrete wall structure systems | 25-15-35/140 In situ reinforced concrete wall structure system; | 2.5.2 External enclosing walls below ground level; 2.7.1 Walls and partitions; 1.1.5 Basement retaining walls; 2.5.1 External enclosing walls above ground level (default); 2.7.2 Balustrades and handrails; 2.5.5 Subsidiary walls, balustrades and proprietary balconies;
Ss_25_11_16_80 | 25 | 11 | 16 | 80 | Sprayed concrete wall structure systems | 25-15-35/175 Sprayed concrete wall structure system; | 2.5.2 External enclosing walls below ground level; 2.7.1 Walls and partitions; 2.5.1 External enclosing walls above ground level (default); 2.7.2 Balustrades and handrails; 2.5.5 Subsidiary walls, balustrades and proprietary balconies;
Ss_25_11_70 | 25 | 11 | 70 |  | Rammed earth wall systems
Ss_25_11_70_55 | 25 | 11 | 70 | 55 | Non-stabilized rammed earth plinth systems | 25-00-70/150 Non-stabilized rammed earth wall system; | 2.5.2 External enclosing walls below ground level; 2.5.1 External enclosing walls above ground level (default); 2.5.5 Subsidiary walls, balustrades and proprietary balconies;
Ss_25_11_70_83 | 25 | 11 | 70 | 83 | Stabilized rammed earth plinth systems
Ss_25_11_70_85 | 25 | 11 | 70 | 85 | Stabilized rammed earth wall systems | 25-00-70/180 Stabilized rammed earth wall system; | 2.5.2 External enclosing walls below ground level; 2.5.1 External enclosing walls above ground level (default); 2.5.5 Subsidiary walls, balustrades and proprietary balconies;
Ss_25_11_90 | 25 | 11 | 90 |  | Timber wall systems
Ss_25_11_90_96 | 25 | 11 | 90 | 96 | Wood log wall systems
Ss_25_12 | 25 | 12 |  |  | Panel wall structure systems
Ss_25_12_10 | 25 | 12 | 10 |  | Brick panel wall systems
Ss_25_12_15 | 25 | 12 | 15 |  | Concrete panel wall systems
Ss_25_12_60 | 25 | 12 | 60 |  | Panel cubicle systems
Ss_25_12_60_30 | 25 | 12 | 60 | 30 | Fully-framed panel cubicle systems | 25-05-60/130 Fully-framed panel cubicle system; | 2.7.4 Cubicles (default);
Ss_25_12_60_60 | 25 | 12 | 60 | 60 | Panel cubicle systems | 25-05-60/160 Panel cubicle system; | 2.7.4 Cubicles (default);
Ss_25_12_60_65 | 25 | 12 | 60 | 65 | Privacy screen systems | 25-05-60/165 Privacy screen system; | 2.7.4 Cubicles (default);
Ss_25_12_65 | 25 | 12 | 65 |  | Panel partition systems
Ss_25_12_65_50 | 25 | 12 | 65 | 50 | Media wall systems | 25-05-65/120 Media wall partition system; | 2.7.1 Walls and partitions (default); 2.7.3 Moveable room dividers;
Ss_25_12_65_55 | 25 | 12 | 65 | 55 | Mesh panel partition systems
Ss_25_12_65_60 | 25 | 12 | 65 | 60 | Plasterboard laminated partition systems
Ss_25_12_65_65 | 25 | 12 | 65 | 65 | Plasterboard panel partition systems | 25-05-65/110 Panel partition system; | 2.7.1 Walls and partitions (default);
Ss_25_12_65_70 | 25 | 12 | 65 | 70 | Relocatable partition and ceiling systems
Ss_25_12_65_75 | 25 | 12 | 65 | 75 | Relocatable partition systems
Ss_25_12_65_85 | 25 | 12 | 65 | 85 | Storage wall systems | 25-05-65/130 Storage wall partition system; | 2.7.1 Walls and partitions (default); 2.7.3 Moveable room dividers;
Ss_25_12_80 | 25 | 12 | 80 |  | Structural glass wall systems
Ss_25_12_80_65 | 25 | 12 | 80 | 65 | Point-fixed structural glass wall systems | 25-05-75/110 Point-fixed structural glass wall system; | 2.7.1 Walls and partitions; 2.5.3 Solar/rain screening; 2.5.1 External enclosing walls above ground level (default); 2.5.5 Subsidiary walls, balustrades and proprietary balconies;
Ss_25_12_80_83 | 25 | 12 | 80 | 83 | Stacked structural glass wall systems | 25-05-75/120 Stacked structural glass wall system; | 2.7.1 Walls and partitions; 2.7.3 Moveable room dividers (default);
Ss_25_12_80_85 | 25 | 12 | 80 | 85 | Suspended structural glass wall systems | 25-05-75/130 Suspended structural glass wall system; | 2.7.1 Walls and partitions; 2.5.3 Solar/rain screening; 2.5.1 External enclosing walls above ground level (default); 2.5.5 Subsidiary walls, balustrades and proprietary balconies;
Ss_25_12_85 | 25 | 12 | 85 |  | Structural steel panel wall systems
Ss_25_12_85_60 | 25 | 12 | 85 | 60 | Prefabricated metal wall systems
Ss_25_12_85_63 | 25 | 12 | 85 | 63 | Profile metal sheet wall systems
Ss_25_13 | 25 | 13 |  |  | Unit wall structure systems
Ss_25_13_05 | 25 | 13 | 05 |  | Adobe block wall systems
Ss_25_13_24 | 25 | 13 | 24 |  | Dry stone wall systems
Ss_25_13_30 | 25 | 13 | 30 |  | Gabion wall systems
Ss_25_13_33 | 25 | 13 | 33 |  | Glass wall systems
Ss_25_13_33_33 | 25 | 13 | 33 | 33 | Glass block wall systems | 25-10-40/140 In situ glass block wall system; | 2.5.2 External enclosing walls below ground level; 2.7.1 Walls and partitions; 2.5.1 External enclosing walls above ground level (default); 2.7.2 Balustrades and handrails;
Ss_25_13_33_64 | 25 | 13 | 33 | 64 | Prefabricated glass block wall systems | 25-10-40/150 Prefabricated glass block wall system; | 2.5.2 External enclosing walls below ground level; 2.7.1 Walls and partitions; 2.5.1 External enclosing walls above ground level (default); 2.7.2 Balustrades and handrails;
Ss_25_13_35 | 25 | 13 | 35 |  | Gypsum block wall systems
Ss_25_13_45 | 25 | 13 | 45 |  | Lead brick wall systems
Ss_25_13_50 | 25 | 13 | 50 |  | Masonry wall systems
Ss_25_13_50_11 | 25 | 13 | 50 | 11 | Cavity wall insulation systems | 10-70-50/110 Cavity wall insulation system; | 2.5.2 External enclosing walls below ground level; 2.7.1 Walls and partitions; 2.5.1 External enclosing walls above ground level (default);
Ss_25_13_50_49 | 25 | 13 | 50 | 49 | Masonry exposed feature systems | 25-10-55/185 Masonry exposed feature system; | 2.5.2 External enclosing walls below ground level; 8.4.2 Walls and screens; 2.7.1 Walls and partitions; 2.5.1 External enclosing walls above ground level (default); 2.5.5 Subsidiary walls, balustrades and proprietary balconies;
Ss_25_13_50_50 | 25 | 13 | 50 | 50 | Masonry external wall external leaf systems | 25-10-55/150 Masonry external leaf system; | 2.5.2 External enclosing walls below ground level; 1.1.5 Basement retaining walls; 2.5.1 External enclosing walls above ground level (default); 2.5.5 Subsidiary walls, balustrades and proprietary balconies;
Ss_25_13_50_51 | 25 | 13 | 50 | 51 | Masonry external wall internal leaf systems | 25-10-55/160 Masonry internal leaf system; | 2.5.2 External enclosing walls below ground level; 2.5.1 External enclosing walls above ground level (default); 2.5.5 Subsidiary walls, balustrades and proprietary balconies;
Ss_25_13_50_52 | 25 | 13 | 50 | 52 | Masonry external wall single leaf systems
Ss_25_13_50_54 | 25 | 13 | 50 | 54 | Masonry free-standing wall leaf systems | 25-10-55/170 Masonry freestanding wall leaf system; | 2.5.2 External enclosing walls below ground level; 8.4.2 Walls and screens; 2.5.1 External enclosing walls above ground level (default); 2.5.5 Subsidiary walls, balustrades and proprietary balconies;
Ss_25_13_50_56 | 25 | 13 | 50 | 56 | Masonry internal partition systems | 25-10-55/165 Masonry internal partition system; | 2.7.1 Walls and partitions (default); 2.7.2 Balustrades and handrails;
Ss_25_13_70 | 25 | 13 | 70 |  | Reinforced masonry wall systems
Ss_25_13_85 | 25 | 13 | 85 |  | Straw bale wall systems
Ss_25_13_85_30 | 25 | 13 | 85 | 30 | Framed straw bale wall systems | 25-10-75/130 Framed straw bale wall systems; | 2.5.2 External enclosing walls below ground level; 2.7.1 Walls and partitions; 2.5.1 External enclosing walls above ground level (default); 2.5.5 Subsidiary walls, balustrades and proprietary balconies;
Ss_25_13_85_95 | 25 | 13 | 85 | 95 | Unframed straw bale wall systems | 25-10-75/190 Unframed straw bale wall system; | 2.5.2 External enclosing walls below ground level; 2.7.1 Walls and partitions; 2.5.1 External enclosing walls above ground level (default); 2.5.5 Subsidiary walls, balustrades and proprietary balconies;
Ss_25_14 | 25 | 14 |  |  | Fence systems
Ss_25_14_30 | 25 | 14 | 30 |  | Framed fence systems
Ss_25_14_55 | 25 | 14 | 55 |  | Monolithic fence systems
Ss_25_14_63 | 25 | 14 | 63 |  | Post, rail and board fence systems
Ss_25_14_63_06 | 25 | 14 | 63 | 06 | Bespoke fencing systems
Ss_25_14_63_08 | 25 | 14 | 63 | 08 | Board or palisade fencing systems | 25-20-30/111 Composite board or palisade fencing system; | 8.4.1 Fencing and railings (default); 8.4.4 Barriers and guardrails;
Ss_25_14_63_11 | 25 | 14 | 63 | 11 | Carbon steel continuous bar fencing systems | 25-20-30/101 Carbon steel continuous bar fencing system; | 8.4.1 Fencing and railings (default); 8.4.4 Barriers and guardrails;
Ss_25_14_63_51 | 25 | 14 | 63 | 51 | Metal post and rail fencing systems | 25-20-30/105 Metal post and rail fencing system; | 8.4.1 Fencing and railings (default); 8.4.4 Barriers and guardrails;
Ss_25_14_63_52 | 25 | 14 | 63 | 52 | Metal vertical pale fencing systems | 25-20-30/147 Metal vertical pale fencing system; | 8.4.1 Fencing and railings (default); 8.4.4 Barriers and guardrails;
Ss_25_14_63_56 | 25 | 14 | 63 | 56 | Natural hurdle fencing systems | 25-20-30/151 Natural hurdle fencing system; | 8.4.1 Fencing and railings (default); 8.4.4 Barriers and guardrails;
Ss_25_14_63_62 | 25 | 14 | 63 | 62 | Post and panel fencing systems | 25-20-30/143 Composite post and panel fencing system; | 8.4.1 Fencing and railings (default); 8.4.4 Barriers and guardrails;
Ss_25_14_63_63 | 25 | 14 | 63 | 63 | Post and rail fencing systems | 25-20-30/103 Composite post and rail fencing system; | 8.4.1 Fencing and railings (default); 8.4.4 Barriers and guardrails;
Ss_25_14_63_64 | 25 | 14 | 63 | 64 | Precast concrete palisade fencing systems | 25-20-30/113 Precast concrete palisade fencing system; | 8.4.1 Fencing and railings (default); 8.4.4 Barriers and guardrails;
Ss_25_14_63_65 | 25 | 14 | 63 | 65 | Precast concrete post and panel fencing systems | 25-20-30/153 Precast concrete post and panel fencing system; | 8.4.1 Fencing and railings (default); 8.4.4 Barriers and guardrails;
Ss_25_14_63_66 | 25 | 14 | 63 | 66 | Precast concrete post and rail fencing systems | 25-20-30/107 Precast concrete post and rail fencing system; | 8.4.1 Fencing and railings (default); 8.4.4 Barriers and guardrails;
Ss_25_14_63_67 | 25 | 14 | 63 | 67 | Prefabricated wood or plastics panel fencing systems | 25-20-30/155 Prefabricated wood or plastics panel fencing system; | 8.4.1 Fencing and railings (default); 8.4.4 Barriers and guardrails;
Ss_25_14_63_84 | 25 | 14 | 63 | 84 | Steel hurdle fencing systems | 25-20-30/157 Steel hurdle fencing system; | 8.4.1 Fencing and railings (default); 8.4.4 Barriers and guardrails;
Ss_25_14_63_85 | 25 | 14 | 63 | 85 | Steel palisade panel fencing systems | 25-20-30/159 Steel palisade panel fencing system; | 8.4.1 Fencing and railings (default); 8.4.4 Barriers and guardrails;
Ss_25_14_63_86 | 25 | 14 | 63 | 86 | Steel vertical bar fencing systems | 25-20-30/161 Steel vertical bar fencing system; | 8.4.1 Fencing and railings (default); 8.4.4 Barriers and guardrails;
Ss_25_14_63_95 | 25 | 14 | 63 | 95 | Wood close boarded fencing systems | 25-20-30/115 Wood close boarded fencing system; | 8.4.1 Fencing and railings (default); 8.4.4 Barriers and guardrails;
Ss_25_14_63_96 | 25 | 14 | 63 | 96 | Wood palisade fencing systems | 25-20-30/117 Wood palisade fencing system; | 8.4.1 Fencing and railings (default); 8.4.4 Barriers and guardrails;
Ss_25_14_63_97 | 25 | 14 | 63 | 97 | Wood post and rail fencing systems | 25-20-30/109 Wooden post and rail fencing system; | 8.4.1 Fencing and railings (default); 8.4.4 Barriers and guardrails;
Ss_25_14_63_98 | 25 | 14 | 63 | 98 | Wrought iron panel fencing systems | 25-20-30/163 Wrought iron panel fencing system; | 8.4.1 Fencing and railings (default); 8.4.4 Barriers and guardrails;
Ss_25_14_67 | 25 | 14 | 67 |  | Post, wire and mesh fence systems
Ss_25_14_67_12 | 25 | 14 | 67 | 12 | Chain link fencing systems | 25-20-30/133 Chain link fencing system; | 8.4.1 Fencing and railings (default); 8.4.4 Barriers and guardrails;
Ss_25_14_67_14 | 25 | 14 | 67 | 14 | Cleft chestnut pale fencing systems | 25-20-30/135 Cleft chestnut pale fencing system; | 8.4.1 Fencing and railings (default); 8.4.4 Barriers and guardrails;
Ss_25_14_67_15 | 25 | 14 | 67 | 15 | Continuous mesh fencing systems | 25-20-30/137 Composite continuous mesh fencing system; | 8.4.1 Fencing and railings (default); 8.4.4 Barriers and guardrails;
Ss_25_14_67_24 | 25 | 14 | 67 | 24 | Dropper pattern strained wire fencing systems | 25-20-30/123 Dropper pattern strained wire fencing system; | 8.4.1 Fencing and railings (default); 8.4.4 Barriers and guardrails;
Ss_25_14_67_27 | 25 | 14 | 67 | 27 | Electric fencing systems | 25-20-30/125 Electric fencing system; | 8.4.1 Fencing and railings (default); 8.4.4 Barriers and guardrails;
Ss_25_14_67_28 | 25 | 14 | 67 | 28 | Electric security fencing systems | 25-20-30/127 Electric security fencing system; | 8.4.1 Fencing and railings (default); 8.4.4 Barriers and guardrails;
Ss_25_14_67_33 | 25 | 14 | 67 | 33 | General pattern strained wire fencing systems | 25-20-30/129 General pattern strained wire fencing system; | 8.4.1 Fencing and railings (default); 8.4.4 Barriers and guardrails;
Ss_25_14_67_34 | 25 | 14 | 67 | 34 | General pattern wire mesh fencing systems | 25-20-30/139 General pattern wire mesh fencing system; | 8.4.1 Fencing and railings (default); 8.4.4 Barriers and guardrails;
Ss_25_14_67_51 | 25 | 14 | 67 | 51 | Metal mesh panel fencing systems | 25-20-30/145 Metal mesh panel fencing system; | 8.4.1 Fencing and railings (default); 8.4.4 Barriers and guardrails;
Ss_25_14_67_70 | 25 | 14 | 67 | 70 | Rope or chain fencing systems | 25-20-30/131 Rope or chain fencing system; | 8.4.1 Fencing and railings (default); 8.4.4 Barriers and guardrails;
Ss_25_14_67_80 | 25 | 14 | 67 | 80 | Spring steel and high tensile wire mesh fencing systems | 25-20-30/141 Spring steel and high tensile wire mesh fencing system; | 8.4.1 Fencing and railings (default); 8.4.4 Barriers and guardrails;
Ss_25_14_67_97 | 25 | 14 | 67 | 97 | Wire fencing systems | 25-20-30/121 Composite wire fencing system; | 8.4.1 Fencing and railings (default); 8.4.4 Barriers and guardrails;
Ss_25_15 | 25 | 15 |  |  | Fixed pedestrian barrier systems
Ss_25_15_60 | 25 | 15 | 60 |  | Pedestrian safety barrier and guarding systems
Ss_25_15_60_05 | 25 | 15 | 60 | 05 | Balustrade and guarding systems | 25-25-10/110 Balustrade and guarding system; | 8.4.4 Barriers and guardrails (default); 2.7.2 Balustrades and handrails; 2.5.5 Subsidiary walls, balustrades and proprietary balconies;
Ss_25_15_60_14 | 25 | 15 | 60 | 14 | Composite barrier systems
Ss_25_15_60_15 | 25 | 15 | 60 | 15 | Composite pedestrian parapet systems | 25-25-60/105 Composite pedestrian parapet system; | 8.4.4 Barriers and guardrails (default); 2.7.2 Balustrades and handrails; 2.5.5 Subsidiary walls, balustrades and proprietary balconies;
Ss_25_15_60_16 | 25 | 15 | 60 | 16 | Composite post and panel barrier systems | 25-25-60/115 Composite post and panel barrier system; | 8.4.4 Barriers and guardrails (default); 2.7.2 Balustrades and handrails; 2.5.5 Subsidiary walls, balustrades and proprietary balconies;
Ss_25_15_60_17 | 25 | 15 | 60 | 17 | Composite post and rail barrier systems | 25-25-60/110 Composite post and rail barrier system; | 8.4.4 Barriers and guardrails (default); 2.7.2 Balustrades and handrails; 2.5.5 Subsidiary walls, balustrades and proprietary balconies;
Ss_25_15_60_18 | 25 | 15 | 60 | 18 | Concrete post and rail barrier systems | 25-25-60/120 Concrete post and rail barrier system; | 8.4.4 Barriers and guardrails (default); 2.7.2 Balustrades and handrails; 2.5.5 Subsidiary walls, balustrades and proprietary balconies;
Ss_25_15_60_35 | 25 | 15 | 60 | 35 | Handrail systems | 25-25-10/135 Handrail system; | 8.4.4 Barriers and guardrails (default); 2.7.2 Balustrades and handrails; 2.5.5 Subsidiary walls, balustrades and proprietary balconies;
Ss_25_15_60_37 | 25 | 15 | 60 | 37 | Hoop barrier systems | 25-25-60/130 Metal hoop barrier system; | 8.4.4 Barriers and guardrails (default); 2.7.2 Balustrades and handrails; 2.5.5 Subsidiary walls, balustrades and proprietary balconies;
Ss_25_15_60_52 | 25 | 15 | 60 | 52 | Metal modular barrier systems | 25-25-60/135 Metal modular barrier system; | 8.4.4 Barriers and guardrails (default); 2.7.2 Balustrades and handrails; 2.5.5 Subsidiary walls, balustrades and proprietary balconies;
Ss_25_15_60_53 | 25 | 15 | 60 | 53 | Metal pedestrian parapet systems | 25-25-60/145 Metal pedestrian parapet system; | 8.4.4 Barriers and guardrails (default); 2.7.2 Balustrades and handrails; 2.5.5 Subsidiary walls, balustrades and proprietary balconies;
Ss_25_15_60_54 | 25 | 15 | 60 | 54 | Metal post and mesh panel barrier systems | 25-25-60/140 Metal post and mesh panel barrier system; | 8.4.4 Barriers and guardrails (default); 2.7.2 Balustrades and handrails; 2.5.5 Subsidiary walls, balustrades and proprietary balconies;
Ss_25_15_60_55 | 25 | 15 | 60 | 55 | Metal post and panel barrier systems | 25-25-60/150 Metal post and panel barrier system; | 8.4.4 Barriers and guardrails (default); 2.7.2 Balustrades and handrails; 2.5.5 Subsidiary walls, balustrades and proprietary balconies;
Ss_25_15_60_56 | 25 | 15 | 60 | 56 | Metal post and rail barrier systems | 25-25-60/155 Metal post and rail barrier system; | 8.4.4 Barriers and guardrails (default); 2.7.2 Balustrades and handrails; 2.5.5 Subsidiary walls, balustrades and proprietary balconies;
Ss_25_15_60_57 | 25 | 15 | 60 | 57 | Metal vertical bar pedestrian guard rail systems | 25-25-60/160 Metal vertical bar pedestrian guard rail system; | 8.4.4 Barriers and guardrails (default); 2.7.2 Balustrades and handrails; 2.5.5 Subsidiary walls, balustrades and proprietary balconies;
Ss_25_15_60_60 | 25 | 15 | 60 | 60 | Pedestrian parapet systems
Ss_25_15_60_65 | 25 | 15 | 60 | 65 | Post and panel barrier systems
Ss_25_15_60_66 | 25 | 15 | 60 | 66 | Post and rail barrier systems
Ss_25_15_60_67 | 25 | 15 | 60 | 67 | Post and rope barrier systems
Ss_25_15_60_68 | 25 | 15 | 60 | 68 | Post and wire barrier systems | 25-25-60/170 Post and wire barrier system; | 8.4.4 Barriers and guardrails (default); 2.7.2 Balustrades and handrails; 2.5.5 Subsidiary walls, balustrades and proprietary balconies;
Ss_25_15_60_96 | 25 | 15 | 60 | 96 | Wood post and panel barrier systems | 25-25-60/180 Wood post and panel barrier system; | 8.4.4 Barriers and guardrails (default); 2.7.2 Balustrades and handrails; 2.5.5 Subsidiary walls, balustrades and proprietary balconies;
Ss_25_15_60_97 | 25 | 15 | 60 | 97 | Wood post and rail barrier systems | 25-25-60/185 Wood post and rail barrier system; | 8.4.4 Barriers and guardrails (default); 2.7.2 Balustrades and handrails; 2.5.5 Subsidiary walls, balustrades and proprietary balconies;
Ss_25_15_85 | 25 | 15 | 85 |  | Sports barrier systems
Ss_25_15_85_55 | 25 | 15 | 85 | 55 | Multi-use games fencing systems | 25-20-30/149 Multi use games fencing system; | 8.4.1 Fencing and railings (default); 8.4.4 Barriers and guardrails;
Ss_25_16 | 25 | 16 |  |  | Fixed traffic and protective barrier systems
Ss_25_16_04 | 25 | 16 | 04 |  | Artificial reef systems
Ss_25_16_05 | 25 | 16 | 05 |  | Avalanche and snow barrier systems
Ss_25_16_08 | 25 | 16 | 08 |  | Blast barrier systems
Ss_25_16_08_44 | 25 | 16 | 08 | 44 | Jet blast deflection systems | 25-30-45/110 Jet blast deflection system;
Ss_25_16_21 | 25 | 16 | 21 |  | Debris flow barrier systems
Ss_25_16_30 | 25 | 16 | 30 |  | Fish barrier systems
Ss_25_16_46 | 25 | 16 | 46 |  | Landslide barrier systems
Ss_25_16_70 | 25 | 16 | 70 |  | Rail barrier systems
Ss_25_16_73 | 25 | 16 | 73 |  | Road barrier systems
Ss_25_16_73_26 | 25 | 16 | 73 | 26 | Environment protection screen systems
Ss_25_16_73_80 | 25 | 16 | 73 | 80 | Socket for temporary barrier systems
Ss_25_16_75 | 25 | 16 | 75 |  | Rock armour systems
Ss_25_16_76 | 25 | 16 | 76 |  | Rockfall barrier systems
Ss_25_16_80 | 25 | 16 | 80 |  | Sea wall systems
Ss_25_16_94 | 25 | 16 | 94 |  | Vehicle restraint systems
Ss_25_16_94_10 | 25 | 16 | 94 | 10 | Bollard systems | 25-20-85/110 Bollard system; | 8.4.4 Barriers and guardrails; 8.5.1 Site/street furniture and equipment (default);
Ss_25_16_94_14 | 25 | 16 | 94 | 14 | Combined metal and concrete vehicle safety parapet systems | 25-20-85/115 Combined metal and concrete vehicle containment parapet system; | 8.4.1 Fencing and railings; 8.4.4 Barriers and guardrails (default);
Ss_25_16_94_16 | 25 | 16 | 94 | 16 | Concrete safety barrier (CSB) systems | 25-20-85/160 Precast concrete safety barrier system; | 8.4.1 Fencing and railings; 8.4.4 Barriers and guardrails (default);
Ss_25_16_94_44 | 25 | 16 | 94 | 44 | Low-speed precast concrete safety parapet (PCONC) systems | 25-20-85/165 Precast concrete vehicle containment parapet system; | 8.4.4 Barriers and guardrails (default);
Ss_25_16_94_46 | 25 | 16 | 94 | 46 | Low-speed masonry safety parapet (PMAS) systems
Ss_25_16_94_48 | 25 | 16 | 94 | 48 | Low-speed metal vehicle safety parapet systems | 25-20-85/145 Metal vehicle containment parapet system; | 8.4.1 Fencing and railings; 8.4.4 Barriers and guardrails (default);
Ss_25_16_94_50 | 25 | 16 | 94 | 50 | Metal vehicle safety fence systems | 25-20-85/150 Metal beam vehicle safety fence system; | 8.4.1 Fencing and railings; 8.4.4 Barriers and guardrails (default);
Ss_25_16_94_65 | 25 | 16 | 94 | 65 | Protective rail systems | 25-20-85/105 Protective rail system; | 8.4.4 Barriers and guardrails (default);
Ss_25_16_94_95 | 25 | 16 | 94 | 95 | Vehicle safety control systems
Ss_25_16_94_97 | 25 | 16 | 94 | 97 | Wire rope safety fence (WRSF) systems | 25-20-85/185 Wire rope safety fence system; | 8.4.4 Barriers and guardrails (default);
Ss_25_17 | 25 | 17 |  |  | Dam and levee structure systems
Ss_25_17_05 | 25 | 17 | 05 |  | Arch dam systems
Ss_25_17_10 | 25 | 17 | 10 |  | Buttress dam systems
Ss_25_17_25 | 25 | 17 | 25 |  | Embankment dam and levee systems
Ss_25_17_35 | 25 | 17 | 35 |  | Gravity dam systems
Ss_25_20 | 25 | 20 |  |  | Wall cladding systems
Ss_25_20_08 | 25 | 20 | 08 |  | Board cladding systems
Ss_25_20_08_95 | 25 | 20 | 08 | 95 | Weatherboarding systems | 25-80-95/195 Weatherboarding system; | 2.5.1 External enclosing walls above ground level (default);
Ss_25_20_14 | 25 | 20 | 14 |  | Composite panel cladding systems
Ss_25_20_14_52 | 25 | 20 | 14 | 52 | Metal composite panel cladding systems | 25-80-52/150 Metal composite panel cladding system; | 2.5.1 External enclosing walls above ground level (default);
Ss_25_20_14_55 | 25 | 20 | 14 | 55 | Metal semi-composite panel cladding systems | 25-80-52/155 Metal semi-composite panel cladding system; | 2.5.1 External enclosing walls above ground level (default);
Ss_25_20_15 | 25 | 20 | 15 |  | Concrete cladding systems
Ss_25_20_15_16 | 25 | 20 | 15 | 16 | Concrete panel cladding systems | 25-80-65/155 Precast concrete panel cladding system;
Ss_25_20_33 | 25 | 20 | 33 |  | Glass fibre reinforced concrete (GRC) cladding systems
Ss_25_20_33_35 | 25 | 20 | 33 | 35 | GRC cladding systems | 25-80-35/130 Glass fibre reinforced concrete (GRC) cladding system; | 2.5.1 External enclosing walls above ground level (default);
Ss_25_20_34 | 25 | 20 | 34 |  | Glass fibre reinforced gypsum (GRG) cladding systems
Ss_25_20_34_35 | 25 | 20 | 34 | 35 | GRG cladding systems
Ss_25_20_35 | 25 | 20 | 35 |  | Glass fibre reinforced plastics (GRP) cladding systems
Ss_25_20_35_35 | 25 | 20 | 35 | 35 | GRP cladding systems | 25-80-40/130 Glass fibre reinforced plastics (GRP) cladding system; | 2.5.1 External enclosing walls above ground level (default);
Ss_25_20_50 | 25 | 20 | 50 |  | Metal sheet cladding systems
Ss_25_20_50_05 | 25 | 20 | 50 | 05 | Aluminium sheet cladding systems | 25-80-50/105 Aluminium sheet cladding system; | 2.5.1 External enclosing walls above ground level (default);
Ss_25_20_50_15 | 25 | 20 | 50 | 15 | Copper sheet cladding systems | 25-80-50/115 Copper sheet cladding system; | 2.5.1 External enclosing walls above ground level (default);
Ss_25_20_50_45 | 25 | 20 | 50 | 45 | Lead sheet cladding systems | 25-80-50/145 Lead sheet cladding system; | 2.5.1 External enclosing walls above ground level (default);
Ss_25_20_50_50 | 25 | 20 | 50 | 50 | Lead-wrapped panel cladding systems | 25-80-50/150 Lead-wrapped panel cladding system; | 2.5.1 External enclosing walls above ground level (default);
Ss_25_20_50_85 | 25 | 20 | 50 | 85 | Stainless steel sheet cladding systems | 25-80-50/175 Stainless steel sheet cladding system; | 2.5.1 External enclosing walls above ground level (default);
Ss_25_20_50_95 | 25 | 20 | 50 | 95 | Zinc sheet cladding systems | 25-80-50/195 Zinc sheet cladding system; | 2.5.1 External enclosing walls above ground level (default);
Ss_25_20_60 | 25 | 20 | 60 |  | Panel and sheet cladding systems
Ss_25_20_68 | 25 | 20 | 68 |  | Profiled sheet cladding systems
Ss_25_20_68_30 | 25 | 20 | 68 | 30 | Fibre cement profiled sheet cladding systems | 25-80-68/130 Fibre cement profiled sheet cladding system; | 2.7.1 Walls and partitions; 2.5.1 External enclosing walls above ground level (default);
Ss_25_20_68_50 | 25 | 20 | 68 | 50 | Metal profiled sheet cladding systems | 25-80-68/150 Metal profiled sheet cladding system; | 2.7.1 Walls and partitions; 2.5.1 External enclosing walls above ground level (default);
Ss_25_20_68_65 | 25 | 20 | 68 | 65 | Plastics profiled sheet cladding systems | 25-80-68/160 Plastics profiled sheet cladding system; | 2.7.1 Walls and partitions; 2.5.1 External enclosing walls above ground level (default);
Ss_25_20_70 | 25 | 20 | 70 |  | Rainscreen cladding systems
Ss_25_20_70_25 | 25 | 20 | 70 | 25 | Drained and back-ventilated rainscreen cladding systems | 25-80-70/120 Drained and back-ventilated rainscreen cladding system; | 2.5.3 Solar/rain screening (default);
Ss_25_20_70_65 | 25 | 20 | 70 | 65 | Pressure equalized rainscreen cladding systems | 25-80-70/160 Pressure equalized rainscreen cladding system; | 2.5.3 Solar/rain screening (default);
Ss_25_20_72 | 25 | 20 | 72 |  | Sheet cladding systems
Ss_25_20_72_72 | 25 | 20 | 72 | 72 | Rigid sheet cladding systems | 25-80-76/170 Rigid sheet cladding system; | 2.5.1 External enclosing walls above ground level (default);
Ss_25_20_85 | 25 | 20 | 85 |  | Stone cladding systems
Ss_25_20_85_50 | 25 | 20 | 85 | 50 | Manufactured stone cladding systems
Ss_25_20_85_55 | 25 | 20 | 85 | 55 | Natural stone cladding systems | 25-80-55/155 Natural stone cladding system; | 2.5.1 External enclosing walls above ground level (default); 3.1.1 Wall finishes;
Ss_25_20_90 | 25 | 20 | 90 |  | Unit cladding systems
Ss_25_20_90_13 | 25 | 20 | 90 | 13 | Clay plain tile cladding systems | 25-80-90/115 Clay plain tile cladding system; | 2.5.1 External enclosing walls above ground level (default);
Ss_25_20_90_15 | 25 | 20 | 90 | 15 | Concrete plain tile cladding systems | 25-80-90/120 Concrete plain tile cladding system; | 2.5.1 External enclosing walls above ground level (default);
Ss_25_20_90_30 | 25 | 20 | 90 | 30 | Fibre cement slate cladding systems | 25-80-90/130 Fibre cement slate cladding system; | 2.5.1 External enclosing walls above ground level (default);
Ss_25_20_90_50 | 25 | 20 | 90 | 50 | Metal tile cladding systems | 25-80-90/150 Metal tile cladding system; | 2.5.1 External enclosing walls above ground level (default);
Ss_25_20_90_55 | 25 | 20 | 90 | 55 | Natural slate cladding systems | 25-80-90/160 Natural slate cladding system; | 2.5.1 External enclosing walls above ground level (default);
Ss_25_20_90_65 | 25 | 20 | 90 | 65 | Precast concrete cladding systems
Ss_25_20_90_95 | 25 | 20 | 90 | 95 | Wood shingle or shake cladding systems | 25-80-90/195 Wood shingle or shake cladding system; | 2.5.1 External enclosing walls above ground level (default);
Ss_25_25 | 25 | 25 |  |  | Wall lining systems
Ss_25_25_05 | 25 | 25 | 05 |  | Acoustic panel systems
Ss_25_25_45 | 25 | 25 | 45 |  | Lining and casing systems
Ss_25_25_45_25 | 25 | 25 | 45 | 25 | Duct and wall panel lining systems | 25-85-45/120 Duct and wall panel lining system; | 3.1.1 Wall finishes (default);
Ss_25_25_45_33 | 25 | 25 | 45 | 33 | Gypsum board casing systems | 25-85-45/135 Gypsum board casing system; | 3.1.1 Wall finishes (default);
Ss_25_25_45_35 | 25 | 25 | 45 | 35 | Gypsum board wall lining systems | 25-85-45/140 Gypsum board wall lining system; | 3.1.1 Wall finishes (default);
Ss_25_25_45_50 | 25 | 25 | 45 | 50 | Metal framed wall lining systems | 25-85-45/150 Metal framed wall lining system; | 3.1.1 Wall finishes (default);
Ss_25_25_45_70 | 25 | 25 | 45 | 70 | Rigid sheet wall lining and casing systems | 25-85-45/170 Rigid sheet wall lining and casing system; | 3.1.1 Wall finishes (default);
Ss_25_25_45_88 | 25 | 25 | 45 | 88 | Timber board casing systems | 25-85-45/185 Timber board casing system; | 3.1.1 Wall finishes (default);
Ss_25_25_45_90 | 25 | 25 | 45 | 90 | Timber board wall lining systems | 25-85-45/190 Timber board wall lining system; | 3.1.1 Wall finishes (default);
Ss_25_25_70 | 25 | 25 | 70 |  | Radiation shielding lining systems
Ss_25_25_75 | 25 | 25 | 75 |  | Rigid sheet fine lining and panelling systems
Ss_25_25_75_05 | 25 | 25 | 75 | 05 | Acoustic panel lining systems | 25-85-75/105 Acoustic panel lining system; | 3.1.1 Wall finishes (default);
Ss_25_25_75_30 | 25 | 25 | 75 | 30 | Framed wood panel lining systems | 25-85-75/130 Framed wood panel lining system; | 3.1.1 Wall finishes (default);
Ss_25_25_75_63 | 25 | 25 | 75 | 63 | Plastics panel lining systems | 25-85-75/160 Plastics panel lining system; | 3.1.1 Wall finishes (default);
Ss_25_25_75_65 | 25 | 25 | 75 | 65 | Plastics veneered panel lining systems | 25-85-75/165 Plastics veneered panel lining system; | 3.1.1 Wall finishes (default);
Ss_25_25_75_85 | 25 | 25 | 75 | 85 | Specialist faced panel lining systems | 25-85-75/175 Specialist faced panel lining system; | 3.1.1 Wall finishes (default);
Ss_25_25_75_95 | 25 | 25 | 75 | 95 | Wood veneered panel lining systems | 25-85-75/195 Wood veneered panel lining system; | 3.1.1 Wall finishes (default);
Ss_25_25_85 | 25 | 25 | 85 |  | Stone lining systems
Ss_25_25_85_50 | 25 | 25 | 85 | 50 | Manufactured stone lining systems
Ss_25_25_85_55 | 25 | 25 | 85 | 55 | Natural stone lining systems | 25-80-55/160 Natural stone internal lining system; | 2.5.1 External enclosing walls above ground level (default); 3.1.1 Wall finishes;
Ss_25_25_95 | 25 | 25 | 95 |  | Wall sheathing systems
Ss_25_25_95_28 | 25 | 25 | 95 | 28 | External wall sheathing systems | 25-90-90/125 External wall sheathing system; | 2.5.1 External enclosing walls above ground level (default);
Ss_25_30 | 25 | 30 |  |  | Door and window systems
Ss_25_30_15 | 25 | 30 | 15 |  | Concrete wall glazing systems
Ss_25_30_15_66 | 25 | 30 | 15 | 66 | Precast concrete security window systems | 20-40-60/180 Precast security window system; | 2.6.1 External windows (default); 2.3.1 Roof structure; 2.2.2 Balconies;
Ss_25_30_20 | 25 | 30 | 20 |  | Door, shutter and hatch systems
Ss_25_30_20_16 | 25 | 30 | 20 | 16 | Collapsible gate and grille doorset systems
Ss_25_30_20_22 | 25 | 30 | 20 | 22 | Door assembly systems | 25-50-20/122 Door assembly system;
Ss_25_30_20_25 | 25 | 30 | 20 | 25 | Doorset systems | 25-50-20/120 Doorset system; | 2.6.2 External doors; 2.8.1 Internal doors (default);
Ss_25_30_20_30 | 25 | 30 | 20 | 30 | Frame and door leaf systems | 25-50-20/125 Frame and door leaf system; | 2.6.2 External doors; 2.8.1 Internal doors (default);
Ss_25_30_20_32 | 25 | 30 | 20 | 32 | Frameless glass door systems | 25-50-20/130 Frameless glass door system; | 2.6.2 External doors (default); 2.8.1 Internal doors;
Ss_25_30_20_35 | 25 | 30 | 20 | 35 | Hatch systems | 25-50-20/135 Hatch system; | 2.6.2 External doors; 2.8.1 Internal doors (default); 2.3.5 Rooflights, skylights and openings;
Ss_25_30_20_37 | 25 | 30 | 20 | 37 | High security doorset systems
Ss_25_30_20_38 | 25 | 30 | 20 | 38 | High speed doorset systems
Ss_25_30_20_39 | 25 | 30 | 20 | 39 | Hinged doorset systems
Ss_25_30_20_40 | 25 | 30 | 20 | 40 | Industrial doorset systems | 25-50-20/145 Industrial doorset system; | 2.6.2 External doors (default); 2.8.1 Internal doors;
Ss_25_30_20_45 | 25 | 30 | 20 | 45 | Loading bay doorset systems | 25-50-20/150 Loading bay system; | 2.6.2 External doors (default);
Ss_25_30_20_46 | 25 | 30 | 20 | 46 | Louvre doorset systems
Ss_25_30_20_62 | 25 | 30 | 20 | 62 | Pivot doorset systems
Ss_25_30_20_70 | 25 | 30 | 20 | 70 | Revolving doorset systems | 25-50-20/170 Revolving doorset system; | 2.6.2 External doors (default); 2.8.1 Internal doors;
Ss_25_30_20_73 | 25 | 30 | 20 | 73 | Roller grille doorset systems
Ss_25_30_20_74 | 25 | 30 | 20 | 74 | Roller shutter doorset systems
Ss_25_30_20_76 | 25 | 30 | 20 | 76 | Sectional overhead doorset systems
Ss_25_30_20_77 | 25 | 30 | 20 | 77 | Sliding doorset systems | 25-50-20/175 Sliding doorset system; | 2.6.2 External doors; 2.8.1 Internal doors (default);
Ss_25_30_20_78 | 25 | 30 | 20 | 78 | Sliding folding doorset systems | 25-50-20/180 Sliding folding doorset system; | 2.7.3 Moveable room dividers; 2.6.2 External doors (default); 2.8.1 Internal doors;
Ss_25_30_20_80 | 25 | 30 | 20 | 80 | Sliding stacking panel partition systems | 25-50-20/185 Sliding stacking panel partition system; | 2.7.3 Moveable room dividers (default);
Ss_25_30_20_84 | 25 | 30 | 20 | 84 | Strip curtain doorset systems
Ss_25_30_20_93 | 25 | 30 | 20 | 93 | Up over doorset systems
Ss_25_30_29 | 25 | 30 | 29 |  | Fire and smoke curtain systems
Ss_25_30_29_38 | 25 | 30 | 29 | 38 | Horizontal fire curtain systems
Ss_25_30_29_39 | 25 | 30 | 29 | 39 | Horizontal smoke curtain systems
Ss_25_30_29_94 | 25 | 30 | 29 | 94 | Vertical fire curtain systems
Ss_25_30_29_95 | 25 | 30 | 29 | 95 | Vertical smoke curtain systems
Ss_25_30_95 | 25 | 30 | 95 |  | Window systems
Ss_25_30_95_26 | 25 | 30 | 95 | 26 | External window systems | 25-50-95/125 External window system; | 2.6.1 External windows (default);
Ss_25_30_95_41 | 25 | 30 | 95 | 41 | Internal window systems
Ss_25_30_95_96 | 25 | 30 | 95 | 96 | Window walling systems | 25-50-95/170 Window walling system; | 2.7.1 Walls and partitions; 2.5.1 External enclosing walls above ground level (default);
Ss_25_32 | 25 | 32 |  |  | Gate access systems
Ss_25_32_35 | 25 | 32 | 35 |  | Gate systems
Ss_25_32_35_05 | 25 | 32 | 35 | 05 | Animal gate systems | 25-60-35/125 Animal gate system; | 8.4.1 Fencing and railings (default);
Ss_25_32_35_15 | 25 | 32 | 35 | 15 | Chicane systems | 25-60-35/120 Chicane system; | 8.4.1 Fencing and railings; 8.4.4 Barriers and guardrails (default);
Ss_25_32_35_30 | 25 | 32 | 35 | 30 | Folding gate systems | 25-60-35/105 Folding gate system; | 8.4.1 Fencing and railings (default); 8.4.4 Barriers and guardrails;
Ss_25_32_35_37 | 25 | 32 | 35 | 37 | Hinged gate systems | 25-60-35/109 Hinged gate system; | 8.4.1 Fencing and railings (default);
Ss_25_32_35_41 | 25 | 32 | 35 | 41 | In-line inhibitor systems | 25-60-35/130 In-line inhibitor system; | 8.4.1 Fencing and railings; 8.4.4 Barriers and guardrails (default);
Ss_25_32_35_45 | 25 | 32 | 35 | 45 | Kissing gate systems | 25-60-35/135 Kissing gate system; | 8.4.1 Fencing and railings (default);
Ss_25_32_35_80 | 25 | 32 | 35 | 80 | Sliding gate systems | 25-60-35/115 Sliding gate system; | 8.4.1 Fencing and railings (default);
Ss_25_32_35_85 | 25 | 32 | 35 | 85 | Stile systems | 25-60-35/140 Stile system; | 8.4.1 Fencing and railings (default);
Ss_25_32_35_90 | 25 | 32 | 35 | 90 | Turnstile systems | 25-60-35/145 Turnstile system; | 8.4.1 Fencing and railings; 8.4.4 Barriers and guardrails (default);
Ss_25_32_60 | 25 | 32 | 60 |  | Pedestrian access point control barrier systems
Ss_25_34 | 25 | 34 |  |  | Operable pedestrian barrier systems
Ss_25_34_25 | 25 | 34 | 25 |  | External automated pedestrian barrier systems
Ss_25_34_30 | 25 | 34 | 30 |  | External manual pedestrian barrier systems
Ss_25_34_40 | 25 | 34 | 40 |  | Internal automated pedestrian barrier systems
Ss_25_34_43 | 25 | 34 | 43 |  | Internal manual pedestrian barrier systems
Ss_25_34_59 | 25 | 34 | 59 |  | Operable industrial safety barrier systems
Ss_25_34_60 | 25 | 34 | 60 |  | Passport control automated e-gate systems
Ss_25_34_60_26 | 25 | 34 | 60 | 26 | e-passport gate systems | 75-60-60/110 e-Passport gate system;
Ss_25_34_60_60 | 25 | 34 | 60 | 60 | Passport gate systems | 75-60-60/120 Passport gate system;
Ss_25_34_70 | 25 | 34 | 70 |  | Railway platform automated barrier systems
Ss_25_36 | 25 | 36 |  |  | Operable traffic barrier systems
Ss_25_36_24 | 25 | 36 | 24 |  | Dry dock automated gate systems
Ss_25_36_30 | 25 | 36 | 30 |  | Flood and storm surge barrier systems
Ss_25_36_30_30 | 25 | 36 | 30 | 30 | Flood gate systems
Ss_25_36_40 | 25 | 36 | 40 |  | Internal automated traffic barrier systems
Ss_25_36_42 | 25 | 36 | 42 |  | Internal manual traffic barrier systems
Ss_25_36_50 | 25 | 36 | 50 |  | Marina and sea gate automated systems
Ss_25_36_58 | 25 | 36 | 58 |  | Operable rail barrier systems
Ss_25_36_62 | 25 | 36 | 62 |  | Operable water barrier systems
Ss_25_36_64 | 25 | 36 | 64 |  | Operable bridge barrier systems
Ss_25_36_66 | 25 | 36 | 66 |  | Operable tunnel barrier systems
Ss_25_36_70 | 25 | 36 | 70 |  | Railway crossing systems
Ss_25_36_95 | 25 | 36 | 95 |  | Vehicle access point control systems
Ss_25_36_95_05 | 25 | 36 | 95 | 05 | Automated heavy-duty gate systems
Ss_25_36_95_35 | 25 | 36 | 95 | 35 | Heavy duty sliding beam barrier systems | 25-70-05/115 Heavy duty sliding barrier system; | 8.4.4 Barriers and guardrails (default);
Ss_25_36_95_36 | 25 | 36 | 95 | 36 | Height restrictor systems | 25-70-05/120 Height restrictor system; | 8.4.4 Barriers and guardrails (default);
Ss_25_36_95_38 | 25 | 36 | 95 | 38 | Horizontal swing gate systems | 25-70-05/125 Horizontal swing gate system; | 8.4.1 Fencing and railings; 8.4.4 Barriers and guardrails (default);
Ss_25_36_95_40 | 25 | 36 | 95 | 40 | Hydraulic ramp systems | 25-70-05/130 Hydraulic ramp system; | 8.4.4 Barriers and guardrails (default);
Ss_25_36_95_50 | 25 | 36 | 95 | 50 | Movable bollard and car park post systems | 25-70-05/145 Movable bollard system; | 8.4.4 Barriers and guardrails (default);
Ss_25_36_95_70 | 25 | 36 | 95 | 70 | Rising arm barrier systems | 25-70-05/160 Rising arm barrier system; | 8.4.1 Fencing and railings; 8.4.4 Barriers and guardrails (default);
Ss_25_36_95_72 | 25 | 36 | 95 | 72 | Rising bollard systems | 25-70-05/165 Rising bollard system; | 8.4.4 Barriers and guardrails (default);
Ss_25_36_95_85 | 25 | 36 | 95 | 85 | Static bollard systems
Ss_25_36_95_94 | 25 | 36 | 95 | 94 | Vehicle flow plate systems | 25-70-05/180 Vehicle flow plate system; | 8.4.4 Barriers and guardrails (default);
Ss_25_36_95_96 | 25 | 36 | 95 | 96 | Vehicle stop systems | 25-70-05/185 Vehicle stop system; | 8.4.4 Barriers and guardrails (default);
Ss_25_38 | 25 | 38 |  |  | Wall and barrier opening hardware systems
Ss_25_38_20 | 25 | 38 | 20 |  | Door, window and gate hardware systems
Ss_25_38_20_20 | 25 | 38 | 20 | 20 | Door hardware systems | 25-90-20/120 Door hardware system; | 2.6.2 External doors; 2.8.1 Internal doors (default);
Ss_25_38_20_30 | 25 | 38 | 20 | 30 | Garage door hardware systems | 25-90-20/130 Garage door hardware system; | 2.6.2 External doors (default);
Ss_25_38_20_33 | 25 | 38 | 20 | 33 | Gate hardware systems | 25-90-20/135 Gate hardware system; | 8.4.1 Fencing and railings (default); 8.4.4 Barriers and guardrails; 2.8.1 Internal doors;
Ss_25_38_20_35 | 25 | 38 | 20 | 35 | Hatch hardware systems | 25-90-20/140 Hatch hardware system; | 2.6.2 External doors; 2.8.1 Internal doors (default);
Ss_25_38_20_70 | 25 | 38 | 20 | 70 | Relocatable partition hardware systems | 25-90-20/170 Relocatable partition hardware system; | 2.7.3 Moveable room dividers (default);
Ss_25_38_20_80 | 25 | 38 | 20 | 80 | Shutter hardware systems | 25-90-20/175 Shutter hardware system; | 2.6.2 External doors (default); 2.8.1 Internal doors;
Ss_25_38_20_95 | 25 | 38 | 20 | 95 | Window hardware systems | 25-90-95/195 Window hardware system; | 2.6.1 External windows (default);
Ss_25_45 | 25 | 45 |  |  | Wall covering and finish systems
Ss_25_45_02 | 25 | 45 | 02 |  | Acoustic covering systems
Ss_25_45_02_60 | 25 | 45 | 02 | 60 | Parge coat systems | 25-85-60/160 Parge coat system; | 3.1.1 Wall finishes (default);
Ss_25_45_25 | 25 | 45 | 25 |  | Drapery systems
Ss_25_45_70 | 25 | 45 | 70 |  | Render and roughcast coating systems
Ss_25_45_70_55 | 25 | 45 | 70 | 55 | Multicoat render systems | 25-80-72/150 Multicoat render system; | 2.5.1 External enclosing walls above ground level (default); 3.1.1 Wall finishes;
Ss_25_45_70_60 | 25 | 45 | 70 | 60 | One coat render systems | 25-80-72/160 One coat render system; | 2.5.1 External enclosing walls above ground level (default); 3.1.1 Wall finishes;
Ss_25_45_72 | 25 | 45 | 72 |  | Rendered insulation systems
Ss_25_45_72_02 | 25 | 45 | 72 | 02 | Adhesive fixed external wall insulation systems | 25-80-79/110 Adhesive fixed external wall insulation system; | 2.5.1 External enclosing walls above ground level (default);
Ss_25_45_72_42 | 25 | 45 | 72 | 42 | Insulated plinth systems | 25-80-79/130 Insulated plinth system; | 2.5.1 External enclosing walls above ground level (default);
Ss_25_45_72_70 | 25 | 45 | 72 | 70 | Rail fixed external wall insulation systems | 25-80-79/120 Rail fixed external wall insulation system; | 2.5.1 External enclosing walls above ground level (default);
Ss_25_45_74 | 25 | 45 | 74 |  | Rolled paper and fabric covering systems
Ss_25_45_74_70 | 25 | 45 | 74 | 70 | Rolled covering systems | 25-85-80/170 Rolled covering system; | 3.1.1 Wall finishes (default);
Ss_25_45_85 | 25 | 45 | 85 |  | Sprayed coating systems
Ss_25_45_85_82 | 25 | 45 | 85 | 82 | Sprayed external monolithic coating systems | 25-80-78/175 Sprayed external monolithic coating system; | 2.5.1 External enclosing walls above ground level (default);
Ss_25_45_85_85 | 25 | 45 | 85 | 85 | Sprayed internal monolithic coating systems | 25-85-85/175 Sprayed internal monolithic coating system; | 3.1.1 Wall finishes (default);
Ss_25_45_86 | 25 | 45 | 86 |  | Suspended render systems
Ss_25_45_88 | 25 | 45 | 88 |  | Tiling systems
Ss_25_45_88_25 | 25 | 45 | 88 | 25 | External wall tiling systems | 25-85-97/125 External wall tiling system; | 3.1.1 Wall finishes (default);
Ss_25_45_88_40 | 25 | 45 | 88 | 40 | Internal wall tiling systems | 25-85-97/140 Internal wall tiling system; | 3.1.1 Wall finishes (default);
Ss_25_45_88_88 | 25 | 45 | 88 | 88 | Terrazzo wall tiling systems | 25-85-90/185 Terrazzo wall tiling system; | 3.1.1 Wall finishes (default);
Ss_25_45_88_90 | 25 | 45 | 88 | 90 | Tiling and mosaic mortar substrate systems | 25-80-72/185 Tiling and mosaic mortar substrate system; | 2.5.1 External enclosing walls above ground level (default); 3.1.1 Wall finishes;
Ss_25_45_90 | 25 | 45 | 90 |  | Unit facing systems
Ss_25_50 | 25 | 50 |  |  | Wall mounted canopy and screen systems
Ss_25_50_05 | 25 | 50 | 05 |  | Awning systems
Ss_25_50_35 | 25 | 50 | 35 |  | Grille systems
Ss_25_50_45 | 25 | 50 | 45 |  | Louvre and shading systems
Ss_25_50_45_10 | 25 | 50 | 45 | 10 | Canopy systems
Ss_25_50_45_30 | 25 | 50 | 45 | 30 | Facade-aligned brise soleil systems | 25-55-45/110 Facade aligned brise-soleil system; | 2.5.3 Solar/rain screening (default);
Ss_25_50_45_45 | 25 | 50 | 45 | 45 | Louvre screen systems | 25-55-45/150 Louvre screen system; | 2.5.3 Solar/rain screening (default);
Ss_25_50_45_60 | 25 | 50 | 45 | 60 | Panellized louvre screen systems | 25-55-45/170 Panellized louvre screen system; | 2.7.3 Moveable room dividers (default); 2.8.1 Internal doors;
Ss_25_50_45_65 | 25 | 50 | 45 | 65 | Projecting brise soleil systems | 25-55-45/130 Projecting brise-soleil system; | 2.5.3 Solar/rain screening (default);
Ss_25_50_75 | 25 | 50 | 75 |  | Screen systems
Ss_25_50_80 | 25 | 50 | 80 |  | Shutter systems
Ss_25_60 | 25 | 60 |  |  | Wall and barrier accessory systems
Ss_25_60_10 | 25 | 60 | 10 |  | Cavity wall tie renewal and insertion systems
Ss_25_60_30 | 25 | 60 | 30 |  | Fire stopping systems
Ss_25_60_30_40 | 25 | 60 | 30 | 40 | Individual services penetrations fire stopping systems | 30-85-30/140 Individual services penetrations fire stopping system; | 5.14.1 Builder's work in connection with services (default);
Ss_25_60_30_45 | 25 | 60 | 30 | 45 | Linear gap fire stopping systems | 30-85-30/145 Linear gap fire stopping system; | 5.14.1 Builder's work in connection with services (default);
Ss_25_60_30_48 | 25 | 60 | 30 | 48 | Loose fire stopping systems | 30-85-30/150 Loose fire stopping system; | 5.14.1 Builder's work in connection with services (default);
Ss_25_60_30_55 | 25 | 60 | 30 | 55 | Multiple services penetrations fire stopping systems | 30-85-30/155 Multiple services penetrations fire stopping system; | 5.14.1 Builder's work in connection with services (default);
Ss_25_60_30_62 | 25 | 60 | 30 | 62 | Pipe collar fire stopping systems | 30-85-30/160 Pipe collar system; | 5.14.1 Builder's work in connection with services (default);
Ss_25_60_35 | 25 | 60 | 35 |  | Glazing systems
Ss_25_60_35_06 | 25 | 60 | 35 | 06 | Bead-fixed insulating glazing systems | 25-90-35/105 Bead-fixed insulating glazing system; | 2.7.1 Walls and partitions; 2.5.1 External enclosing walls above ground level (default); 2.7.2 Balustrades and handrails; 2.8.1 Internal doors; 2.5.5 Subsidiary walls, balustrades and proprietary balconies;
Ss_25_60_35_08 | 25 | 60 | 35 | 08 | Bead-fixed single glazing systems | 25-90-35/110 Bead-fixed single glazing system; | 2.7.1 Walls and partitions; 2.6.1 External windows (default); 2.6.2 External doors; 2.8.1 Internal doors;
Ss_25_60_35_30 | 25 | 60 | 35 | 30 | Fire-resistant glazing systems | 25-90-35/120 Fire-resistant glazing system; | 2.7.1 Walls and partitions; 2.6.1 External windows; 2.6.2 External doors; 2.8.1 Internal doors (default);
Ss_25_60_35_33 | 25 | 60 | 35 | 33 | Glazing film systems | 25-90-35/130 Glazing film system; | 2.7.1 Walls and partitions; 2.6.1 External windows (default); 2.6.2 External doors; 2.8.1 Internal doors;
Ss_25_60_35_35 | 25 | 60 | 35 | 35 | Groove-fixed single glazing systems | 25-90-35/135 Groove-fixed single glazing system; | 2.7.1 Walls and partitions; 2.5.1 External enclosing walls above ground level (default); 2.7.2 Balustrades and handrails; 2.8.1 Internal doors; 2.5.5 Subsidiary walls, balustrades and proprietary balconies;
Ss_25_60_35_40 | 25 | 60 | 35 | 40 | Internal use bead and tape, groove or channel glazing systems | 25-90-35/140 Internal use bead and tape, groove or channel glazing system; | 2.7.1 Walls and partitions (default); 2.7.2 Balustrades and handrails; 2.8.1 Internal doors;
Ss_25_60_35_50 | 25 | 60 | 35 | 50 | Mirror glazing systems | 25-90-35/145 Mirror glazing system; | 4.1.1 General fittings, furnishings and equipment (default);
Ss_25_60_35_65 | 25 | 60 | 35 | 65 | Putty-fronted single glazing systems | 25-90-35/150 Putty-fronted single glazing system; | 2.7.1 Walls and partitions; 2.5.1 External enclosing walls above ground level (default); 2.7.2 Balustrades and handrails; 2.8.1 Internal doors; 2.5.5 Subsidiary walls, balustrades and proprietary balconies;
Ss_25_60_35_75 | 25 | 60 | 35 | 75 | Single-sided gasket glazing systems | 25-90-35/155 Single-sided gasket glazing system; | 2.7.1 Walls and partitions; 2.6.1 External windows (default); 2.6.2 External doors; 2.8.1 Internal doors;
Ss_25_60_35_85 | 25 | 60 | 35 | 85 | Structural zipper gasket glazing systems | 25-90-35/160 Structural zipper gasket glazing system; | 2.7.1 Walls and partitions; 2.5.1 External enclosing walls above ground level (default); 2.7.2 Balustrades and handrails; 2.5.5 Subsidiary walls, balustrades and proprietary balconies;
Ss_25_60_35_95 | 25 | 60 | 35 | 95 | U-profiled glazing systems | 25-90-35/165 U-profiled glazing system; | 2.7.1 Walls and partitions; 2.5.1 External enclosing walls above ground level (default); 2.7.2 Balustrades and handrails; 2.5.5 Subsidiary walls, balustrades and proprietary balconies;
Ss_25_60_50 | 25 | 60 | 50 |  | Metal sheet wall flashing and weathering systems
Ss_25_60_50_03 | 25 | 60 | 50 | 03 | Aluminium sheet flashing systems | 30-85-50/105 Aluminium flashing system; | 2.3.2 Roof coverings (default); 2.5.1 External enclosing walls above ground level;
Ss_25_60_50_04 | 25 | 60 | 50 | 04 | Aluminium sheet weathering systems | 30-85-50/115 Aluminium sheet weathering system; | 2.3.2 Roof coverings (default); 2.5.1 External enclosing walls above ground level;
Ss_25_60_50_11 | 25 | 60 | 50 | 11 | Carbon steel wall flashing and weathering systems
Ss_25_60_50_14 | 25 | 60 | 50 | 14 | Copper sheet wall flashing and weathering systems | 30-85-50/120 Copper sheet weathering system; | 2.3.2 Roof coverings (default); 2.5.1 External enclosing walls above ground level;
Ss_25_60_50_47 | 25 | 60 | 50 | 47 | Lead damp-proof course systems | 30-85-50/130 Lead damp proof course system; | 2.5.2 External enclosing walls below ground level (default); 2.5.1 External enclosing walls above ground level; 2.3.1 Roof structure; 1.1.3 Lowest floor construction;
Ss_25_60_50_48 | 25 | 60 | 50 | 48 | Lead sheet wall flashing and weathering systems | 30-85-50/125 Lead cladding flashing system; | 2.3.2 Roof coverings (default); 2.5.1 External enclosing walls above ground level;
Ss_25_60_50_49 | 25 | 60 | 50 | 49 | Lead sheet weathering systems | 30-85-50/140 Lead sheet weathering system; | 2.3.2 Roof coverings (default); 2.5.1 External enclosing walls above ground level; 2.3.6 Roof features;
Ss_25_60_50_84 | 25 | 60 | 50 | 84 | Stainless steel sheet wall flashing and weathering systems | 30-85-50/155 Stainless steel sheet weathering system; | 2.3.2 Roof coverings (default); 2.5.1 External enclosing walls above ground level; 2.3.6 Roof features; 2.3.3 Specialist roof systems;
Ss_25_60_50_94 | 25 | 60 | 50 | 94 | Zinc sheet wall flashing and weathering systems | 30-85-50/160 Zinc sheet weathering system; | 2.3.2 Roof coverings (default); 2.5.1 External enclosing walls above ground level; 2.3.6 Roof features; 2.3.3 Specialist roof systems;
Ss_25_95 | 25 | 95 |  |  | Temporary wall and barrier systems
Ss_25_95_30 | 25 | 95 | 30 |  | Temporary flood barrier systems
Ss_25_95_60 | 25 | 95 | 60 |  | Temporary pedestrian barrier systems
Ss_25_95_70 | 25 | 95 | 70 |  | Temporary rail barrier systems
Ss_25_95_75 | 25 | 95 | 75 |  | Temporary road barrier systems
Ss_25_95_85 | 25 | 95 | 85 |  | Temporary traffic barrier systems
Ss_25_95_90 | 25 | 95 | 90 |  | Temporary water barrier systems
Ss_30 | 30 |  |  |  | Roof, floor and paving systems
Ss_30_10 | 30 | 10 |  |  | Pitched, arched and domed roof structure systems
Ss_30_10_30 | 30 | 10 | 30 |  | Framed roof structure systems
Ss_30_10_30_20 | 30 | 10 | 30 | 20 | Glazed unit roof framing systems
Ss_30_10_30_25 | 30 | 10 | 30 | 25 | Heavy steel roof framing systems | 20-00-75/135 Heavy steel framed roof structure system; | 2.1.1 Steel frames (default);
Ss_30_10_30_30 | 30 | 10 | 30 | 30 | Heavy steel roof space frame systems | 20-00-75/137 Heavy steel space frame system; | 2.1.1 Steel frames; 2.1.2 Space frames/decks (default);
Ss_30_10_30_35 | 30 | 10 | 30 | 35 | Heavy steel roof space truss systems | 20-00-75/139 Heavy steel space truss system; | 2.1.1 Steel frames (default); 2.1.2 Space frames/decks;
Ss_30_10_30_45 | 30 | 10 | 30 | 45 | Light steel roof framing systems | 20-00-75/140 Light steel framed roof structure system; | 2.1.1 Steel frames; 2.1.2 Space frames/decks (default);
Ss_30_10_30_60 | 30 | 10 | 30 | 60 | Precast concrete roof structure systems | 20-00-75/145 Precast concrete roof structure system;
Ss_30_10_30_70 | 30 | 10 | 30 | 70 | Reinforced concrete roof framing systems
Ss_30_10_30_85 | 30 | 10 | 30 | 85 | Timber roof framing systems | 20-00-75/185 Timber framed roof structure system; | 2.3.1 Roof structure (default);
Ss_30_10_50 | 30 | 10 | 50 |  | Monolithic roof structure systems
Ss_30_10_50_70 | 30 | 10 | 50 | 70 | Sprayed concrete roof systems | 20-00-75/175 Sprayed concrete framed roof structure system; | 2.1.6 Specialist frames (default);
Ss_30_10_60 | 30 | 10 | 60 |  | Panel roof structure systems
Ss_30_10_90 | 30 | 10 | 90 |  | Unit roof structure systems
Ss_30_10_90_50 | 30 | 10 | 90 | 50 | Masonry roof systems | 20-00-75/150 Masonry roof structure system; | 2.3.1 Roof structure (default);
Ss_30_12 | 30 | 12 |  |  | Flat roof, floor and deck structure systems
Ss_30_12_05 | 30 | 12 | 05 |  | Beam and block floor systems
Ss_30_12_15 | 30 | 12 | 15 |  | Concrete plank floor systems
Ss_30_12_20 | 30 | 12 | 20 |  | Deck systems
Ss_30_12_30 | 30 | 12 | 30 |  | Flat roof and floor cassette structural insulated panel (SIP) systems
Ss_30_12_32 | 30 | 12 | 32 |  | Framed decking systems
Ss_30_12_33 | 30 | 12 | 33 |  | Framed floor systems
Ss_30_12_34 | 30 | 12 | 34 |  | Framed mezzanine systems
Ss_30_12_35 | 30 | 12 | 35 |  | Glass unit masonry floor systems
Ss_30_12_45 | 30 | 12 | 45 |  | Lift-up concrete plank floor systems
Ss_30_12_50 | 30 | 12 | 50 |  | Masonry (flat arch) floor systems
Ss_30_12_60 | 30 | 12 | 60 |  | Pier and jetty structure systems
Ss_30_12_64 | 30 | 12 | 64 |  | Platform systems
Ss_30_12_64_17 | 30 | 12 | 64 | 17 | Crosswall platform systems | 20-05-60/120 Crosswall platform system;
Ss_30_12_64_30 | 30 | 12 | 64 | 30 | Front wall platform systems | 20-05-60/110 Front wall platform system;
Ss_30_12_64_53 | 30 | 12 | 64 | 53 | Modular platform systems | 20-05-60/105 Modular platform system;
Ss_30_12_85 | 30 | 12 | 85 |  | Structural deck systems
Ss_30_12_85_15 | 30 | 12 | 85 | 15 | Composite concrete floor, roof or balcony deck systems | 20-05-80/110 Composite concrete floor, roof deck or balcony system; | 2.3.1 Roof structure; 2.2.2 Balconies; 1.1.3 Lowest floor construction; 2.2.1 Floors (default);
Ss_30_12_85_16 | 30 | 12 | 85 | 16 | Composite steel and concrete floor, roof or balcony deck systems | 20-05-80/115 Composite steel and concrete floor, roof deck or balcony system; | 2.3.1 Roof structure; 2.2.2 Balconies; 1.1.3 Lowest floor construction; 2.2.1 Floors (default);
Ss_30_12_85_17 | 30 | 12 | 85 | 17 | Concrete beam and block floor or roof deck systems | 20-05-80/160 Precast concrete beam and block floor or roof deck system; | 2.3.1 Roof structure; 1.1.3 Lowest floor construction; 2.2.1 Floors (default);
Ss_30_12_85_18 | 30 | 12 | 85 | 18 | Concrete floor or roof deck systems | 20-05-80/165 Precast concrete floor or roof deck system; | 2.3.1 Roof structure; 1.1.3 Lowest floor construction; 2.2.1 Floors (default);
Ss_30_12_85_30 | 30 | 12 | 85 | 30 | Glazed unit floor or roof deck systems | 20-05-80/130 Glazed unit floor or roof deck system; | 2.2.2 Balconies; 1.1.3 Lowest floor construction; 2.2.1 Floors; 2.3.3 Specialist roof systems (default);
Ss_30_12_85_40 | 30 | 12 | 85 | 40 | Heavy steel floor, roof or balcony deck systems | 20-05-80/140 Heavy steel floor, roof or balcony decking system; | 2.1.2 Space frames/decks (default); 2.3.1 Roof structure; 2.2.2 Balconies; 1.1.3 Lowest floor construction; 2.2.1 Floors;
Ss_30_12_85_50 | 30 | 12 | 85 | 50 | Light steel floor, roof or balcony deck systems | 20-05-80/150 Light steel floor, roof deck or balcony framing system; | 2.1.2 Space frames/decks (default); 2.3.1 Roof structure; 2.2.2 Balconies; 1.1.3 Lowest floor construction; 2.2.1 Floors;
Ss_30_12_85_65 | 30 | 12 | 85 | 65 | Post tensioned concrete floor or roof deck systems | 20-05-80/120 Post tensioned concrete floor or roof deck system;
Ss_30_12_85_70 | 30 | 12 | 85 | 70 | Reinforced concrete floor, roof or balcony deck systems | 20-05-80/145 In situ reinforced concrete floor, roof deck or balcony system; | 2.3.1 Roof structure; 2.2.2 Balconies; 1.1.3 Lowest floor construction; 2.2.1 Floors (default);
Ss_30_12_85_90 | 30 | 12 | 85 | 90 | Timber floor, roof or balcony deck systems | 20-05-80/190 Timber floor, roof deck or balcony decking system; | 2.3.1 Roof structure; 2.2.2 Balconies; 1.1.3 Lowest floor construction; 2.2.1 Floors (default);
Ss_30_14 | 30 | 14 |  |  | Paving systems
Ss_30_14_02 | 30 | 14 | 02 |  | Acrylic and resin bound aggregate paving systems
Ss_30_14_02_30 | 30 | 14 | 02 | 30 | Fibre-reinforced resin-bound aggregate overlay systems | 20-15-35/170 Fibre-reinforced resin-bound aggregate overlay system; | 7.6.2 Concrete repairs; 2.4.2 Stair/ramp finishes; 8.2.2 Special surfacings and pavings (default); 3.2.1 Finishes to floors; 2.3.2 Roof coverings;
Ss_30_14_02_41 | 30 | 14 | 02 | 41 | Impact absorbing synthetic play and sport paving systems | 20-15-35/152 Impact absorbing synthetic play and sport paving system; | 2.4.2 Stair/ramp finishes; 8.2.2 Special surfacings and pavings (default); 3.2.1 Finishes to floors; 2.3.2 Roof coverings;
Ss_30_14_02_42 | 30 | 14 | 02 | 42 | Impervious acrylic coated sports paving systems | 20-15-35/154 Impervious acrylic coated paving system; | 2.4.2 Stair/ramp finishes; 8.2.2 Special surfacings and pavings (default); 3.2.1 Finishes to floors; 2.3.2 Roof coverings;
Ss_30_14_02_70 | 30 | 14 | 02 | 70 | Resin-bonded aggregate paving systems | 20-15-35/155 Resin-bonded aggregate paving system; | 7.6.2 Concrete repairs; 2.4.2 Stair/ramp finishes; 8.2.2 Special surfacings and pavings (default); 3.2.1 Finishes to floors; 2.3.2 Roof coverings;
Ss_30_14_02_71 | 30 | 14 | 02 | 71 | Resin-bound aggregate light duty paving systems | 20-15-35/160 Resin-bound aggregate light duty paving system; | 7.6.2 Concrete repairs; 2.4.2 Stair/ramp finishes; 8.2.2 Special surfacings and pavings (default); 3.2.1 Finishes to floors; 2.3.2 Roof coverings;
Ss_30_14_02_72 | 30 | 14 | 02 | 72 | Resin-bound aggregate heavy duty paving systems
Ss_30_14_02_73 | 30 | 14 | 02 | 73 | Resin-bound aggregate overlay systems | 20-15-35/180 Resin-bound aggregate overlay system; | 7.6.2 Concrete repairs; 2.4.2 Stair/ramp finishes; 8.2.2 Special surfacings and pavings (default); 3.2.1 Finishes to floors; 2.3.2 Roof coverings;
Ss_30_14_02_74 | 30 | 14 | 02 | 74 | Resin-bound stone aggregate sports paving systems
Ss_30_14_02_85 | 30 | 14 | 02 | 85 | Synthetic play surfacing systems
Ss_30_14_05 | 30 | 14 | 05 |  | Asphalt road and paving systems
Ss_30_14_05_05 | 30 | 14 | 05 | 05 | Asphalt concrete light duty paving systems
Ss_30_14_05_06 | 30 | 14 | 05 | 06 | Asphalt concrete paving systems | 20-15-05/110 Asphalt concrete paving system; | 2.4.2 Stair/ramp finishes; 3.2.1 Finishes to floors; 2.3.2 Roof coverings; 8.2.1 Roads, paths and pavings (default);
Ss_30_14_05_07 | 30 | 14 | 05 | 07 | Asphalt concrete runway paving systems
Ss_30_14_05_08 | 30 | 14 | 05 | 08 | Asphalt concrete surface overlay systems | 20-15-05/130 Existing pavement surface overlay system; | 2.4.2 Stair/ramp finishes; 3.2.1 Finishes to floors; 2.3.2 Roof coverings; 8.2.1 Roads, paths and pavings (default);
Ss_30_14_05_35 | 30 | 14 | 05 | 35 | Hot rolled asphalt paving systems | 20-15-05/135 Hot rolled asphalt paving system; | 2.4.2 Stair/ramp finishes; 3.2.1 Finishes to floors; 2.3.2 Roof coverings; 8.2.1 Roads, paths and pavings (default);
Ss_30_14_05_36 | 30 | 14 | 05 | 36 | Hot rolled asphalt runway paving systems
Ss_30_14_05_40 | 30 | 14 | 05 | 40 | Hot rolled asphalt sports paving systems | 20-15-05/140 Hot rolled asphalt sports paving system; | 2.4.2 Stair/ramp finishes; 8.2.2 Special surfacings and pavings (default); 3.2.1 Finishes to floors; 2.3.2 Roof coverings;
Ss_30_14_05_50 | 30 | 14 | 05 | 50 | Mastic asphalt pedestrian paving systems | 20-15-05/150 Mastic asphalt light duty paving system; | 2.4.2 Stair/ramp finishes; 3.2.1 Finishes to floors; 2.3.2 Roof coverings; 8.2.1 Roads, paths and pavings (default);
Ss_30_14_05_65 | 30 | 14 | 05 | 65 | Porous asphalt concrete paving systems | 20-15-05/165 Porous asphalt concrete paving system; | 2.4.2 Stair/ramp finishes; 3.2.1 Finishes to floors; 2.3.2 Roof coverings; 8.2.1 Roads, paths and pavings (default);
Ss_30_14_05_70 | 30 | 14 | 05 | 70 | Porous asphalt concrete sports paving systems | 20-15-05/170 Porous asphalt concrete sports paving system; | 2.4.2 Stair/ramp finishes; 8.2.2 Special surfacings and pavings (default); 3.2.1 Finishes to floors; 2.3.2 Roof coverings;
Ss_30_14_05_75 | 30 | 14 | 05 | 75 | Stone mastic asphalt paving systems | 20-15-05/175 Stone mastic asphalt paving system; | 2.4.2 Stair/ramp finishes; 3.2.1 Finishes to floors; 2.3.2 Roof coverings; 8.2.1 Roads, paths and pavings (default);
Ss_30_14_15 | 30 | 14 | 15 |  | Concrete road and paving systems
Ss_30_14_15_14 | 30 | 14 | 15 | 14 | Concrete grass-filled paving systems | 20-15-45/110 In situ concrete grass-filled paving system; | 2.4.2 Stair/ramp finishes; 8.2.2 Special surfacings and pavings (default); 3.2.1 Finishes to floors; 2.3.2 Roof coverings; 8.3.1 Seeding and turfing;
Ss_30_14_15_16 | 30 | 14 | 15 | 16 | Concrete paving systems | 20-15-45/120 In situ concrete paving system; | 2.4.2 Stair/ramp finishes; 3.2.1 Finishes to floors; 2.3.2 Roof coverings; 8.2.1 Roads, paths and pavings (default);
Ss_30_14_15_17 | 30 | 14 | 15 | 17 | Concrete porous paving systems | 20-15-45/130 In situ concrete porous paving system; | 2.4.2 Stair/ramp finishes; 3.2.1 Finishes to floors; 2.3.2 Roof coverings; 8.2.1 Roads, paths and pavings (default); 8.6.4 Land drainage;
Ss_30_14_15_18 | 30 | 14 | 15 | 18 | Concrete runway paving systems
Ss_30_14_50 | 30 | 14 | 50 |  | Matt and sheet paving systems
Ss_30_14_50_25 | 30 | 14 | 50 | 25 | Dry ski slope synthetic matting systems | 20-15-50/125 Dry ski slope synthetic matting system; | 2.4.2 Stair/ramp finishes; 8.2.2 Special surfacings and pavings (default); 3.2.1 Finishes to floors; 2.3.2 Roof coverings;
Ss_30_14_50_65 | 30 | 14 | 50 | 65 | Polymeric sports paving systems | 20-15-50/175 Polymer play and sports paving system; | 2.4.2 Stair/ramp finishes; 8.2.2 Special surfacings and pavings (default); 3.2.1 Finishes to floors; 2.3.2 Roof coverings;
Ss_30_14_50_80 | 30 | 14 | 50 | 80 | Synthetic grass surfacing systems | 20-15-50/180 Synthetic grass surfacing system; | 2.4.2 Stair/ramp finishes; 8.2.2 Special surfacings and pavings (default); 3.2.1 Finishes to floors; 2.3.2 Roof coverings;
Ss_30_14_80 | 30 | 14 | 80 |  | Unbound aggregate paving systems
Ss_30_14_80_30 | 30 | 14 | 80 | 30 | Fast dry clay sports paving systems | 20-15-85/120 Fast-dry clay sports paving system; | 8.2.2 Special surfacings and pavings (default);
Ss_30_14_80_37 | 30 | 14 | 80 | 37 | Hoggin paving systems | 20-15-85/130 Hoggin paving system; | 2.4.2 Stair/ramp finishes; 3.2.1 Finishes to floors; 2.3.2 Roof coverings; 8.2.1 Roads, paths and pavings (default);
Ss_30_14_80_40 | 30 | 14 | 80 | 40 | Hard binding gravel paving systems | 20-15-85/125 Hard binding gravel paving system; | 2.4.2 Stair/ramp finishes; 8.2.1 Roads, paths and pavings (default);
Ss_30_14_80_45 | 30 | 14 | 80 | 45 | Loose laid aggregate paving systems | 20-15-85/145 Loose laid aggregate paving system; | 8.2.1 Roads, paths and pavings (default);
Ss_30_14_80_47 | 30 | 14 | 80 | 47 | Loose aggregate overlay systems | 20-15-85/140 Loose aggregate overlay system; | 2.3.2 Roof coverings; 8.2.1 Roads, paths and pavings (default);
Ss_30_14_80_48 | 30 | 14 | 80 | 48 | Loose gravel paving systems | 20-15-85/145 Loose laid aggregate paving system; | 8.2.1 Roads, paths and pavings (default);
Ss_30_14_80_75 | 30 | 14 | 80 | 75 | Sand play surfacing systems
Ss_30_14_80_80 | 30 | 14 | 80 | 80 | Slurry surfacing overlay systems | 20-15-05/125 Slurry surfacing overlay system;
Ss_30_14_80_90 | 30 | 14 | 80 | 90 | Unbound aggregate cycle paving systems | 20-15-85/175 Unbound aggregate cycle paving system; | 8.2.1 Roads, paths and pavings (default);
Ss_30_14_80_95 | 30 | 14 | 80 | 95 | Woodchip and stone trim trail paving systems
Ss_30_14_80_98 | 30 | 14 | 80 | 98 | Woodchip and woodfibre surface paving systems | 20-15-85/180 Woodchip or bark paving system; | 8.2.2 Special surfacings and pavings (default);
Ss_30_14_90 | 30 | 14 | 90 |  | Unit paving systems
Ss_30_14_90_11 | 30 | 14 | 90 | 11 | Cellular plastics grass-filled paving systems | 20-15-90/155 Cellular grass-filled paving system; | 8.2.2 Special surfacings and pavings; 8.2.1 Roads, paths and pavings (default);
Ss_30_14_90_12 | 30 | 14 | 90 | 12 | Cellular plastics gravel-filled paving systems | 20-15-90/160 Cellular gravel-filled paving system; | 8.2.1 Roads, paths and pavings (default);
Ss_30_14_90_30 | 30 | 14 | 90 | 30 | Flag and slab bound paving systems | 20-15-90/120 Flag and slab bound paving system; | 2.4.2 Stair/ramp finishes; 2.3.2 Roof coverings; 8.2.1 Roads, paths and pavings (default);
Ss_30_14_90_32 | 30 | 14 | 90 | 32 | Flag and slab paving overlay systems | 20-15-90/125 Flag and slab paving overlay system; | 2.4.2 Stair/ramp finishes; 2.3.2 Roof coverings; 8.2.1 Roads, paths and pavings (default);
Ss_30_14_90_34 | 30 | 14 | 90 | 34 | Flag and slab pedestal-supported paving systems | 20-15-90/130 Flag and slab pedestal-supported paving system; | 2.4.2 Stair/ramp finishes; 2.3.2 Roof coverings (default); 8.2.1 Roads, paths and pavings;
Ss_30_14_90_36 | 30 | 14 | 90 | 36 | Flag and slab unbound paving systems | 20-15-90/135 Flag and slab unbound paving system; | 2.4.2 Stair/ramp finishes; 2.3.2 Roof coverings; 8.2.1 Roads, paths and pavings (default);
Ss_30_14_90_50 | 30 | 14 | 90 | 50 | Mosaic paving systems | 20-15-90/138 Mosaic paving system; | 2.4.2 Stair/ramp finishes; 3.2.1 Finishes to floors; 2.3.2 Roof coverings; 8.2.1 Roads, paths and pavings (default);
Ss_30_14_90_60 | 30 | 14 | 90 | 60 | Permeable flag and slab paving systems | 20-15-90/165 Permeable flag and slab paving system; | 8.2.1 Roads, paths and pavings (default);
Ss_30_14_90_62 | 30 | 14 | 90 | 62 | Permeable small unit paving systems | 20-15-90/170 Permeable small unit paving system; | 2.4.2 Stair/ramp finishes; 2.3.2 Roof coverings; 8.2.1 Roads, paths and pavings (default);
Ss_30_14_90_70 | 30 | 14 | 90 | 70 | Rail track paving systems | 20-15-90/180 Rail track paving system;
Ss_30_14_90_75 | 30 | 14 | 90 | 75 | Small unit bound paving systems | 20-15-90/140 Small unit mortar-bedded paving system; | 2.4.2 Stair/ramp finishes; 2.3.2 Roof coverings; 8.2.1 Roads, paths and pavings (default);
Ss_30_14_90_80 | 30 | 14 | 90 | 80 | Small unit paving overlay systems | 20-15-90/145 Small unit paving overlay system; | 2.4.2 Stair/ramp finishes; 2.3.2 Roof coverings; 8.2.1 Roads, paths and pavings (default);
Ss_30_14_90_85 | 30 | 14 | 90 | 85 | Small unit unbound paving systems | 20-15-90/150 Small unit unbound paving system; | 2.4.2 Stair/ramp finishes; 2.3.2 Roof coverings; 8.2.1 Roads, paths and pavings (default);
Ss_30_16 | 30 | 16 |  |  | Static bridge deck structure systems
Ss_30_16_10 | 30 | 16 | 10 |  | Bridge deck systems
Ss_30_16_10_08 | 30 | 16 | 10 | 08 | Box girder bridge deck systems | 20-20-10/155 Box girder;
Ss_30_16_10_12 | 30 | 16 | 10 | 12 | Composite steel and concrete bridge deck systems | 20-20-10/122 Composite steel and concrete bridge deck;
Ss_30_16_10_13 | 30 | 16 | 10 | 13 | Conarch bridge systems | 20-20-10/140 Conarch bridge;
Ss_30_16_10_15 | 30 | 16 | 10 | 15 | Concrete half through deck systems | 20-20-10/130 Concrete half through deck;
Ss_30_16_10_16 | 30 | 16 | 10 | 16 | Concrete slab deck systems | 20-20-10/120 Concrete slab deck;
Ss_30_16_10_30 | 30 | 16 | 10 | 30 | Filler beam deck systems | 20-20-10/115 Filler beam deck;
Ss_30_16_10_31 | 30 | 16 | 10 | 31 | Flat and stepped deck systems | 20-20-10/145 Flat / stepped deck;
Ss_30_16_10_53 | 30 | 16 | 10 | 53 | Modular precast concrete deck systems | 20-20-10/135 Modular precast concrete deck;
Ss_30_16_10_59 | 30 | 16 | 10 | 59 | Orthotropic deck systems | 20-20-10/110 Orthotropic deck;
Ss_30_16_10_65 | 30 | 16 | 10 | 65 | Pre-stressed concrete beam deck systems | 20-20-10/125 Pre-stressed concrete beam deck;
Ss_30_16_10_80 | 30 | 16 | 10 | 80 | Solid steel slab systems | 20-20-10/105 Solid steel slab;
Ss_30_16_30 | 30 | 16 | 30 |  | Bridge expansion joint systems
Ss_30_16_30_04 | 30 | 16 | 30 | 04 | Asphaltic plug joint systems | 20-20-30/110 Asphaltic plug joint system;
Ss_30_16_30_09 | 30 | 16 | 30 | 09 | Buried expansion joint systems | 20-20-30/105 Buried expansion joint system;
Ss_30_16_30_56 | 30 | 16 | 30 | 56 | Nosing expansion joint systems with poured sealants | 20-20-30/120 Nosing expansion joint system with poured sealant;
Ss_30_16_30_57 | 30 | 16 | 30 | 57 | Nosing expansion joint systems with preformed compression seals | 20-20-30/125 Nosing expansion joint system with preformed compression seal;
Ss_30_20 | 30 | 20 |  |  | Flooring and decking systems
Ss_30_20_10 | 30 | 20 | 10 |  | Board floor systems
Ss_30_20_10_10 | 30 | 20 | 10 | 10 | Battened timber board floating floor systems | 20-55-05/110 Battened timber board floating floor system; | 2.4.1 Stair/ramp structures; 1.1.3 Lowest floor construction; 2.2.1 Floors (default);
Ss_30_20_10_15 | 30 | 20 | 10 | 15 | Battened wood-based rigid sheet floating floor systems | 20-55-05/115 Battened wood-based rigid sheet floating floor system; | 2.4.2 Stair/ramp finishes; 3.2.1 Finishes to floors (default);
Ss_30_20_10_45 | 30 | 20 | 10 | 45 | Joist-supported timber board floor systems | 20-55-05/145 Joist-supported timber board floor system; | 2.4.1 Stair/ramp structures; 1.1.3 Lowest floor construction; 2.2.1 Floors (default);
Ss_30_20_10_50 | 30 | 20 | 10 | 50 | Joist-supported wood-based rigid sheet floor systems | 20-55-05/150 Joist-supported wood-based rigid sheet floor system; | 2.4.1 Stair/ramp structures; 1.1.3 Lowest floor construction; 2.2.1 Floors (default);
Ss_30_20_10_95 | 30 | 20 | 10 | 95 | Wood-based rigid sheet floating floor systems | 20-55-05/195 Wood-based rigid sheet floating floor system; | 2.4.2 Stair/ramp finishes; 3.2.1 Finishes to floors (default);
Ss_30_20_22 | 30 | 20 | 22 |  | Demountable athletics floor systems
Ss_30_20_30 | 30 | 20 | 30 |  | External deck and boardwalk systems
Ss_30_20_30_10 | 30 | 20 | 30 | 10 | Boardwalk systems | 20-15-25/110 Boardwalk system; | 2.4.2 Stair/ramp finishes; 3.2.1 Finishes to floors; 2.3.2 Roof coverings; 8.2.1 Roads, paths and pavings (default);
Ss_30_20_30_25 | 30 | 20 | 30 | 25 | Decking systems | 20-15-25/125 Deck system; | 8.2.1 Roads, paths and pavings (default);
Ss_30_20_70 | 30 | 20 | 70 |  | Raised floor systems
Ss_30_20_70_70 | 30 | 20 | 70 | 70 | Raised access floor systems | 20-55-70/170 Raised access floor system; | 3.2.2 Raised access floors (default);
Ss_30_20_90 | 30 | 20 | 90 |  | Wood and composite unit flooring systems
Ss_30_20_90_15 | 30 | 20 | 90 | 15 | Composition block flooring systems | 20-55-90/115 Composition block flooring system; | 2.4.2 Stair/ramp finishes; 3.2.1 Finishes to floors (default);
Ss_30_20_90_50 | 30 | 20 | 90 | 50 | Mosaic parquet panel flooring systems | 20-55-90/150 Mosaic parquet panel flooring system; | 2.4.2 Stair/ramp finishes; 3.2.1 Finishes to floors (default);
Ss_30_20_90_95 | 30 | 20 | 90 | 95 | Wood block flooring systems | 20-55-90/195 Wood block flooring system; | 2.4.2 Stair/ramp finishes; 3.2.1 Finishes to floors (default);
Ss_30_20_95 | 30 | 20 | 95 |  | Wood strip and board fine flooring systems
Ss_30_20_95_10 | 30 | 20 | 95 | 10 | Battened wood floating floor systems | 20-55-95/110 Battened wood floating floor system; | 2.4.2 Stair/ramp finishes; 3.2.1 Finishes to floors (default);
Ss_30_20_95_15 | 30 | 20 | 95 | 15 | Composite laminate floating floor systems | 20-55-95/115 Composite laminate floating floor system; | 2.4.2 Stair/ramp finishes; 3.2.1 Finishes to floors (default);
Ss_30_20_95_20 | 30 | 20 | 95 | 20 | Direct-fixed wood floor systems | 20-55-95/120 Direct-fixed wood floor system; | 2.4.2 Stair/ramp finishes; 3.2.1 Finishes to floors; 2.2.1 Floors (default);
Ss_30_20_95_25 | 30 | 20 | 95 | 25 | Direct-glued wood floor systems | 20-55-95/125 Direct-glued wood floor system; | 2.4.2 Stair/ramp finishes; 3.2.1 Finishes to floors (default);
Ss_30_20_95_95 | 30 | 20 | 95 | 95 | Wood floating floor systems | 20-55-95/195 Wood floating floor system; | 2.4.2 Stair/ramp finishes; 3.2.1 Finishes to floors; 1.1.3 Lowest floor construction; 2.2.1 Floors (default);
Ss_30_25 | 30 | 25 |  |  | Ceiling and soffit systems
Ss_30_25_10 | 30 | 25 | 10 |  | Board ceiling systems
Ss_30_25_10_10 | 30 | 25 | 10 | 10 | Board suspended ceiling systems | 20-10-10/110 Board suspended ceiling system; | 3.3.3 Demountable suspended ceilings; 3.3.2 False ceilings (default);
Ss_30_25_10_80 | 30 | 25 | 10 | 80 | Soffit lining and beam casing systems | 20-10-10/170 Soffit lining and beam casing system; | 2.1.1 Steel frames; 3.3.2 False ceilings; 3.3.1 Finishes to ceilings (default);
Ss_30_25_22 | 30 | 25 | 22 |  | Demountable suspended ceiling systems
Ss_30_25_22_01 | 30 | 25 | 22 | 01 | Acoustic baffle suspended ceiling systems | 20-10-20/110 Acoustic baffle suspended ceiling system; | 3.3.3 Demountable suspended ceilings; 3.3.2 False ceilings (default);
Ss_30_25_22_30 | 30 | 25 | 22 | 30 | Fabric membrane ceiling systems | 20-10-20/130 Fabric membrane (stretch) ceiling system; | 3.3.2 False ceilings (default);
Ss_30_25_22_70 | 30 | 25 | 22 | 70 | Raft or island suspended ceiling systems | 20-10-20/170 Raft or island suspended ceiling system; | 3.3.3 Demountable suspended ceilings; 3.3.2 False ceilings (default);
Ss_30_25_22_90 | 30 | 25 | 22 | 90 | Unit/ modular suspended ceiling systems | 20-10-20/190 Unit (modular) suspended ceiling system; | 3.3.3 Demountable suspended ceilings; 3.3.2 False ceilings (default);
Ss_30_30 | 30 | 30 |  |  | Roof opening systems
Ss_30_30_15 | 30 | 30 | 15 |  | Concrete roof glazing systems
Ss_30_30_15_42 | 30 | 30 | 15 | 42 | In situ concrete roof glazing systems | 20-40-60/110 Cast in situ floor and roof glazing systems; | 2.3.1 Roof structure; 2.2.2 Balconies; 2.2.1 Floors; 2.3.5 Rooflights, skylights and openings (default);
Ss_30_30_15_64 | 30 | 30 | 15 | 64 | Precast concrete lift-out access roof glazing systems | 20-40-60/150 Precast lift-out access floor and roof glazing systems; | 2.3.1 Roof structure; 2.2.2 Balconies; 2.2.1 Floors; 2.3.5 Rooflights, skylights and openings (default);
Ss_30_30_15_65 | 30 | 30 | 15 | 65 | Precast concrete roof glazing systems | 20-40-60/140 Precast floor and roof glazing system; | 2.2.2 Balconies; 2.2.1 Floors; 2.3.5 Rooflights, skylights and openings (default);
Ss_30_30_34 | 30 | 30 | 34 |  | Glass unit masonry roof light systems
Ss_30_30_71 | 30 | 30 | 71 |  | Roof hatch systems
Ss_30_30_72 | 30 | 30 | 72 |  | Rooflight and window systems
Ss_30_30_72_21 | 30 | 30 | 72 | 21 | Daylight pipe systems | 20-25-75/120 Daylight pipe system; | 2.3.5 Rooflights, skylights and openings (default);
Ss_30_30_72_72 | 30 | 30 | 72 | 72 | Rooflight systems | 20-25-75/170 Rooflight system; | 2.3.5 Rooflights, skylights and openings (default);
Ss_30_30_72_73 | 30 | 30 | 72 | 73 | Roof window systems | 20-25-75/180 Roof window system; | 2.3.5 Rooflights, skylights and openings (default);
Ss_30_30_73 | 30 | 30 | 73 |  | Roof ventilator systems
Ss_30_30_73_60 | 30 | 30 | 73 | 60 | Passive roof natural ventilator systems | 20-25-75/165 Passive roof ventilator system; | 2.3.5 Rooflights, skylights and openings (default);
Ss_30_30_73_72 | 30 | 30 | 73 | 72 | Roof smoke ventilator systems
Ss_30_32 | 30 | 32 |  |  | Floor opening systems
Ss_30_32_15 | 30 | 32 | 15 |  | Floor glazing systems
Ss_30_32_15_15 | 30 | 32 | 15 | 15 | Concrete floor glazing systems | 20-40-60/110 Cast in situ floor and roof glazing systems; | 2.3.1 Roof structure; 2.2.2 Balconies; 2.2.1 Floors; 2.3.5 Rooflights, skylights and openings (default);
Ss_30_32_15_64 | 30 | 32 | 15 | 64 | Precast concrete lift-out access floor glazing systems | 20-40-60/150 Precast lift-out access floor and roof glazing systems; | 2.3.1 Roof structure; 2.2.2 Balconies; 2.2.1 Floors; 2.3.5 Rooflights, skylights and openings (default);
Ss_30_32_15_65 | 30 | 32 | 15 | 65 | Precast concrete floor glazing systems | 20-40-60/140 Precast floor and roof glazing system; | 2.2.2 Balconies; 2.2.1 Floors; 2.3.5 Rooflights, skylights and openings (default);
Ss_30_32_30 | 30 | 32 | 30 |  | Floor hatch systems
Ss_30_34 | 30 | 34 |  |  | Pavement opening systems
Ss_30_34_03 | 30 | 34 | 03 |  | Animal grid systems
Ss_30_34_03_11 | 30 | 34 | 03 | 11 | Cattle grid systems | 25-70-05/105 Animal grid system; | 8.4.4 Barriers and guardrails (default);
Ss_30_34_15 | 30 | 34 | 15 |  | Pavement glazing systems
Ss_30_34_15_15 | 30 | 34 | 15 | 15 | Concrete pavement glazing systems | 20-40-60/125 Cast in situ pavement glazing system; | 2.3.5 Rooflights, skylights and openings (default);
Ss_30_34_15_64 | 30 | 34 | 15 | 64 | Precast concrete lift-out access pavement glazing systems | 20-40-60/155 Precast lift-out access pavement glazing system; | 8.2.1 Roads, paths and pavings (default); 2.3.1 Roof structure; 2.2.2 Balconies; 2.2.1 Floors;
Ss_30_34_15_65 | 30 | 34 | 15 | 65 | Precast concrete pavement glazing systems | 20-40-60/165 Precast pavement glazing system; | 8.2.1 Roads, paths and pavings (default); 2.3.5 Rooflights, skylights and openings;
Ss_30_34_16 | 30 | 34 | 16 |  | Pavement smoke venting systems
Ss_30_34_16_15 | 30 | 34 | 16 | 15 | Concrete pavement glazing smoke venting systems | 20-40-60/115 Cast in situ glazed smoke venting system; | 8.2.1 Roads, paths and pavings (default); 2.3.1 Roof structure; 2.2.2 Balconies; 2.2.1 Floors;
Ss_30_34_16_16 | 30 | 34 | 16 | 16 | Concrete pavement non-glazed smoke venting systems | 20-40-60/120 Cast in situ non-glazed smoke venting system; | 2.3.1 Roof structure; 2.2.2 Balconies; 2.2.1 Floors (default);
Ss_30_34_16_64 | 30 | 34 | 16 | 64 | Precast concrete pavement glazing smoke venting systems | 20-40-60/145 Precast glazed smoke venting system; | 2.2.2 Balconies; 2.2.1 Floors; 2.3.5 Rooflights, skylights and openings (default);
Ss_30_34_16_65 | 30 | 34 | 16 | 65 | Precast concrete pavement non-glazed smoke venting systems | 20-40-60/160 Precast non-glazed smoke venting system; | 2.2.2 Balconies; 2.2.1 Floors; 2.3.5 Rooflights, skylights and openings (default);
Ss_30_36 | 30 | 36 |  |  | Ceiling and soffit opening systems
Ss_30_36_10 | 30 | 36 | 10 |  | Ceiling hatch systems
Ss_30_36_75 | 30 | 36 | 75 |  | Soffit vent systems
Ss_30_40 | 30 | 40 |  |  | Roof and balcony covering and finish systems
Ss_30_40_10 | 30 | 40 | 10 |  | Board roof covering systems
Ss_30_40_10_30 | 30 | 40 | 10 | 30 | Flat board roof deck systems | 20-50-05/130 Flat board roof deck system; | 2.3.1 Roof structure (default);
Ss_30_40_10_60 | 30 | 40 | 10 | 60 | Pitched board roof sarking systems | 20-50-05/160 Pitched board roof sarking system; | 2.3.2 Roof coverings (default);
Ss_30_40_30 | 30 | 40 | 30 |  | Flat roof covering systems
Ss_30_40_30_40 | 30 | 40 | 30 | 40 | Liquid-applied cold roof covering systems | 20-50-30/130 Liquid applied cold roof covering system; | 2.3.2 Roof coverings (default);
Ss_30_40_30_42 | 30 | 40 | 30 | 42 | Liquid-applied inverted roof covering systems | 20-50-30/135 Liquid applied inverted roof covering system; | 2.3.2 Roof coverings (default);
Ss_30_40_30_43 | 30 | 40 | 30 | 43 | Liquid-applied warm roof covering systems | 20-50-30/140 Liquid applied warm roof covering system; | 2.3.2 Roof coverings (default);
Ss_30_40_30_50 | 30 | 40 | 30 | 50 | Mastic asphalt cold roof covering systems | 20-50-30/145 Mastic asphalt cold roof covering system; | 2.3.2 Roof coverings (default);
Ss_30_40_30_52 | 30 | 40 | 30 | 52 | Mastic asphalt inverted roof covering systems | 20-50-30/150 Mastic asphalt inverted roof covering system; | 2.3.2 Roof coverings (default);
Ss_30_40_30_55 | 30 | 40 | 30 | 55 | Mastic asphalt warm roof covering systems | 20-50-30/155 Mastic asphalt warm roof covering system; | 2.3.2 Roof coverings (default);
Ss_30_40_30_70 | 30 | 40 | 30 | 70 | Reinforced bitumen membrane cold roof covering systems | 20-50-30/175 Reinforced bitumen membrane cold roof covering system; | 2.3.2 Roof coverings (default);
Ss_30_40_30_71 | 30 | 40 | 30 | 71 | Reinforced bitumen membrane inverted roof covering systems | 20-50-30/180 Reinforced bitumen membrane inverted roof covering system; | 2.3.2 Roof coverings (default);
Ss_30_40_30_72 | 30 | 40 | 30 | 72 | Reinforced bitumen membrane warm roof covering systems | 20-50-30/185 Reinforced bitumen membrane warm roof covering system; | 2.3.2 Roof coverings (default);
Ss_30_40_30_78 | 30 | 40 | 30 | 78 | Single layer sheet cold roof covering systems | 20-50-30/160 Single layer cold roof covering system; | 2.3.2 Roof coverings (default);
Ss_30_40_30_79 | 30 | 40 | 30 | 79 | Single layer sheet inverted roof covering systems | 20-50-30/165 Single layer inverted roof covering system; | 2.3.2 Roof coverings (default);
Ss_30_40_30_80 | 30 | 40 | 30 | 80 | Single layer sheet warm roof covering systems | 20-50-30/170 Single layer warm roof covering system; | 2.3.2 Roof coverings (default);
Ss_30_40_34 | 30 | 40 | 34 |  | Glass roofing systems
Ss_30_40_34_15 | 30 | 40 | 34 | 15 | Cantilevered structural glass beam canopy systems
Ss_30_40_34_60 | 30 | 40 | 34 | 60 | Point-fixed structural glass canopy systems | 20-50-75/110 Point-fixed structural glass canopy system; | 2.5.3 Solar/rain screening (default); 2.3.6 Roof features; 2.3.5 Rooflights, skylights and openings;
Ss_30_40_34_65 | 30 | 40 | 34 | 65 | Point-fixed structural glass roof systems | 20-50-75/120 Point-fixed structural glass roof system; | 2.3.6 Roof features; 2.3.3 Specialist roof systems (default); 2.3.5 Rooflights, skylights and openings;
Ss_30_40_34_70 | 30 | 40 | 34 | 70 | Point-fixed structural glass soffit systems | 20-50-75/130 Point-fixed structural glass soffit system; | 2.5.4 External soffits (default);
Ss_30_40_34_75 | 30 | 40 | 34 | 75 | Sloping patent glazing systems | 20-50-70/175 Sloping patent glazing system; | 2.5.1 External enclosing walls above ground level; 2.3.6 Roof features; 2.3.3 Specialist roof systems (default); 2.3.5 Rooflights, skylights and openings;
Ss_30_40_50 | 30 | 40 | 50 |  | Metal sheet roof and dormer covering systems
Ss_30_40_50_05 | 30 | 40 | 50 | 05 | Aluminium sheet dormer covering systems | 20-50-50/105 Aluminium sheet dormer covering system; | 2.3.2 Roof coverings (default); 2.3.6 Roof features;
Ss_30_40_50_10 | 30 | 40 | 50 | 10 | Aluminium sheet roof covering systems | 20-50-50/110 Aluminium sheet roof covering system; | 2.3.2 Roof coverings (default);
Ss_30_40_50_15 | 30 | 40 | 50 | 15 | Copper sheet dormer covering systems | 20-50-50/115 Copper sheet dormer covering system; | 2.3.2 Roof coverings (default); 2.3.6 Roof features;
Ss_30_40_50_20 | 30 | 40 | 50 | 20 | Copper sheet roof covering systems | 20-50-50/120 Copper sheet roof covering system; | 2.3.2 Roof coverings (default);
Ss_30_40_50_40 | 30 | 40 | 50 | 40 | Lead sheet dormer covering systems | 20-50-50/125 Lead sheet dormer covering system; | 2.3.2 Roof coverings (default); 2.3.6 Roof features;
Ss_30_40_50_45 | 30 | 40 | 50 | 45 | Lead sheet roof covering systems | 20-50-50/130 Lead sheet roof covering system; | 2.3.2 Roof coverings (default);
Ss_30_40_50_50 | 30 | 40 | 50 | 50 | Lead-wrapped panel systems | 20-50-50/135 Lead-wrapped panel system; | 2.5.1 External enclosing walls above ground level; 2.3.6 Roof features; 2.3.3 Specialist roof systems (default);
Ss_30_40_50_75 | 30 | 40 | 50 | 75 | Stainless steel sheet dormer covering systems | 20-50-50/140 Stainless steel sheet dormer covering system; | 2.3.2 Roof coverings (default); 2.3.6 Roof features;
Ss_30_40_50_80 | 30 | 40 | 50 | 80 | Stainless steel sheet roof covering systems | 20-50-50/145 Stainless steel sheet roof covering system; | 2.3.2 Roof coverings (default);
Ss_30_40_50_90 | 30 | 40 | 50 | 90 | Zinc sheet dormer covering systems | 20-50-50/150 Zinc sheet dormer covering system; | 2.3.2 Roof coverings (default); 2.3.6 Roof features;
Ss_30_40_50_95 | 30 | 40 | 50 | 95 | Zinc sheet roof covering systems | 20-50-50/155 Zinc sheet roof covering system; | 2.3.2 Roof coverings (default);
Ss_30_40_55 | 30 | 40 | 55 |  | Metal composite panel roof covering systems
Ss_30_40_55_50 | 30 | 40 | 55 | 50 | Metal composite panel roofing systems | 20-50-55/150 Metal composite panel roofing system; | 2.3.2 Roof coverings (default); 2.3.6 Roof features;
Ss_30_40_55_55 | 30 | 40 | 55 | 55 | Metal semi-composite panel roofing systems | 20-50-55/155 Metal semi-composite panel roofing system; | 2.3.2 Roof coverings (default); 2.3.6 Roof features;
Ss_30_40_65 | 30 | 40 | 65 |  | Profiled sheet roof covering systems
Ss_30_40_65_30 | 30 | 40 | 65 | 30 | Fibre cement profiled sheet roof covering systems | 20-50-60/130 Fibre cement profiled sheet roof covering system; | 2.3.2 Roof coverings (default);
Ss_30_40_65_50 | 30 | 40 | 65 | 50 | Metal profiled sheet roof covering systems | 20-50-60/150 Metal profiled sheet roof covering system; | 2.3.2 Roof coverings (default);
Ss_30_40_65_60 | 30 | 40 | 65 | 60 | Plastics profiled sheet roof covering systems | 20-50-60/160 Plastics profiled sheet roof covering system; | 2.3.2 Roof coverings (default);
Ss_30_40_90 | 30 | 40 | 90 |  | Tensile fabric roofing systems
Ss_30_40_90_40 | 30 | 40 | 90 | 40 | Internal single layer tensile fabric roofing systems | 20-50-85/110 Internal single layer tensile fabric covering system; | 3.3.2 False ceilings (default);
Ss_30_40_90_50 | 30 | 40 | 90 | 50 | Multilayer tensile fabric roofing systems | 20-50-85/120 Multilayer tensile fabric covering system; | 2.3.3 Specialist roof systems (default);
Ss_30_40_90_75 | 30 | 40 | 90 | 75 | Single layer tensile fabric roofing systems | 20-50-85/130 Single layer tensile fabric covering system; | 2.3.3 Specialist roof systems (default);
Ss_30_40_92 | 30 | 40 | 92 |  | Thatch roof covering systems
Ss_30_40_92_85 | 30 | 40 | 92 | 85 | Thatch roofing systems | 20-50-90/185 Thatch roofing system; | 2.3.2 Roof coverings (default);
Ss_30_40_95 | 30 | 40 | 95 |  | Unit roofing systems
Ss_30_40_95_10 | 30 | 40 | 95 | 10 | Bitumen membrane shingle roofing systems | 20-50-95/110 Bitumen membrane shingle roofing system; | 2.3.2 Roof coverings (default);
Ss_30_40_95_15 | 30 | 40 | 95 | 15 | Ceramic slate roofing systems | 20-50-95/115 Ceramic slate roofing system; | 2.3.2 Roof coverings (default);
Ss_30_40_95_30 | 30 | 40 | 95 | 30 | Fibre cement slate roofing systems | 20-50-95/130 Fibre cement slate roofing system; | 2.3.2 Roof coverings (default);
Ss_30_40_95_40 | 30 | 40 | 95 | 40 | Interlocking tile roofing systems | 20-50-95/140 Interlocking tile roofing system; | 2.3.2 Roof coverings (default);
Ss_30_40_95_50 | 30 | 40 | 95 | 50 | Metal tile roofing systems | 20-50-95/150 Metal tile roofing system; | 2.3.2 Roof coverings (default);
Ss_30_40_95_55 | 30 | 40 | 95 | 55 | Natural slate roofing systems | 20-50-95/155 Natural slate roofing system; | 2.3.2 Roof coverings (default);
Ss_30_40_95_60 | 30 | 40 | 95 | 60 | Natural stone slate roofing systems | 20-50-95/160 Natural stone slate roofing system; | 2.3.2 Roof coverings (default);
Ss_30_40_95_65 | 30 | 40 | 95 | 65 | Plain tile roofing systems | 20-50-95/165 Plain tile roofing system; | 2.3.2 Roof coverings (default);
Ss_30_40_95_70 | 30 | 40 | 95 | 70 | Reconstituted slate roofing systems | 20-50-95/170 Reconstituted slate roofing system; | 2.3.2 Roof coverings (default);
Ss_30_40_95_74 | 30 | 40 | 95 | 74 | Roofing edges and junction systems | 20-50-95/199 Roofing edges and junctions systems;
Ss_30_40_95_95 | 30 | 40 | 95 | 95 | Wood shake or shingle roofing systems | 20-50-95/195 Wood shake or shingle roofing system; | 2.3.2 Roof coverings (default);
Ss_30_42 | 30 | 42 |  |  | Floor covering and finishing systems
Ss_30_42_10 | 30 | 42 | 10 |  | Calcium sulfate-based screed systems
Ss_30_42_10_10 | 30 | 42 | 10 | 10 | Bonded calcium sulfate-based screed systems | 20-55-10/110 Bonded calcium sulfate-based screed system; | 2.4.2 Stair/ramp finishes; 3.2.1 Finishes to floors (default);
Ss_30_42_10_30 | 30 | 42 | 10 | 30 | Floating calcium sulfate-based screed systems | 20-55-10/130 Floating calcium sulfate-based screed system; | 2.4.2 Stair/ramp finishes; 3.2.1 Finishes to floors (default);
Ss_30_42_10_90 | 30 | 42 | 10 | 90 | Unbonded calcium sulfate-based screed systems | 20-55-10/190 Unbonded calcium sulfate-based screed system; | 2.4.2 Stair/ramp finishes; 3.2.1 Finishes to floors (default);
Ss_30_42_15 | 30 | 42 | 15 |  | Cementitious screed systems
Ss_30_42_15_10 | 30 | 42 | 15 | 10 | Bonded or partially bonded cementitious levelling screed systems | 20-55-15/110 Bonded or partially bonded cementitious levelling screed system; | 2.4.2 Stair/ramp finishes; 3.2.1 Finishes to floors (default);
Ss_30_42_15_15 | 30 | 42 | 15 | 15 | Cementitious wearing screed systems | 20-55-15/115 Cementitious wearing screed system; | 2.4.2 Stair/ramp finishes; 3.2.1 Finishes to floors (default);
Ss_30_42_15_30 | 30 | 42 | 15 | 30 | Floating cementitious levelling screed systems | 20-55-15/130 Floating cementitious levelling screed system; | 2.4.2 Stair/ramp finishes; 3.2.1 Finishes to floors (default);
Ss_30_42_15_90 | 30 | 42 | 15 | 90 | Unbonded cementitious levelling screed systems | 20-55-15/190 Unbonded cementitious levelling screed system; | 2.4.2 Stair/ramp finishes; 3.2.1 Finishes to floors (default);
Ss_30_42_20 | 30 | 42 | 20 |  | Deck covering systems
Ss_30_42_30 | 30 | 42 | 30 |  | Floor paint systems
Ss_30_42_30_30 | 30 | 42 | 30 | 30 | Floor coating systems | 35-85-60/130 Floor coating system; | 2.4.2 Stair/ramp finishes; 3.2.1 Finishes to floors (default);
Ss_30_42_32 | 30 | 42 | 32 |  | Floor tiling systems
Ss_30_42_32_30 | 30 | 42 | 32 | 30 | External floor tiling systems | 20-55-35/130 External floor tiling system; | 2.4.2 Stair/ramp finishes; 3.2.1 Finishes to floors (default); 2.3.2 Roof coverings; 8.2.1 Roads, paths and pavings;
Ss_30_42_32_40 | 30 | 42 | 32 | 40 | Internal floor tiling systems | 20-55-35/140 Internal floor tiling system; | 2.4.2 Stair/ramp finishes; 3.2.1 Finishes to floors (default);
Ss_30_42_40 | 30 | 42 | 40 |  | Ice rink floor systems
Ss_30_42_50 | 30 | 42 | 50 |  | Masonry flooring systems
Ss_30_42_52 | 30 | 42 | 52 |  | Mastic asphalt flooring and floor underlay systems
Ss_30_42_52_50 | 30 | 42 | 52 | 50 | Mastic asphalt flooring systems | 20-55-55/150 Mastic asphalt flooring system; | 2.4.2 Stair/ramp finishes; 3.2.1 Finishes to floors (default); 8.2.1 Roads, paths and pavings; 2.2.2 Balconies;
Ss_30_42_52_52 | 30 | 42 | 52 | 52 | Mastic asphalt floor underlay systems | 20-55-55/155 Mastic asphalt floor underlay system; | 3.2.1 Finishes to floors (default); 8.2.1 Roads, paths and pavings; 2.2.2 Balconies;
Ss_30_42_54 | 30 | 42 | 54 |  | Monolithic flooring systems
Ss_30_42_54_75 | 30 | 42 | 54 | 75 | Resin flooring systems | 20-55-77/170 Resin flooring system; | 2.4.2 Stair/ramp finishes; 3.2.1 Finishes to floors (default);
Ss_30_42_72 | 30 | 42 | 72 |  | Resilient and textile floor covering systems
Ss_30_42_72_05 | 30 | 42 | 72 | 05 | Adhesive-fixed rolled carpet systems | 20-55-75/175 Rolled carpet system; | 2.4.2 Stair/ramp finishes; 3.2.1 Finishes to floors (default);
Ss_30_42_72_10 | 30 | 42 | 72 | 10 | Carpet tile systems | 20-55-75/110 Carpet tile system; | 2.4.2 Stair/ramp finishes; 3.2.1 Finishes to floors (default);
Ss_30_42_72_25 | 30 | 42 | 72 | 25 | Edge-fixed carpet systems | 20-55-25/125 Edge-fixed carpeting system; | 2.4.2 Stair/ramp finishes; 3.2.1 Finishes to floors (default);
Ss_30_42_72_72 | 30 | 42 | 72 | 72 | Resilient sheet floor covering systems | 20-55-75/165 Resilient sheet flooring system; | 2.4.2 Stair/ramp finishes; 3.2.1 Finishes to floors (default);
Ss_30_42_72_75 | 30 | 42 | 72 | 75 | Resilient tile floor covering systems | 20-55-75/170 Resilient tile flooring system; | 2.4.2 Stair/ramp finishes; 3.2.1 Finishes to floors (default);
Ss_30_42_90 | 30 | 42 | 90 |  | Terrazzo floor tiling and screed systems
Ss_30_42_90_90 | 30 | 42 | 90 | 90 | Terrazzo floor covering systems | 20-55-85/185 Terrazzo floor covering system; | 2.4.2 Stair/ramp finishes; 3.2.1 Finishes to floors (default);
Ss_30_45 | 30 | 45 |  |  | Pavement covering and finishing systems
Ss_30_47 | 30 | 47 |  |  | Ceiling and soffit covering and finishing systems
Ss_30_60 | 30 | 60 |  |  | Roof, floor and paving accessory systems
Ss_30_60_50 | 30 | 60 | 50 |  | Metal sheet roof flashing systems
Ss_30_60_50_03 | 30 | 60 | 50 | 03 | Aluminium flashing systems | 30-85-50/105 Aluminium flashing system; | 2.3.2 Roof coverings (default); 2.5.1 External enclosing walls above ground level;
Ss_30_60_50_04 | 30 | 60 | 50 | 04 | Aluminium roof flashing and weathering systems | 30-85-50/110 Aluminium roof flashing system; | 2.3.2 Roof coverings (default); 2.5.1 External enclosing walls above ground level;
Ss_30_60_50_11 | 30 | 60 | 50 | 11 | Carbon steel flashing and weathering systems
Ss_30_60_50_19 | 30 | 60 | 50 | 19 | Copper roof flashing and weathering systems | 30-85-50/120 Copper sheet weathering system; | 2.3.2 Roof coverings (default); 2.5.1 External enclosing walls above ground level;
Ss_30_60_50_47 | 30 | 60 | 50 | 47 | Lead roof flashing and weathering systems | 30-85-50/135 Lead roof flashing system; | 2.3.2 Roof coverings (default); 2.5.1 External enclosing walls above ground level; 2.3.6 Roof features;
Ss_30_60_50_84 | 30 | 60 | 50 | 84 | Stainless steel roof flashing and weathering systems | 30-85-50/155 Stainless steel sheet weathering system; | 2.3.2 Roof coverings (default); 2.5.1 External enclosing walls above ground level; 2.3.6 Roof features; 2.3.3 Specialist roof systems;
Ss_30_60_50_99 | 30 | 60 | 50 | 99 | Zinc roof flashing and weathering systems | 30-85-50/160 Zinc sheet weathering system; | 2.3.2 Roof coverings (default); 2.5.1 External enclosing walls above ground level; 2.3.6 Roof features; 2.3.3 Specialist roof systems;
Ss_30_60_70 | 30 | 60 | 70 |  | Roof feature systems
Ss_30_75 | 30 | 75 |  |  | Roof, floor and paving drainage systems
Ss_30_75_40 | 30 | 75 | 40 |  | Kerb and channel systems
Ss_30_75_40_30 | 30 | 75 | 40 | 30 | Footway grating systems | 20-85-45/130 Footway grating system; | 8.6.1 Surface water and foul water drainage (default); 2.2.3 Drainage to balconies; 2.3.4 Roof drainage;
Ss_30_75_40_50 | 30 | 75 | 40 | 50 | Multi unit surface drainage channel systems | 20-85-45/150 Multi unit surface drainage channel system; | 8.6.1 Surface water and foul water drainage (default); 2.2.3 Drainage to balconies; 2.3.4 Roof drainage;
Ss_30_75_40_75 | 30 | 75 | 40 | 75 | Single unit surface drainage channel systems | 20-85-45/175 Single unit surface drainage channel system; | 8.6.1 Surface water and foul water drainage (default); 2.2.3 Drainage to balconies; 2.3.4 Roof drainage;
Ss_30_75_45 | 30 | 75 | 45 |  | Kerb and traffic separation systems
Ss_30_75_45_03 | 30 | 75 | 45 | 03 | Asphalt kerb systems | 20-85-45/142 In-situ asphalt kerb system;
Ss_30_75_45_15 | 30 | 75 | 45 | 15 | Concrete kerb systems | 20-85-45/140 In-situ concrete kerb system;
Ss_30_75_45_20 | 30 | 75 | 45 | 20 | Demarcation paving systems | 20-85-45/120 Demarcation paving system; | 8.2.1 Roads, paths and pavings (default);
Ss_30_75_45_45 | 30 | 75 | 45 | 45 | Light duty kerb systems | 20-85-45/145 Light duty kerb system; | 8.2.1 Roads, paths and pavings (default);
Ss_30_75_45_55 | 30 | 75 | 45 | 55 | Multi unit traffic calming systems | 20-85-45/155 Multi unit traffic calming system; | 8.2.1 Roads, paths and pavings (default); 8.5.1 Site/street furniture and equipment;
Ss_30_75_45_65 | 30 | 75 | 45 | 65 | Precast kerb systems
Ss_30_75_45_80 | 30 | 75 | 45 | 80 | Single unit traffic calming systems | 20-85-45/180 Single unit traffic calming system; | 8.2.1 Roads, paths and pavings (default); 8.5.1 Site/street furniture and equipment;
Ss_30_75_45_85 | 30 | 75 | 45 | 85 | Traffic kerb systems | 20-85-45/185 Traffic kerb system; | 8.2.1 Roads, paths and pavings (default);
Ss_30_75_45_86 | 30 | 75 | 45 | 86 | Traffic separation systems | 20-85-45/135 Ground level traffic separation systems; | 8.2.1 Roads, paths and pavings (default);
Ss_30_75_50 | 30 | 75 | 50 |  | Metal sheet gutter lining systems
Ss_30_75_50_05 | 30 | 75 | 50 | 05 | Aluminium sheet gutter lining systems | 20-70-50/110 Aluminium sheet gutter lining system; | 2.3.4 Roof drainage (default);
Ss_30_75_50_15 | 30 | 75 | 50 | 15 | Copper sheet gutter lining systems | 20-70-50/120 Copper sheet gutter lining system; | 2.3.4 Roof drainage (default);
Ss_30_75_50_45 | 30 | 75 | 50 | 45 | Lead sheet gutter lining systems | 20-70-50/130 Lead sheet gutter lining system; | 2.3.4 Roof drainage (default);
Ss_30_75_50_75 | 30 | 75 | 50 | 75 | Stainless steel sheet gutter lining systems | 20-70-50/140 Stainless steel sheet gutter lining system; | 2.3.4 Roof drainage (default);
Ss_30_75_50_95 | 30 | 75 | 50 | 95 | Zinc sheet gutter lining systems | 20-70-50/150 Zinc sheet gutter lining system; | 2.3.4 Roof drainage (default);
Ss_30_95 | 30 | 95 |  |  | Temporary roof, floor and paving systems
Ss_32 | 32 |  |  |  | Damp-proofing, waterproofing and plaster finishing systems
Ss_32_20 | 32 | 20 |  |  | Damp-proofing systems
Ss_32_20_20 | 32 | 20 | 20 |  | Damp-proof courses renewal and insertion systems
Ss_32_20_20_15 | 32 | 20 | 20 | 15 | Chemical injection damp-proof course systems | 25-10-30/110 Chemical injection damp proof course system; | 7.3.1 Damp-proof courses (default);
Ss_32_20_20_62 | 32 | 20 | 20 | 62 | Physical insertion horizontal damp-proof course systems | 25-10-30/120 Physical insertion horizontal damp proof course system; | 7.3.1 Damp-proof courses (default);
Ss_32_20_20_63 | 32 | 20 | 20 | 63 | Physical insertion horizontal or stepped cavity tray systems | 25-10-30/130 Physical insertion horizontal or stepped cavity tray system; | 7.3.1 Damp-proof courses (default);
Ss_32_20_20_64 | 32 | 20 | 20 | 64 | Physical insertion proprietary rising damp remedial systems | 25-10-30/140 Physical insertion proprietary rising damp remedial system; | 7.3.1 Damp-proof courses (default);
Ss_32_20_20_65 | 32 | 20 | 20 | 65 | Physical insertion vertical damp-proof course systems | 25-10-30/150 Physical insertion vertical damp proof course system; | 7.3.1 Damp-proof courses (default);
Ss_32_20_30 | 32 | 20 | 30 |  | Floor damp-proofing systems
Ss_32_20_30_10 | 32 | 20 | 30 | 10 | Cementitious mortar slurry floor damp-proofing systems | 20-75-30/110 Cementitious proprietary mortar slurry floor damp-proofing system; | 1.1.3 Lowest floor construction (default); 2.2.1 Floors;
Ss_32_20_30_15 | 32 | 20 | 30 | 15 | Cold-applied liquid floor damp-proofing systems | 20-75-30/115 Cold-applied liquid floor damp-proofing system; | 1.1.3 Lowest floor construction (default); 2.2.1 Floors;
Ss_32_20_30_30 | 32 | 20 | 30 | 30 | Fully-bonded bitumen membrane overslab damp-proofing systems | 20-75-30/130 Fully-bonded bitumen membrane overslab damp-proofing system; | 1.1.3 Lowest floor construction (default); 2.2.1 Floors;
Ss_32_20_30_35 | 32 | 20 | 30 | 35 | Fully-bonded bitumen membrane underslab damp-proofing systems | 20-75-30/135 Fully-bonded bitumen membrane underslab damp-proofing system; | 1.1.3 Lowest floor construction (default); 2.2.1 Floors;
Ss_32_20_30_40 | 32 | 20 | 30 | 40 | Hot-applied liquid floor damp-proofing systems | 20-75-30/140 Hot-applied liquid floor damp-proofing system; | 1.1.3 Lowest floor construction (default); 2.2.1 Floors;
Ss_32_20_30_45 | 32 | 20 | 30 | 45 | Loose-laid bitumen membrane overslab damp-proofing systems | 20-75-30/145 Loose-laid bitumen membrane overslab damp-proofing system; | 1.1.3 Lowest floor construction (default); 2.2.1 Floors;
Ss_32_20_30_46 | 32 | 20 | 30 | 46 | Loose-laid bitumen membrane underslab damp-proofing systems | 20-75-30/146 Loose-laid bitumen membrane underslab damp-proofing system; | 1.1.3 Lowest floor construction (default); 2.2.1 Floors;
Ss_32_20_30_48 | 32 | 20 | 30 | 48 | Loose-laid polyethylene membrane oversite damp-proofing systems | 20-75-30/151 Loose-laid polyethylene membrane oversite damp-proofing system; | 1.1.3 Lowest floor construction (default); 2.2.1 Floors;
Ss_32_20_30_50 | 32 | 20 | 30 | 50 | Loose-laid polyethylene membrane overslab damp-proofing systems | 20-75-30/152 Loose-laid polyethylene membrane overslab damp-proofing system; | 1.1.3 Lowest floor construction (default); 2.2.1 Floors;
Ss_32_20_30_51 | 32 | 20 | 30 | 51 | Loose-laid polyethylene membrane underslab damp-proofing systems | 20-75-30/153 Loose-laid polyethylene membrane underslab damp-proofing system; | 1.1.3 Lowest floor construction (default); 2.2.1 Floors;
Ss_32_20_30_55 | 32 | 20 | 30 | 55 | Mastic asphalt floor damp-proofing systems | 20-75-30/155 Mastic asphalt floor damp-proofing system; | 1.1.3 Lowest floor construction (default); 2.2.1 Floors;
Ss_32_20_30_60 | 32 | 20 | 30 | 60 | Plastics studded membrane floor damp-proofing systems | 20-75-30/150 Loose-laid plastics studded membrane floor damp-proofing system; | 1.1.3 Lowest floor construction (default); 2.2.1 Floors;
Ss_32_20_30_65 | 32 | 20 | 30 | 65 | Pre-applied anchored membrane underslab damp-proofing systems | 20-75-30/165 Pre-applied anchored membrane underslab damp-proofing system; | 1.1.3 Lowest floor construction (default); 2.2.1 Floors;
Ss_32_20_30_75 | 32 | 20 | 30 | 75 | Self-adhesive bitumen membrane floor damp-proofing systems | 20-75-30/175 Self-adhesive bitumen membrane floor damp-proofing system; | 1.1.3 Lowest floor construction (default); 2.2.1 Floors;
Ss_32_20_95 | 32 | 20 | 95 |  | Wall damp-proofing systems
Ss_32_20_95_10 | 32 | 20 | 95 | 10 | Cementitious mortar slurry internal wall damp-proofing systems | 25-90-85/110 Cementitious proprietary mortar slurry internal wall damp-proofing system; | 1.1.5 Basement retaining walls; 1.1.1 Standard foundations (default);
Ss_32_20_95_15 | 32 | 20 | 95 | 15 | Cold-applied liquid internal wall damp-proofing systems | 25-90-85/115 Cold-applied liquid internal wall damp-proofing system; | 1.1.5 Basement retaining walls; 7.3.1 Damp-proof courses; 1.1.1 Standard foundations (default);
Ss_32_20_95_65 | 32 | 20 | 95 | 65 | Plastics studded membrane internal wall damp-proofing systems | 25-90-85/160 Plastics studded membrane internal wall damp-proofing system; | 1.1.5 Basement retaining walls; 1.1.1 Standard foundations (default);
Ss_32_46 | 32 | 46 |  |  | Lath and plaster systems
Ss_32_46_50 | 32 | 46 | 50 |  | Metal lathing and anchored mesh reinforcement systems
Ss_32_46_50_05 | 32 | 46 | 50 | 05 | Anchored mesh reinforcement systems | 25-90-50/105 Anchored mesh reinforcement system; | 8.4.2 Walls and screens; 2.5.1 External enclosing walls above ground level (default); 3.1.1 Wall finishes; 8.4.3 Retaining walls; 2.5.4 External soffits;
Ss_32_46_50_50 | 32 | 46 | 50 | 50 | Metal lathing casing systems | 25-90-50/150 Metal lathing casing system; | 8.4.2 Walls and screens; 2.5.1 External enclosing walls above ground level (default); 3.1.1 Wall finishes; 8.4.3 Retaining walls; 2.5.4 External soffits;
Ss_32_46_50_51 | 32 | 46 | 50 | 51 | Metal lathing on framing systems | 25-90-50/155 Metal lathing on framing system; | 8.4.2 Walls and screens; 2.5.1 External enclosing walls above ground level (default); 3.1.1 Wall finishes; 8.4.3 Retaining walls; 2.5.4 External soffits;
Ss_32_46_50_52 | 32 | 46 | 50 | 52 | Metal lathing on hangers, bearers and runners systems | 25-90-50/160 Metal lathing on hangers, bearers and runners system; | 8.4.2 Walls and screens; 2.5.1 External enclosing walls above ground level (default); 3.1.1 Wall finishes; 8.4.3 Retaining walls; 2.5.4 External soffits;
Ss_32_46_50_53 | 32 | 46 | 50 | 53 | Metal lathing on solid substrate systems | 25-90-50/165 Metal lathing on solid substrate system; | 8.4.2 Walls and screens; 2.5.1 External enclosing walls above ground level (default); 3.1.1 Wall finishes; 8.4.3 Retaining walls; 2.5.4 External soffits;
Ss_32_46_65 | 32 | 46 | 65 |  | Plaster coating systems
Ss_32_46_65_15 | 32 | 46 | 65 | 15 | Clay plaster systems | 25-85-60/115 Clay plaster system; | 3.1.1 Wall finishes (default);
Ss_32_46_65_55 | 32 | 46 | 65 | 55 | Multicoat plaster systems | 25-85-60/150 Multicoat plaster system; | 3.1.1 Wall finishes (default);
Ss_32_46_65_58 | 32 | 46 | 65 | 58 | One coat plaster systems | 25-85-60/155 One coat plaster system; | 3.1.1 Wall finishes (default);
Ss_32_80 | 32 | 80 |  |  | Waterproofing and tanking systems
Ss_32_80_03 | 32 | 80 | 03 |  | Applied systems
Ss_32_80_03_08 | 32 | 80 | 03 | 08 | Bridge deck liquid sprayed systems | 20-20-90/115 Liquid (sprayed) system;
Ss_32_80_03_10 | 32 | 80 | 03 | 10 | Cementitious proprietary mortar slurry tanking systems | 30-70-90/105 Cementitious proprietary mortar slurry tanking system; | 2.5.2 External enclosing walls below ground level; 1.1.5 Basement retaining walls; 7.3.1 Damp-proof courses; 1.1.1 Standard foundations; 1.1.3 Lowest floor construction (default);
Ss_32_80_03_12 | 32 | 80 | 03 | 12 | Cementitious site-batched-and-mixed mortar tanking systems | 30-70-90/110 Cementitious site-batched-and-mixed mortar tanking system; | 2.5.2 External enclosing walls below ground level; 1.1.5 Basement retaining walls; 7.3.1 Damp-proof courses; 1.1.1 Standard foundations; 1.1.3 Lowest floor construction (default);
Ss_32_80_03_14 | 32 | 80 | 03 | 14 | Cold-applied liquid external tanking systems | 30-70-90/115 Cold-applied liquid external tanking system; | 2.5.2 External enclosing walls below ground level; 1.1.5 Basement retaining walls (default); 7.3.1 Damp-proof courses; 1.1.1 Standard foundations; 1.1.3 Lowest floor construction;
Ss_32_80_03_16 | 32 | 80 | 03 | 16 | Cold-applied liquid sandwiched tanking systems | 30-70-90/120 Cold-applied liquid sandwiched tanking system; | 2.5.2 External enclosing walls below ground level; 1.1.5 Basement retaining walls; 7.3.1 Damp-proof courses; 1.1.1 Standard foundations; 1.1.3 Lowest floor construction (default);
Ss_32_80_03_18 | 32 | 80 | 03 | 18 | Crystallization-active cementitious mortar dry shake tanking systems | 30-70-90/125 Crystallization-active cementitious mortar dry shake tanking system; | 2.5.2 External enclosing walls below ground level; 1.1.5 Basement retaining walls; 7.3.1 Damp-proof courses; 1.1.1 Standard foundations; 1.1.3 Lowest floor construction (default);
Ss_32_80_03_20 | 32 | 80 | 03 | 20 | Crystallization-active cementitious mortar slurry tanking systems | 30-70-90/130 Crystallization-active cementitious mortar slurry tanking system; | 2.5.2 External enclosing walls below ground level; 1.1.5 Basement retaining walls; 7.3.1 Damp-proof courses; 1.1.1 Standard foundations; 1.1.3 Lowest floor construction (default);
Ss_32_80_03_40 | 32 | 80 | 03 | 40 | Interstitial grouting systems | 30-70-30/110 Interstitial grouting system;
Ss_32_80_03_50 | 32 | 80 | 03 | 50 | Mastic asphalt external tanking systems | 30-70-90/155 Mastic asphalt external tanking system; | 2.5.2 External enclosing walls below ground level; 1.1.5 Basement retaining walls; 7.3.1 Damp-proof courses; 1.1.1 Standard foundations; 1.1.3 Lowest floor construction (default);
Ss_32_80_03_52 | 32 | 80 | 03 | 52 | Mastic asphalt sandwiched tanking systems | 30-70-90/160 Mastic asphalt sandwiched tanking system; | 2.5.2 External enclosing walls below ground level; 1.1.5 Basement retaining walls; 7.3.1 Damp-proof courses; 1.1.1 Standard foundations; 1.1.3 Lowest floor construction (default);
Ss_32_80_03_54 | 32 | 80 | 03 | 54 | Mastic asphalt tank lining systems | 30-70-90/165 Mastic asphalt tank lining system; | 8.6.2 Ancillary drainage systems; 5.14.1 Builder's work in connection with services; 5.3.2 Chemical, toxic and industrial liquid waste drainage; 8.5.2 Ornamental features; 1.1.3 Lowest floor construction (default); 2.2.1 Floors; 8.6.3 External chemical, toxic and industrial liquid waste drainage; 5.13.5 Water features;
Ss_32_80_03_90 | 32 | 80 | 03 | 90 | Tunnel-spray applied membrane systems
Ss_32_80_79 | 32 | 80 | 79 |  | Sheeted systems
Ss_32_80_79_08 | 32 | 80 | 79 | 08 | Bridge deck sheet systems | 20-20-90/105 Sheet system;
Ss_32_80_79_30 | 32 | 80 | 79 | 30 | Fully-bonded bitumen membrane external tanking systems | 30-70-90/135 Fully-bonded bitumen membrane external tanking system; | 2.5.2 External enclosing walls below ground level; 1.1.5 Basement retaining walls; 7.3.1 Damp-proof courses; 1.1.1 Standard foundations; 1.1.3 Lowest floor construction (default);
Ss_32_80_79_32 | 32 | 80 | 79 | 32 | Fully-bonded bitumen membrane sandwiched tanking systems | 30-70-90/140 Fully-bonded bitumen membrane sandwiched tanking system; | 2.5.2 External enclosing walls below ground level; 1.1.5 Basement retaining walls; 7.3.1 Damp-proof courses; 1.1.1 Standard foundations; 1.1.3 Lowest floor construction (default);
Ss_32_80_79_35 | 32 | 80 | 79 | 35 | Ground supported water retention sheet lining systems | 20-05-95/110 Ground supported water retention sheet lining system; | 1.1.3 Lowest floor construction;
Ss_32_80_79_36 | 32 | 80 | 79 | 36 | Hard rigid plastics sheet membrane waterproofing systems | 30-70-90/190 Hard rigid plastics sheet membrane waterproofing system;
Ss_32_80_79_40 | 32 | 80 | 79 | 40 | High density plastics studded membrane cavity drain waterproofing systems | 30-70-90/145 High density plastics studded membrane cavity drain waterproofing system; | 2.5.2 External enclosing walls below ground level; 1.1.5 Basement retaining walls (default); 1.1.1 Standard foundations; 1.1.3 Lowest floor construction;
Ss_32_80_79_45 | 32 | 80 | 79 | 45 | Loose-laid bentonite membrane external or sandwiched tanking systems | 30-70-90/150 Loose-laid bentonite membrane external or sandwiched tanking system; | 2.5.2 External enclosing walls below ground level; 1.1.5 Basement retaining walls; 7.3.1 Damp-proof courses; 1.1.1 Standard foundations; 1.1.3 Lowest floor construction (default);
Ss_32_80_79_75 | 32 | 80 | 79 | 75 | Self-adhesive bitumen membrane external tanking systems | 30-70-90/175 Self-adhesive bitumen membrane external tanking system; | 2.5.2 External enclosing walls below ground level; 1.1.5 Basement retaining walls (default); 7.3.1 Damp-proof courses; 1.1.1 Standard foundations; 1.1.3 Lowest floor construction;
Ss_32_80_79_77 | 32 | 80 | 79 | 77 | Self-adhesive bitumen membrane sandwiched tanking systems | 30-70-90/180 Self-adhesive bitumen membrane sandwiched tanking system; | 2.5.2 External enclosing walls below ground level; 1.1.5 Basement retaining walls (default); 7.3.1 Damp-proof courses; 1.1.1 Standard foundations; 1.1.3 Lowest floor construction;
Ss_32_80_79_84 | 32 | 80 | 79 | 84 | Steel membrane waterproofing systems | 30-70-90/185 Steel membrane waterproofing system;
Ss_32_80_79_85 | 32 | 80 | 79 | 85 | Structure supported water retention sheet lining systems | 20-05-95/120 Structure supported water retention sheet lining system; | 2.2.2 Balconies; 1.1.3 Lowest floor construction; 2.2.1 Floors; 2.3.3 Specialist roof systems (default);
Ss_32_80_79_90 | 32 | 80 | 79 | 90 | Tunnel sheet membrane systems
Ss_32_80_79_92 | 32 | 80 | 79 | 92 | Unbonded flexible sheet membrane waterproofing systems | 30-70-90/195 Unbonded flexible sheet membrane waterproofing system;
Ss_35 | 35 |  |  |  | Stair and ramp systems
Ss_35_10 | 35 | 10 |  |  | Stair and ramp structure systems
Ss_35_10_25 | 35 | 10 | 25 |  | External stair and ramp systems
Ss_35_10_25_34 | 35 | 10 | 25 | 34 | Ground bearing external ramp systems | 30-05-25/140 Ground bearing external ramp system;
Ss_35_10_25_35 | 35 | 10 | 25 | 35 | Ground bearing external stair systems | 30-05-25/135 Ground bearing external stair system; | 2.5.6 Facade access/cleaning systems; 2.4.1 Stair/ramp structures (default);
Ss_35_10_25_83 | 35 | 10 | 25 | 83 | Suspended external ramp systems
Ss_35_10_25_85 | 35 | 10 | 25 | 85 | Suspended external stair systems
Ss_35_10_30 | 35 | 10 | 30 |  | Fixed utilitarian access systems
Ss_35_10_30_15 | 35 | 10 | 30 | 15 | Companionway ladder systems | 30-05-30/115 Companionway ladder system; | 2.5.6 Facade access/cleaning systems; 2.4.4 Ladders/chutes/slides (default);
Ss_35_10_30_40 | 35 | 10 | 30 | 40 | Industrial stair systems | 30-05-30/140 Industrial stair system; | 2.4.4 Ladders/chutes/slides (default); 2.4.1 Stair/ramp structures;
Ss_35_10_30_60 | 35 | 10 | 30 | 60 | Permanently-fixed roof ladder systems | 30-05-30/160 Permanently-fixed roof ladder system; | 2.5.6 Facade access/cleaning systems; 2.4.4 Ladders/chutes/slides (default);
Ss_35_10_30_62 | 35 | 10 | 30 | 62 | Permanently-fixed vertical ladder systems | 30-05-30/165 Permanently-fixed vertical ladder system; | 2.5.6 Facade access/cleaning systems; 2.4.4 Ladders/chutes/slides (default);
Ss_35_10_30_95 | 35 | 10 | 30 | 95 | Working platform and walkway systems | 30-05-30/195 Working platform and walkway system; | 2.5.6 Facade access/cleaning systems (default); 2.4.4 Ladders/chutes/slides;
Ss_35_10_40 | 35 | 10 | 40 |  | Internal stair and ramp systems
Ss_35_10_40_20 | 35 | 10 | 40 | 20 | Curved internal stair systems | 30-05-40/115 Curved internal stair system; | 2.4.1 Stair/ramp structures (default); 2.4.3 Stair/ramp balustrades and handrails;
Ss_35_10_40_40 | 35 | 10 | 40 | 40 | Internal ramp systems | 30-05-40/140 Internal ramp system; | 2.4.1 Stair/ramp structures (default); 2.4.3 Stair/ramp balustrades and handrails;
Ss_35_10_40_42 | 35 | 10 | 40 | 42 | Internal stair systems | 30-05-40/145 Internal stair system; | 2.4.1 Stair/ramp structures (default); 2.4.3 Stair/ramp balustrades and handrails;
Ss_35_10_40_84 | 35 | 10 | 40 | 84 | Straight internal stair systems | 30-05-40/175 Straight internal stair system; | 2.4.1 Stair/ramp structures (default); 2.4.3 Stair/ramp balustrades and handrails;
Ss_35_10_85 | 35 | 10 | 85 |  | Structural stair and ramp systems
Ss_35_10_85_15 | 35 | 10 | 85 | 15 | Concrete stair or ramp systems | 30-05-75/140 In situ reinforced concrete stair or ramp system; | 2.4.1 Stair/ramp structures (default); 2.4.3 Stair/ramp balustrades and handrails;
Ss_35_10_85_35 | 35 | 10 | 85 | 35 | Heavy steel stair or ramp systems | 30-05-75/135 Heavy steel stair or ramp system; | 2.4.1 Stair/ramp structures (default); 2.4.3 Stair/ramp balustrades and handrails;
Ss_35_10_85_65 | 35 | 10 | 85 | 65 | Precast concrete stair or ramp systems | 30-05-75/160 Precast concrete stair or ramp system; | 2.4.1 Stair/ramp structures (default); 2.4.3 Stair/ramp balustrades and handrails;
Ss_35_10_85_90 | 35 | 10 | 85 | 90 | Timber stair or ramp systems | 30-05-75/185 Timber stair or ramp system; | 2.4.1 Stair/ramp structures (default); 2.4.3 Stair/ramp balustrades and handrails;
Ss_35_30 | 35 | 30 |  |  | Stair and ramp opening systems
Ss_35_30_15 | 35 | 30 | 15 |  | Concrete stair and ramp glazing systems
Ss_35_30_15_15 | 35 | 30 | 15 | 15 | Concrete stair tread glazing systems | 20-40-60/185 Precast stair tread and landing glazing system; | 2.2.2 Balconies; 2.4.1 Stair/ramp structures (default);
Ss_35_40 | 35 | 40 |  |  | Stair and ramp covering and finishing systems
Ss_35_40_82 | 35 | 40 | 82 |  | Stair carpeting systems
Ss_35_40_82_05 | 35 | 40 | 82 | 05 | Adhesive-fixed stair carpeting systems | 20-55-75/180 Stair carpeting system; | 2.4.2 Stair/ramp finishes (default); 3.2.1 Finishes to floors;
Ss_35_95 | 35 | 95 |  |  | Temporary stair and ramp systems
Ss_37 | 37 |  |  |  | Tunnel, shaft, vessel and tower systems
Ss_37_14 | 37 | 14 |  |  | Chute systems
Ss_37_14_10 | 37 | 14 | 10 |  | Bulk material chute systems
Ss_37_14_25 | 37 | 14 | 25 |  | Escape chute systems
Ss_37_14_70 | 37 | 14 | 70 |  | Refuse and linen chute systems
Ss_37_14_70_08 | 37 | 14 | 70 | 08 | Built-in linen chute systems | 30-50-70/110 Built-in linen chute system; | 2.4.4 Ladders/chutes/slides (default);
Ss_37_14_70_10 | 37 | 14 | 70 | 10 | Built-in refuse chute systems | 30-50-70/115 Built-in refuse chute system; | 5.3.3 Refuse disposal (default);
Ss_37_14_70_63 | 37 | 14 | 70 | 63 | Post-fixed linen chute systems | 30-50-70/160 Post-fixed linen chute system; | 2.4.4 Ladders/chutes/slides (default);
Ss_37_14_70_65 | 37 | 14 | 70 | 65 | Post-fixed refuse chute systems | 30-50-70/165 Post-fixed refuse chute system; | 2.4.4 Ladders/chutes/slides (default);
Ss_37_16 | 37 | 16 |  |  | Vessel and trench systems
Ss_37_16_02 | 37 | 16 | 02 |  | Above ground pool systems
Ss_37_16_05 | 37 | 16 | 05 |  | Basement water retaining systems
Ss_37_16_10 | 37 | 16 | 10 |  | Bund systems
Ss_37_16_10_32 | 37 | 16 | 10 | 32 | Fuel tank bund systems
Ss_37_16_50 | 37 | 16 | 50 |  | Metal and plastics water retaining systems
Ss_37_16_65 | 37 | 16 | 65 |  | Pond and wetland systems
Ss_37_16_65_40 | 37 | 16 | 65 | 40 | Informal pond systems | 30-60-60/130 Informal pond system; | 8.3.3 Irrigation systems; 8.6.2 Ancillary drainage systems; 8.5.2 Ornamental features (default); 5.13.5 Water features;
Ss_37_16_65_70 | 37 | 16 | 65 | 70 | Raised formal pond systems | 30-60-60/170 Raised formal pond system; | 8.3.3 Irrigation systems; 8.6.2 Ancillary drainage systems; 8.5.2 Ornamental features (default); 5.13.5 Water features;
Ss_37_16_65_85 | 37 | 16 | 65 | 85 | Submerged formal pond systems | 30-60-60/175 Submerged formal pond system; | 8.3.3 Irrigation systems; 8.6.2 Ancillary drainage systems; 8.5.2 Ornamental features (default); 5.13.5 Water features;
Ss_37_16_65_95 | 37 | 16 | 65 | 95 | Wetland systems | 30-60-60/180 Wetland system; | 8.3.3 Irrigation systems; 8.6.2 Ancillary drainage systems (default); 8.5.2 Ornamental features;
Ss_37_16_75 | 37 | 16 | 75 |  | Silo systems
Ss_37_16_90 | 37 | 16 | 90 |  | Trench, pipeway and pit systems
Ss_37_16_90_11 | 37 | 16 | 90 | 11 | Cable protection systems
Ss_37_16_90_28 | 37 | 16 | 90 | 28 | External underground service duct systems | 30-15-85/120 External underground surface duct system; | 8.7.11 Builder's work in connection with external services (default);
Ss_37_16_90_63 | 37 | 16 | 90 | 63 | Pit systems
Ss_37_16_95 | 37 | 16 | 95 |  | Watertight structural systems
Ss_37_16_95_78 | 37 | 16 | 95 | 78 | Sewage treatment vessel systems
Ss_37_17 | 37 | 17 |  |  | Tower, chimney and mast systems
Ss_37_17_13 | 37 | 17 | 13 |  | Chimney systems
Ss_37_17_13_50 | 37 | 17 | 13 | 50 | Masonry chimney stack systems | 25-10-55/180 Masonry chimney stack system; | 2.7.1 Walls and partitions; 2.5.1 External enclosing walls above ground level (default); 5.5.1 Heat source; 2.3.1 Roof structure;
Ss_37_17_35 | 37 | 17 | 35 |  | Gantry systems
Ss_37_17_35_11 | 37 | 17 | 35 | 11 | Cantilever gantry systems
Ss_37_17_35_32 | 37 | 17 | 35 | 32 | Full span gantry systems
Ss_37_17_35_50 | 37 | 17 | 35 | 50 | Mast arm sign gantry systems
Ss_37_17_35_60 | 37 | 17 | 35 | 60 | Portal sign gantry systems
Ss_37_17_45 | 37 | 17 | 45 |  | Lattice tower and pylon systems
Ss_37_17_50 | 37 | 17 | 50 |  | Mast systems
Ss_37_17_50_72 | 37 | 17 | 50 | 72 | Road mast systems
Ss_37_17_90 | 37 | 17 | 90 |  | Tower systems
Ss_37_40 | 37 | 40 |  |  | Tunnel, shaft, vessel and tower covering and finishing systems
Ss_37_40_85 | 37 | 40 | 85 |  | Swimming pool tiling systems
Ss_37_40_85_83 | 37 | 40 | 85 | 83 | Swimming pool floor tiling systems | 30-70-75/175 Swimming pool floor tiling system; | 3.2.1 Finishes to floors (default);
Ss_37_40_85_85 | 37 | 40 | 85 | 85 | Swimming pool wall tiling systems | 30-70-75/180 Swimming pool wall tiling system; | 3.1.1 Wall finishes (default);
Ss_37_50 | 37 | 50 |  |  | Shafts and tunnels structural systems
Ss_37_50_80 | 37 | 50 | 80 |  | Shaft structure systems
Ss_37_50_80_50 | 37 | 50 | 80 | 50 | Masonry lined shaft systems
Ss_37_50_80_71 | 37 | 50 | 80 | 71 | Reinforced concrete shaft structure systems
Ss_37_50_80_77 | 37 | 50 | 80 | 77 | Segmental shaft structure systems | 30-30-10/130 In situ reinforced concrete shaft structure system;
Ss_37_50_80_83 | 37 | 50 | 80 | 83 | Sprayed concrete shaft lining systems | 30-30-10/120 Sprayed concrete shaft lining system;
Ss_37_50_80_90 | 37 | 50 | 80 | 90 | Unit lined shaft systems | 30-30-10/110 Segmental shaft structure system;
Ss_37_50_92 | 37 | 50 | 92 |  | Tunnel structure systems
Ss_37_50_92_15 | 37 | 50 | 92 | 15 | Colliery arch tunnel or adit systems | 30-15-10/101 Colliery arch tunnel or adit system;
Ss_37_50_92_50 | 37 | 50 | 92 | 50 | Masonry tunnel structure systems | 30-15-10/150 Masonry tunnel structure system;
Ss_37_50_92_71 | 37 | 50 | 92 | 71 | Reinforced concrete tunnel structure systems | 30-15-10/140 In situ reinforced concrete tunnel structure system;
Ss_37_50_92_79 | 37 | 50 | 92 | 79 | Sectional tunnel structure systems | 30-15-10/130 Sectional tunnel structure system;
Ss_37_50_92_83 | 37 | 50 | 92 | 83 | Sprayed concrete tunnel lining systems | 30-15-10/120 Sprayed concrete tunnel lining system;
Ss_37_50_92_90 | 37 | 50 | 92 | 90 | Unit lined tunnel systems | 30-15-10/110 Unit lined tunnel system;
Ss_37_60 | 37 | 60 |  |  | Tunnel, shaft, vessel and tower accessory systems
Ss_37_95 | 37 | 95 |  |  | Temporary tunnel, shaft, vessel and tower systems
Ss_40 | 40 |  |  |  | Signage, fittings, furnishings and equipment (FF&E) and general finishing systems
Ss_40_10 | 40 | 10 |  |  | Signage systems
Ss_40_10_25 | 40 | 10 | 25 |  | External signage and interpretation systems
Ss_40_10_25_25 | 40 | 10 | 25 | 25 | Electrical external signage systems | 35-80-25/130 External electrical signage system; | 8.7.9 External street lighting systems (default); 8.5.1 Site/street furniture and equipment;
Ss_40_10_25_30 | 40 | 10 | 25 | 30 | Fixed external signage systems | 35-80-25/110 Fixed external signage system; | 8.5.1 Site/street furniture and equipment (default);
Ss_40_10_25_32 | 40 | 10 | 25 | 32 | Free-standing external architectural signage systems | 35-80-25/120 Free standing external signage system; | 8.5.1 Site/street furniture and equipment (default);
Ss_40_10_30 | 40 | 10 | 30 |  | Fire and safety signage systems
Ss_40_10_30_20 | 40 | 10 | 30 | 20 | Emergency do not enter signage systems
Ss_40_10_30_25 | 40 | 10 | 30 | 25 | Evacuation and safe condition sign systems | 35-80-30/120 Evacuation and safe condition sign system;
Ss_40_10_30_27 | 40 | 10 | 30 | 27 | Evacuation and safety way guidance systems | 35-80-30/130 Evacuation and safety way guidance system;
Ss_40_10_30_30 | 40 | 10 | 30 | 30 | Fire signage systems
Ss_40_10_30_75 | 40 | 10 | 30 | 75 | Safety signage systems | 35-80-30/110 Safety signage system; | 5.8.3 Lighting installations; 4.1.4 Signs/notices (default); 8.7.9 External street lighting systems; 8.5.1 Site/street furniture and equipment;
Ss_40_10_30_95 | 40 | 10 | 30 | 95 | Water safety sign systems | 35-80-30/140 Water safety sign system;
Ss_40_10_40 | 40 | 10 | 40 |  | Internal architectural signage systems
Ss_40_10_40_25 | 40 | 10 | 40 | 25 | Electrical internal architectural signage systems | 35-80-40/140 Internal electrical architectural signage system; | 5.8.3 Lighting installations (default);
Ss_40_10_40_30 | 40 | 10 | 40 | 30 | Fixed internal architectural signage systems | 35-80-40/110 Internal fixed architectural signage system; | 4.1.4 Signs/notices (default);
Ss_40_10_40_32 | 40 | 10 | 40 | 32 | Free-standing internal architectural signage systems | 35-80-40/120 Internal free standing architectural signage system; | 4.1.4 Signs/notices (default);
Ss_40_10_90 | 40 | 10 | 90 |  | Traffic signage and marking systems
Ss_40_10_90_18 | 40 | 10 | 90 | 18 | Crossing road marking systems
Ss_40_10_90_23 | 40 | 10 | 90 | 23 | Diagrammatic road marking systems
Ss_40_10_90_36 | 40 | 10 | 90 | 36 | Hatched road marking systems
Ss_40_10_90_70 | 40 | 10 | 90 | 70 | Rail traffic signage systems
Ss_40_10_90_72 | 40 | 10 | 90 | 72 | Road signage systems
Ss_40_15 | 40 | 15 |  |  | General fittings, furnishings and equipment (FF&E) systems
Ss_40_15_25 | 40 | 15 | 25 |  | Catering FF&E systems
Ss_40_15_25_15 | 40 | 15 | 25 | 15 | Commercial catering FF&E systems | 35-70-20/115 Commercial catering fittings, furnishings and equipment system; | 4.1.3 Special purpose fittings, furnishings and equipment (default);
Ss_40_15_25_20 | 40 | 15 | 25 | 20 | Domestic catering FF&E systems | 35-70-20/120 Domestic catering fittings, furnishings and equipment system; | 4.1.2 Domestic kitchen fittings and equipment (default);
Ss_40_15_35 | 40 | 15 | 35 |  | General and joinery FF&E systems
Ss_40_15_35_35 | 40 | 15 | 35 | 35 | General FF&E systems | 35-05-35/135 General fittings, furnishings and equipment system; | 4.1.1 General fittings, furnishings and equipment (default);
Ss_40_15_35_50 | 40 | 15 | 35 | 50 | Minor joinery systems | 35-05-50/150 Minor joinery system; | 4.1.1 General fittings, furnishings and equipment (default);
Ss_40_15_46 | 40 | 15 | 46 |  | Laundry FF&E systems
Ss_40_15_46_15 | 40 | 15 | 46 | 15 | Commercial laundry FF&E systems | 35-70-50/110 Laundry fittings, furnishings and equipment system; | 4.1.3 Special purpose fittings, furnishings and equipment (default);
Ss_40_15_46_20 | 40 | 15 | 46 | 20 | Domestic laundry FF&E systems | 35-70-50/110 Laundry fittings, furnishings and equipment system; | 4.1.3 Special purpose fittings, furnishings and equipment (default);
Ss_40_15_75 | 40 | 15 | 75 |  | Sanitary appliance systems
Ss_40_15_75_05 | 40 | 15 | 75 | 05 | Bath systems | 35-70-70/110 Bath assembly; | 5.1.1 Sanitary appliances (default);
Ss_40_15_75_10 | 40 | 15 | 75 | 10 | Bidet systems | 35-70-70/112 Bidet assembly; | 5.1.1 Sanitary appliances (default);
Ss_40_15_75_20 | 40 | 15 | 75 | 20 | Disposal unit (slop hopper) systems | 35-70-70/132 Disposal unit (slop hopper) assembly; | 5.1.1 Sanitary appliances (default);
Ss_40_15_75_25 | 40 | 15 | 75 | 25 | Drinking fountain systems | 35-70-70/146 Drinking fountain assembly; | 5.1.1 Sanitary appliances (default);
Ss_40_15_75_35 | 40 | 15 | 75 | 35 | Health care macerator systems | 35-70-70/152 Health care macerator assembly; | 5.1.2 Sanitary ancillaries (default);
Ss_40_15_75_45 | 40 | 15 | 75 | 45 | Janitorial unit systems | 35-70-70/120 Janitorial unit assembly; | 5.1.1 Sanitary appliances (default);
Ss_40_15_75_75 | 40 | 15 | 75 | 75 | Sanitary accessory systems | 35-70-70/190 Sanitary accessories; | 5.1.2 Sanitary ancillaries (default);
Ss_40_15_75_76 | 40 | 15 | 75 | 76 | Sauna package systems | 35-70-70/148 Sauna package assembly; | 5.13.3 Specialist mechanical installations (default);
Ss_40_15_75_77 | 40 | 15 | 75 | 77 | Scrub-up trough systems | 35-70-70/130 Scrub-up trough assembly; | 5.1.1 Sanitary appliances (default);
Ss_40_15_75_78 | 40 | 15 | 75 | 78 | Shower area systems | 35-70-70/114 Shower area assembly; | 5.1.1 Sanitary appliances (default);
Ss_40_15_75_79 | 40 | 15 | 75 | 79 | Shower cubicle systems | 35-70-70/116 Shower cubicle assembly; | 5.1.2 Sanitary ancillaries (default);
Ss_40_15_75_80 | 40 | 15 | 75 | 80 | Sink systems | 35-70-70/118 Sink assembly; | 5.1.1 Sanitary appliances;
Ss_40_15_75_85 | 40 | 15 | 75 | 85 | Steam bath package systems | 35-70-70/150 Steam bath package assembly; | 5.13.3 Specialist mechanical installations (default);
Ss_40_15_75_92 | 40 | 15 | 75 | 92 | Urinal systems | 35-70-70/122 Urinal assembly; | 5.1.1 Sanitary appliances (default);
Ss_40_15_75_94 | 40 | 15 | 75 | 94 | Wash basin systems | 35-70-70/124 Wash basin assembly; | 5.1.1 Sanitary appliances (default);
Ss_40_15_75_96 | 40 | 15 | 75 | 96 | Wash fountain systems | 35-70-70/126 Wash fountain assembly; | 5.1.1 Sanitary appliances (default);
Ss_40_15_75_98 | 40 | 15 | 75 | 98 | Wash trough systems | 35-70-70/128 Wash trough assembly; | 5.1.1 Sanitary appliances (default);
Ss_40_15_77 | 40 | 15 | 77 |  | Sauna FF&E systems
Ss_40_15_90 | 40 | 15 | 90 |  | Toilet systems
Ss_40_15_90_05 | 40 | 15 | 90 | 05 | Accessible WC package systems | 35-70-70/140 Accessible WC package assembly; | 5.1.2 Sanitary ancillaries (default); 5.1.1 Sanitary appliances;
Ss_40_15_90_85 | 40 | 15 | 90 | 85 | Squatting WC systems | 35-70-70/136 Squatting WC assembly; | 5.1.2 Sanitary ancillaries (default);
Ss_40_15_90_95 | 40 | 15 | 90 | 95 | Waterless toilet systems | 35-70-70/138 Waterless WC assembly; | 5.1.1 Sanitary appliances (default);
Ss_40_15_90_96 | 40 | 15 | 90 | 96 | WC and wash basin combination systems | 35-70-70/144 WC and washbasin combination assembly; | 5.1.1 Sanitary appliances (default);
Ss_40_15_90_97 | 40 | 15 | 90 | 97 | WC systems | 35-70-70/134 WC assembly; | 5.1.1 Sanitary appliances (default);
Ss_40_15_90_98 | 40 | 15 | 90 | 98 | WC wash and dry combination systems | 35-70-70/142 WC wash and dry combination assembly; | 5.1.1 Sanitary appliances (default);
Ss_40_20 | 40 | 20 |  |  | Administrative, commercial and protective service FF&E systems
Ss_40_20_01 | 40 | 20 | 01 |  | Administrative FF&E systems
Ss_40_20_01_27 | 40 | 20 | 01 | 27 | Embassy FF&E systems
Ss_40_20_01_60 | 40 | 20 | 01 | 60 | Office FF&E systems | 35-10-60/160 Office fittings, furnishings and equipment system; | 4.1.1 General fittings, furnishings and equipment (default);
Ss_40_20_01_71 | 40 | 20 | 01 | 71 | Reception FF&E systems
Ss_40_20_15 | 40 | 20 | 15 |  | Commercial FF&E systems
Ss_40_20_15_71 | 40 | 20 | 15 | 71 | Retail FF&E systems
Ss_40_20_15_89 | 40 | 20 | 15 | 89 | Trading floor FF&E systems
Ss_40_20_30 | 40 | 20 | 30 |  | External public realm FF&E systems
Ss_40_20_30_01 | 40 | 20 | 30 | 01 | Acceptance and dispensing systems | 35-35-30/105 Acceptance and dispensing system; | 8.5.1 Site/street furniture and equipment (default);
Ss_40_20_30_20 | 40 | 20 | 30 | 20 | Cycle parking equipment systems | 35-35-30/160 Parking equipment system; | 8.5.1 Site/street furniture and equipment (default);
Ss_40_20_30_28 | 40 | 20 | 30 | 28 | External furniture systems | 35-35-30/130 External furniture system; | 8.5.1 Site/street furniture and equipment (default);
Ss_40_20_30_30 | 40 | 20 | 30 | 30 | Fixed bin systems | 35-35-30/140 Fixed bin system; | 8.5.1 Site/street furniture and equipment (default);
Ss_40_20_30_65 | 40 | 20 | 30 | 65 | Playground equipment systems | 35-35-55/105 Playground equipment; | 4.1.3 Special purpose fittings, furnishings and equipment; 8.5.1 Site/street furniture and equipment (default);
Ss_40_20_65 | 40 | 20 | 65 |  | Protective service FF&E systems
Ss_40_20_65_22 | 40 | 20 | 65 | 22 | Detention FF&E systems
Ss_40_20_65_25 | 40 | 20 | 65 | 25 | Emergency shelter FF&E systems
Ss_40_20_65_46 | 40 | 20 | 65 | 46 | Law court FF&E systems
Ss_40_25 | 40 | 25 |  |  | Cultural, educational, scientific and information FF&E systems
Ss_40_25_20 | 40 | 25 | 20 |  | Cultural FF&E systems
Ss_40_25_20_02 | 40 | 25 | 20 | 02 | Aquarium FF&E systems
Ss_40_25_20_03 | 40 | 25 | 20 | 03 | Art gallery FF&E systems
Ss_40_25_20_04 | 40 | 25 | 20 | 04 | Artwork systems | 35-35-30/110 Artwork system; | 8.5.2 Ornamental features (default);
Ss_40_25_20_05 | 40 | 25 | 20 | 05 | Auditorium FF&E systems | 35-15-05/105 Auditoria fittings, furnishings and equipment system; | 4.1.1 General fittings, furnishings and equipment (default);
Ss_40_25_20_22 | 40 | 25 | 20 | 22 | Display FF&E systems
Ss_40_25_20_28 | 40 | 25 | 20 | 28 | Exhibition FF&E systems
Ss_40_25_20_85 | 40 | 25 | 20 | 85 | Studio FF&E systems
Ss_40_25_20_90 | 40 | 25 | 20 | 90 | Theatre FF&E systems
Ss_40_25_26 | 40 | 25 | 26 |  | Education and information FF&E systems
Ss_40_25_26_15 | 40 | 25 | 26 | 15 | Classroom FF&E systems | 35-15-15/115 Classroom fittings, furnishings and equipment system; | 4.1.1 General fittings, furnishings and equipment (default);
Ss_40_25_26_47 | 40 | 25 | 26 | 47 | Library FF&E systems
Ss_40_25_32 | 40 | 25 | 32 |  | Funerary FF&E systems
Ss_40_25_32_12 | 40 | 25 | 32 | 12 | Cemetery equipment systems
Ss_40_25_71 | 40 | 25 | 71 |  | Religious FF&E systems
Ss_40_25_71_11 | 40 | 25 | 71 | 11 | Cathedral, church and chapel FF&E systems
Ss_40_25_71_52 | 40 | 25 | 71 | 52 | Mosque FF&E systems
Ss_40_25_71_86 | 40 | 25 | 71 | 86 | Synagogue FF&E systems
Ss_40_25_71_90 | 40 | 25 | 71 | 90 | Temple FF&E systems
Ss_40_25_75 | 40 | 25 | 75 |  | Scientific FF&E systems
Ss_40_25_75_21 | 40 | 25 | 75 | 21 | Dark room FF&E systems
Ss_40_25_75_45 | 40 | 25 | 75 | 45 | Laboratory FF&E systems | 35-15-45/145 Laboratory fittings, furnishings and equipment system; | 4.1.3 Special purpose fittings, furnishings and equipment (default);
Ss_40_25_75_58 | 40 | 25 | 75 | 58 | Observatory FF&E systems
Ss_40_25_80 | 40 | 25 | 80 |  | Stage FF&E systems
Ss_40_25_80_90 | 40 | 25 | 80 | 90 | Tension wire grid systems
Ss_40_30 | 40 | 30 |  |  | Industrial and agricultural FF&E systems
Ss_40_30_02 | 40 | 30 | 02 |  | Agricultural FF&E systems
Ss_40_30_02_37 | 40 | 30 | 02 | 37 | Horticultural FF&E systems
Ss_40_30_02_47 | 40 | 30 | 02 | 47 | Livestock FF&E systems
Ss_40_30_42 | 40 | 30 | 42 |  | Industrial FF&E systems
Ss_40_30_42_29 | 40 | 30 | 42 | 29 | Factory FF&E systems
Ss_40_30_42_52 | 40 | 30 | 42 | 52 | Mine FF&E systems
Ss_40_30_42_58 | 40 | 30 | 42 | 58 | Offshore platform FF&E systems
Ss_40_30_42_96 | 40 | 30 | 42 | 96 | Warehouse FF&E systems
Ss_40_30_85 | 40 | 30 | 85 |  | Static permanent access and safety equipment systems
Ss_40_30_85_55 | 40 | 30 | 85 | 55 | Netting systems | 80-50-25/125 Netting system; | 2.5.6 Facade access/cleaning systems (default); 8.4.4 Barriers and guardrails;
Ss_40_45 | 40 | 45 |  |  | Living space FF&E systems
Ss_40_45_37 | 40 | 45 | 37 |  | Hotel living space FF&E systems
Ss_40_45_37_07 | 40 | 45 | 37 | 07 | Bedroom FF&E systems
Ss_40_45_37_22 | 40 | 45 | 37 | 22 | Dining room FF&E systems
Ss_40_45_37_28 | 40 | 45 | 37 | 28 | External FF&E systems
Ss_40_45_37_45 | 40 | 45 | 37 | 45 | Kitchen FF&E systems
Ss_40_45_37_47 | 40 | 45 | 37 | 47 | Living room FF&E systems
Ss_40_45_70 | 40 | 45 | 70 |  | Residential living spaces FF&E systems
Ss_40_45_70_07 | 40 | 45 | 70 | 07 | Bedroom FF&E systems
Ss_40_45_70_22 | 40 | 45 | 70 | 22 | Dining room FF&E systems
Ss_40_45_70_24 | 40 | 45 | 70 | 24 | Domestic kitchen FF&E systems
Ss_40_45_70_28 | 40 | 45 | 70 | 28 | External FF&E systems
Ss_40_45_70_47 | 40 | 45 | 70 | 47 | Living room FF&E systems
Ss_40_50 | 40 | 50 |  |  | Medical, health and welfare FF&E systems
Ss_40_50_50 | 40 | 50 | 50 |  | Medical and health FF&E systems
Ss_40_50_50_18 | 40 | 50 | 50 | 18 | Crèche FF&E systems
Ss_40_50_50_37 | 40 | 50 | 50 | 37 | Hospital ward FF&E systems
Ss_40_50_50_50 | 40 | 50 | 50 | 50 | Medical and dental surgery FF&E systems
Ss_40_50_50_59 | 40 | 50 | 50 | 59 | Operating theatre FF&E systems
Ss_40_50_96 | 40 | 50 | 96 |  | Welfare FF&E systems
Ss_40_50_96_04 | 40 | 50 | 96 | 04 | Animal welfare FF&E systems
Ss_40_50_96_71 | 40 | 50 | 96 | 71 | Rehabilitation FF&E systems
Ss_40_70 | 40 | 70 |  |  | Recreational FF&E systems
Ss_40_70_20 | 40 | 70 | 20 |  | Casino FF&E systems
Ss_40_70_55 | 40 | 70 | 55 |  | Play FF&E systems
Ss_40_70_55_10 | 40 | 70 | 55 | 10 | Climbing equipment systems
Ss_40_70_55_15 | 40 | 70 | 55 | 15 | Combination play equipment systems
Ss_40_70_55_35 | 40 | 70 | 55 | 35 | Gymnastics and exercising equipment systems
Ss_40_70_55_70 | 40 | 70 | 55 | 70 | Rocking equipment systems
Ss_40_70_55_73 | 40 | 70 | 55 | 73 | Runway equipment systems
Ss_40_70_55_75 | 40 | 70 | 55 | 75 | Sand and water play equipment systems
Ss_40_70_55_80 | 40 | 70 | 55 | 80 | Slide equipment systems
Ss_40_70_55_83 | 40 | 70 | 55 | 83 | Spinning equipment systems
Ss_40_70_55_85 | 40 | 70 | 55 | 85 | Swinging equipment systems
Ss_40_70_60 | 40 | 70 | 60 |  | Pool FF&E systems
Ss_40_70_60_15 | 40 | 70 | 60 | 15 | Competitive swimming pool FF&E systems | 35-35-60/110 Competitive swimming pool equipment systems; | 4.1.3 Special purpose fittings, furnishings and equipment (default); 8.5.1 Site/street furniture and equipment;
Ss_40_70_60_25 | 40 | 70 | 60 | 25 | Diving pool FF&E systems | 35-35-60/120 Diving pool equipment system; | 4.1.3 Special purpose fittings, furnishings and equipment (default); 8.5.1 Site/street furniture and equipment;
Ss_40_70_60_45 | 40 | 70 | 60 | 45 | Leisure swimming pool FF&E systems | 35-35-60/130 Leisure swimming pool equipment systems; | 4.1.3 Special purpose fittings, furnishings and equipment (default); 8.5.1 Site/street furniture and equipment;
Ss_40_70_60_62 | 40 | 70 | 60 | 62 | Pool transfer aid equipment systems | 35-35-60/140 Pool transfer aid equipment system; | 4.1.3 Special purpose fittings, furnishings and equipment (default);
Ss_40_70_65 | 40 | 70 | 65 |  | Public house FF&E systems
Ss_40_70_70 | 40 | 70 | 70 |  | Restaurant FF&E systems
Ss_40_70_75 | 40 | 70 | 75 |  | Sports FF&E systems
Ss_40_70_75_05 | 40 | 70 | 75 | 05 | Ball court FF&E systems | 35-35-75/110 Court equipment systems; | 4.1.3 Special purpose fittings, furnishings and equipment; 8.5.1 Site/street furniture and equipment (default);
Ss_40_70_75_20 | 40 | 70 | 75 | 20 | Cycle course FF&E systems | 35-35-75/130 Cycle course equipment systems; | 4.1.3 Special purpose fittings, furnishings and equipment; 8.5.1 Site/street furniture and equipment (default);
Ss_40_70_75_27 | 40 | 70 | 75 | 27 | Equestrian equipment systems | 35-35-75/160 Equestrian equipment systems; | 4.1.3 Special purpose fittings, furnishings and equipment; 8.5.1 Site/street furniture and equipment (default);
Ss_40_70_75_50 | 40 | 70 | 75 | 50 | Multi-use games area FF&E systems
Ss_40_70_75_80 | 40 | 70 | 75 | 80 | Skate park FF&E systems | 35-35-75/140 Skate parks equipment systems; | 4.1.3 Special purpose fittings, furnishings and equipment; 8.5.1 Site/street furniture and equipment (default);
Ss_40_70_75_85 | 40 | 70 | 75 | 85 | Sports pitch FF&E systems | 35-35-75/120 Pitch equipment systems; | 4.1.3 Special purpose fittings, furnishings and equipment; 8.5.1 Site/street furniture and equipment (default);
Ss_40_70_75_90 | 40 | 70 | 75 | 90 | Trim trail FF&E systems | 35-35-75/150 Trim trail equipment systems; | 4.1.3 Special purpose fittings, furnishings and equipment; 8.5.1 Site/street furniture and equipment (default);
Ss_40_70_80 | 40 | 70 | 80 |  | Stadium FF&E systems
Ss_40_70_95 | 40 | 70 | 95 |  | Wildlife, eco site and nature conservation FF&E systems
Ss_40_85 | 40 | 85 |  |  | Transport FF&E systems
Ss_40_85_01 | 40 | 85 | 01 |  | Aerospace FF&E systems
Ss_40_85_01_01 | 40 | 85 | 01 | 01 | Aircraft fire training simulation systems | 35-70-65/105 Aircraft fire training simulation system;
Ss_40_85_11 | 40 | 85 | 11 |  | Cable transport FF&E systems
Ss_40_85_50 | 40 | 85 | 50 |  | Marine and waterway FF&E systems
Ss_40_85_50_95 | 40 | 85 | 50 | 95 | Waterside FF&E systems
Ss_40_85_70 | 40 | 85 | 70 |  | Rail FF&E systems
Ss_40_85_70_60 | 40 | 85 | 70 | 60 | Passenger concourse FF&E systems
Ss_40_85_72 | 40 | 85 | 72 |  | Road FF&E systems
Ss_40_85_72_11 | 40 | 85 | 72 | 11 | Car park equipment systems | 35-35-30/160 Parking equipment system; | 8.5.1 Site/street furniture and equipment (default);
Ss_40_85_72_33 | 40 | 85 | 72 | 33 | Garage FF&E systems
Ss_40_85_75 | 40 | 85 | 75 |  | Rolling stock depot systems
Ss_40_85_75_07 | 40 | 85 | 75 | 07 | Bogie handling systems | 35-90-80/135 Bogie handling system;
Ss_40_85_75_15 | 40 | 85 | 75 | 15 | Controlled emission toilet (CET) systems | 35-90-80/140 Controlled Emission Toilet (CET) system;
Ss_40_85_75_24 | 40 | 85 | 75 | 24 | Drop systems | 35-90-80/115 Drop system;
Ss_40_85_75_65 | 40 | 85 | 75 | 65 | Press systems | 35-90-80/110 Press system;
Ss_40_85_75_70 | 40 | 85 | 75 | 70 | Rail lifting systems | 35-90-80/120 Rail lifting system;
Ss_40_85_75_75 | 40 | 85 | 75 | 75 | Sand feeding systems | 35-90-80/125 Sand feeding system;
Ss_40_85_75_97 | 40 | 85 | 75 | 97 | Wheel lathe systems | 35-90-80/105 Wheel lathe system;
Ss_40_90 | 40 | 90 |  |  | General finishing systems
Ss_40_90_05 | 40 | 90 | 05 |  | Anodizing systems
Ss_40_90_05_05 | 40 | 90 | 05 | 05 | Aluminium anodic coating systems
Ss_40_90_35 | 40 | 90 | 35 |  | Hot dip galvanizing systems
Ss_40_90_40 | 40 | 90 | 40 |  | Intumescent systems
Ss_40_90_40_40 | 40 | 90 | 40 | 40 | Intumescent casting systems | 35-85-40/140 Intumescent casting system; | 2.1.1 Steel frames (default); 2.1.2 Space frames/decks; 2.1.6 Specialist frames;
Ss_40_90_40_42 | 40 | 90 | 40 | 42 | Intumescent coating systems | 35-85-40/145 Intumescent coating system; | 2.1.1 Steel frames (default); 2.1.2 Space frames/decks; 2.1.6 Specialist frames;
Ss_40_90_60 | 40 | 90 | 60 |  | Painting and clear finishing systems
Ss_40_90_60_05 | 40 | 90 | 60 | 05 | Anti-graffiti coating systems | 35-85-60/105 Anti-graffiti coating system; | 2.4.2 Stair/ramp finishes; 5.14.1 Builder's work in connection with services; 2.5.1 External enclosing walls above ground level; 8.4.1 Fencing and railings; 3.1.1 Wall finishes (default); 2.6.1 External windows; 2.6.2 External doors; 8.5.1 Site/street furniture and equipment;
Ss_40_90_60_20 | 40 | 90 | 60 | 20 | Decorative varnish or lacquer systems | 35-85-60/120 Decorative varnish or lacquer system; | 2.4.2 Stair/ramp finishes; 3.2.1 Finishes to floors; 5.14.1 Builder's work in connection with services; 8.4.1 Fencing and railings; 3.1.1 Wall finishes (default); 3.3.1 Finishes to ceilings; 2.6.1 External windows; 2.6.2 External doors; 2.8.1 Internal doors; 4.1.1 General fittings, furnishings and equipment; 8.5.1 Site/street furniture and equipment;
Ss_40_90_60_22 | 40 | 90 | 60 | 22 | Decorative wood stain or dye systems | 35-85-60/125 Decorative wood stain or dye system; | 2.4.2 Stair/ramp finishes; 3.2.1 Finishes to floors; 5.14.1 Builder's work in connection with services; 8.4.1 Fencing and railings; 3.1.1 Wall finishes (default); 3.3.1 Finishes to ceilings; 2.6.1 External windows; 2.6.2 External doors; 2.8.1 Internal doors; 4.1.1 General fittings, furnishings and equipment; 8.5.1 Site/street furniture and equipment;
Ss_40_90_60_55 | 40 | 90 | 60 | 55 | Multi-colour coating systems | 35-85-60/150 Multi-colour coating system; | 2.4.2 Stair/ramp finishes; 3.2.1 Finishes to floors; 5.14.1 Builder's work in connection with services; 8.4.1 Fencing and railings; 3.1.1 Wall finishes (default); 3.3.1 Finishes to ceilings; 2.6.1 External windows; 2.6.2 External doors; 2.8.1 Internal doors; 4.1.1 General fittings, furnishings and equipment; 8.5.1 Site/street furniture and equipment;
Ss_40_90_60_60 | 40 | 90 | 60 | 60 | Oil gilding systems | 35-85-60/160 Oil gilding system; | 2.4.2 Stair/ramp finishes; 3.2.1 Finishes to floors; 8.4.1 Fencing and railings; 3.1.1 Wall finishes (default); 3.3.1 Finishes to ceilings; 2.6.1 External windows; 2.6.2 External doors; 2.8.1 Internal doors; 4.1.1 General fittings, furnishings and equipment; 8.5.1 Site/street furniture and equipment;
Ss_40_90_60_65 | 40 | 90 | 60 | 65 | Plastic texture coating systems | 35-85-60/165 Plastic texture coating system; | 8.4.1 Fencing and railings; 3.1.1 Wall finishes (default); 3.3.1 Finishes to ceilings; 4.1.1 General fittings, furnishings and equipment; 8.5.1 Site/street furniture and equipment;
Ss_40_90_60_80 | 40 | 90 | 60 | 80 | Solvent-borne paint systems | 35-85-60/175 Solvent-borne paint system; | 2.4.2 Stair/ramp finishes; 3.2.1 Finishes to floors; 5.14.1 Builder's work in connection with services; 8.4.1 Fencing and railings; 3.1.1 Wall finishes (default); 3.3.1 Finishes to ceilings; 2.6.1 External windows; 2.6.2 External doors; 2.8.1 Internal doors; 4.1.1 General fittings, furnishings and equipment; 8.5.1 Site/street furniture and equipment;
Ss_40_90_60_85 | 40 | 90 | 60 | 85 | Special coating systems | 35-85-60/180 Special coating system; | 2.4.2 Stair/ramp finishes; 3.2.1 Finishes to floors; 5.14.1 Builder's work in connection with services; 8.4.1 Fencing and railings; 3.1.1 Wall finishes (default); 3.3.1 Finishes to ceilings; 2.6.1 External windows; 2.6.2 External doors; 2.8.1 Internal doors; 4.1.1 General fittings, furnishings and equipment; 8.5.1 Site/street furniture and equipment;
Ss_40_90_60_95 | 40 | 90 | 60 | 95 | Water-borne paint systems | 35-85-60/195 Water-borne paint system; | 2.4.2 Stair/ramp finishes; 3.2.1 Finishes to floors; 5.14.1 Builder's work in connection with services; 8.4.1 Fencing and railings; 3.1.1 Wall finishes (default); 3.3.1 Finishes to ceilings; 2.6.1 External windows; 2.6.2 External doors; 2.8.1 Internal doors; 4.1.1 General fittings, furnishings and equipment; 8.5.1 Site/street furniture and equipment;
Ss_40_90_65 | 40 | 90 | 65 |  | Powder coating systems
Ss_40_90_65_05 | 40 | 90 | 65 | 05 | Powder coating for aluminium systems
Ss_40_90_65_85 | 40 | 90 | 65 | 85 | Powder coating for steel systems
Ss_40_90_75 | 40 | 90 | 75 |  | Services painting systems
Ss_40_90_95 | 40 | 90 | 95 |  | Wood preservative and fire retardant treatment systems
Ss_40_90_95_30 | 40 | 90 | 95 | 30 | Fire retardant treatment systems | 35-85-95/150 Fire retardant treatment; | 2.3.2 Roof coverings; 2.1.5 Timber frames (default); 2.5.1 External enclosing walls above ground level; 8.4.1 Fencing and railings; 2.6.1 External windows; 2.3.1 Roof structure; 2.6.2 External doors;
Ss_40_90_95_65 | 40 | 90 | 95 | 65 | Preservative treatment systems | 35-85-95/110 Preservative treatment; | 2.3.2 Roof coverings; 2.1.5 Timber frames; 2.5.1 External enclosing walls above ground level; 8.4.1 Fencing and railings (default); 2.6.1 External windows; 2.3.1 Roof structure; 2.6.2 External doors;
Ss_40_95 | 40 | 95 |  |  | Temporary signage and FF&E systems
Ss_45 | 45 |  |  |  | Flora and fauna systems
Ss_45_05 | 45 | 05 |  |  | Ecosystems
Ss_45_10 | 45 | 10 |  |  | Flora and fauna control systems
Ss_45_10_10 | 45 | 10 | 10 |  | Bird and vermin control systems
Ss_45_10_10_04 | 45 | 10 | 10 | 04 | Animal control systems | 35-70-10/130 Animal control system; | 4.1.8 Bird and vermin control (default);
Ss_45_10_10_10 | 45 | 10 | 10 | 10 | Bird control systems | 35-70-10/120 Bird control system; | 4.1.8 Bird and vermin control (default);
Ss_45_10_10_40 | 45 | 10 | 10 | 40 | Insect control systems | 35-70-10/140 Insect control system; | 4.1.8 Bird and vermin control (default);
Ss_45_10_10_72 | 45 | 10 | 10 | 72 | Rodent control systems | 35-70-10/150 Rodent control system; | 4.1.8 Bird and vermin control (default);
Ss_45_10_40 | 45 | 10 | 40 |  | Invasive microbial and invertebrate control systems
Ss_45_10_40_40 | 45 | 10 | 40 | 40 | Invertebrate control systems
Ss_45_10_40_50 | 45 | 10 | 40 | 50 | Microbial control systems
Ss_45_10_95 | 45 | 10 | 95 |  | Vegetation control systems
Ss_45_10_95_50 | 45 | 10 | 95 | 50 | Moss, algae and lichen control systems | 35-70-41/110 Control system for rooted plants on hard surfaces; | 8.3.2 External planting (default);
Ss_45_10_95_72 | 45 | 10 | 95 | 72 | Rooted plants on hard surfaces control systems | 35-70-41/115 Control system for self-clinging plants on hard surfaces; | 4.1.7 Internal planting; 8.3.2 External planting (default);
Ss_45_10_95_80 | 45 | 10 | 95 | 80 | Selective vegetation control systems | 35-70-41/175 Selective vegetation control system; | 8.3.2 External planting (default);
Ss_45_10_95_81 | 45 | 10 | 95 | 81 | Self-clinging plants on hard surfaces control systems | 35-70-41/145 Moss, algae and lichen control system; | 7.5.1 Cleaning; 8.2.1 Roads, paths and pavings (default);
Ss_45_10_95_83 | 45 | 10 | 95 | 83 | Site vegetation control systems | 35-70-41/180 Site vegetation control system; | 0.1.3 Eradication of plant growth; 8.3.2 External planting (default);
Ss_45_10_95_95 | 45 | 10 | 95 | 95 | Waterborne vegetation control systems | 35-70-41/185 Waterborne vegetation control system; | 0.1.3 Eradication of plant growth; 8.3.2 External planting (default);
Ss_45_30 | 45 | 30 |  |  | Aquatic flora systems
Ss_45_30_05 | 45 | 30 | 05 |  | Aquatic and wetland planting systems
Ss_45_30_05_05 | 45 | 30 | 05 | 05 | Aquatic planting systems | 40-30-00/105 Aquatic planting system; | 4.1.7 Internal planting; 8.3.2 External planting (default);
Ss_45_30_05_50 | 45 | 30 | 05 | 50 | Marginal planting systems | 40-30-00/150 Marginal planting system; | 8.3.2 External planting (default);
Ss_45_30_05_70 | 45 | 30 | 05 | 70 | Reedbed planting systems | 40-30-00/170 Reedbed planting system; | 8.3.2 External planting (default);
Ss_45_30_40 | 45 | 30 | 40 |  | Hydroponic planting systems
Ss_45_35 | 45 | 35 |  |  | Ground based flora systems
Ss_45_35_05 | 45 | 35 | 05 |  | Amenity and ornamental planting systems
Ss_45_35_05_08 | 45 | 35 | 05 | 08 | Bed-planted annual, perennial and bulb systems | 40-35-00/110 Bed-planted annual, perennial and bulb system; | 8.3.2 External planting (default);
Ss_45_35_05_35 | 45 | 35 | 05 | 35 | Grass-planted bulb and wildflower systems | 40-35-00/135 Grass-planted bulb and wildflower system; | 8.3.2 External planting (default);
Ss_45_35_05_37 | 45 | 35 | 05 | 37 | Grass-planted small tree and shrub systems
Ss_45_35_05_42 | 45 | 35 | 05 | 42 | Long-stem planted small tree and shrub systems
Ss_45_35_05_62 | 45 | 35 | 05 | 62 | Pit-planted climber systems | 40-35-00/160 Pit-planted climber system; | 4.1.7 Internal planting; 8.3.2 External planting (default);
Ss_45_35_05_64 | 45 | 35 | 05 | 64 | Pit-planted perennial systems | 40-35-00/165 Pit-planted perennial system; | 4.1.7 Internal planting; 8.3.2 External planting (default);
Ss_45_35_05_66 | 45 | 35 | 05 | 66 | Pit-planted large tree systems | 40-35-00/170 Pit-planted semi-mature tree system; | 4.1.7 Internal planting; 8.3.2 External planting (default);
Ss_45_35_05_67 | 45 | 35 | 05 | 67 | Pit-planted small tree and shrub systems | 40-35-00/175 Pit-planted small tree or shrub system; | 4.1.7 Internal planting; 8.3.2 External planting (default);
Ss_45_35_08 | 45 | 35 | 08 |  | Biodiversity and environmental conservation systems
Ss_45_35_08_29 | 45 | 35 | 08 | 29 | Flora species introduction systems
Ss_45_35_08_30 | 45 | 35 | 08 | 30 | Flora species protection systems
Ss_45_35_08_35 | 45 | 35 | 08 | 35 | Habitat creation systems
Ss_45_35_08_37 | 45 | 35 | 08 | 37 | Habitat management and enhancement systems
Ss_45_35_08_38 | 45 | 35 | 08 | 38 | Habitat protection systems
Ss_45_35_30 | 45 | 35 | 30 |  | Forestry, biomass, hedging and roadside planting systems
Ss_45_35_30_40 | 45 | 35 | 30 | 40 | Hydraulic seeded tree and shrub systems | 40-35-30/135 Hydraulic seeded tree and shrub system; | 8.3.1 Seeding and turfing (default);
Ss_45_35_30_55 | 45 | 35 | 30 | 55 | Notch-planted tree and shrub systems | 40-35-30/155 Notch-planted tree and shrub system; | 8.3.2 External planting (default);
Ss_45_35_30_62 | 45 | 35 | 30 | 62 | Pit-planted tree and shrub systems | 40-35-30/160 Pit-planted tree and shrub system; | 8.3.2 External planting (default);
Ss_45_35_30_72 | 45 | 35 | 30 | 72 | Ridge and furrow-planted tree and shrub systems | 40-35-30/170 Ridge and furrow-planted tree and shrub system; | 8.3.2 External planting (default);
Ss_45_35_30_75 | 45 | 35 | 30 | 75 | Seeded tree and shrub systems | 40-35-30/180 Seeded tree and shrub system; | 8.3.1 Seeding and turfing (default);
Ss_45_35_30_90 | 45 | 35 | 30 | 90 | Trench-planted tree and shrub systems | 40-35-30/185 Trench-planted tree and shrub system; | 8.3.2 External planting (default);
Ss_45_35_45 | 45 | 35 | 45 |  | Lawn and meadow planting systems
Ss_45_35_45_33 | 45 | 35 | 45 | 33 | Grass and wildflower seeding systems | 40-35-35/130 Grass and wildflower seeding system; | 8.3.1 Seeding and turfing (default);
Ss_45_35_45_35 | 45 | 35 | 45 | 35 | Grass seeding systems | 40-35-35/135 Grass seeding system; | 8.3.1 Seeding and turfing (default);
Ss_45_35_45_40 | 45 | 35 | 45 | 40 | Hydraulic seeding systems | 40-35-35/140 Hydraulic seeding system; | 8.3.1 Seeding and turfing (default);
Ss_45_35_45_62 | 45 | 35 | 45 | 62 | Plastics paving and turf systems | 40-35-35/160 Plastics paving and turf system; | 8.2.2 Special surfacings and pavings; 8.3.1 Seeding and turfing (default);
Ss_45_35_45_65 | 45 | 35 | 45 | 65 | Pre-seeded mat systems | 40-35-35/165 Pre-seeded mat system; | 8.3.1 Seeding and turfing (default);
Ss_45_35_45_70 | 45 | 35 | 45 | 70 | Reinforced grass planting systems | 40-35-35/170 Reinforced grass planting system; | 8.3.1 Seeding and turfing (default);
Ss_45_35_45_90 | 45 | 35 | 45 | 90 | Turf planting systems | 40-35-35/185 Turf planting system; | 8.3.1 Seeding and turfing (default);
Ss_45_40 | 45 | 40 |  |  | Artificially supported flora systems
Ss_45_40_28 | 45 | 40 | 28 |  | External container planting systems
Ss_45_40_28_32 | 45 | 40 | 28 | 32 | Free standing external container planting systems | 40-40-25/130 External freestanding container planting system; | 8.3.2 External planting (default);
Ss_45_40_28_35 | 45 | 40 | 28 | 35 | Hanging container planting systems | 40-40-25/135 Hanging container planting system; | 8.3.2 External planting (default);
Ss_45_40_28_85 | 45 | 40 | 28 | 85 | External planting systems | 40-40-25/165 External planter system; | 8.3.2 External planting (default);
Ss_45_40_40 | 45 | 40 | 40 |  | Internal container planting systems
Ss_45_40_40_32 | 45 | 40 | 40 | 32 | Free standing internal container planting systems | 40-40-40/130 Internal freestanding container planting system; | 4.1.7 Internal planting (default);
Ss_45_40_40_34 | 45 | 40 | 40 | 34 | Ground level internal container planting systems
Ss_45_40_40_41 | 45 | 40 | 40 | 41 | Internal hanging container planting systems | 40-40-40/135 Hanging container planting system; | 4.1.7 Internal planting (default);
Ss_45_40_40_42 | 45 | 40 | 40 | 42 | Internal planter systems | 40-40-40/165 Internal planter system; | 4.1.7 Internal planting (default);
Ss_45_40_47 | 45 | 40 | 47 |  | Living roof systems
Ss_45_40_47_09 | 45 | 40 | 47 | 09 | Brown roof systems | 40-40-45/110 Brown roof system; | 2.3.2 Roof coverings (default);
Ss_45_40_47_28 | 45 | 40 | 47 | 28 | Extensive green roof systems | 40-40-45/125 Extensive green roof system; | 2.3.2 Roof coverings (default);
Ss_45_40_47_40 | 45 | 40 | 47 | 40 | Intensive green roof systems | 40-40-45/140 Intensive green roof system; | 2.3.2 Roof coverings (default);
Ss_45_40_47_75 | 45 | 40 | 47 | 75 | Semi-intensive green roof systems | 40-40-45/175 Semi-intensive green roof system; | 2.3.2 Roof coverings (default);
Ss_45_40_95 | 45 | 40 | 95 |  | Vertical planting systems
Ss_45_40_95_08 | 45 | 40 | 95 | 08 | Biofiltration vertical planting systems | 40-40-95/110 Biofiltration vertical planting system; | 4.1.7 Internal planting (default); 8.3.2 External planting;
Ss_45_40_95_52 | 45 | 40 | 95 | 52 | Membranous vertical planting systems | 40-40-95/150 Membranous vertical planting system; | 4.1.7 Internal planting (default); 8.3.2 External planting;
Ss_45_40_95_54 | 45 | 40 | 95 | 54 | Modular unit vertical planting systems | 40-40-95/155 Modular unit vertical planting system; | 4.1.7 Internal planting (default); 8.3.2 External planting;
Ss_45_50 | 45 | 50 |  |  | Artificial flora systems
Ss_45_50_05 | 45 | 50 | 05 |  | Artificial planting systems
Ss_45_50_05_40 | 45 | 50 | 05 | 40 | Internal artificial planting systems | 40-50-50/110 Artificial planting system; | 4.1.7 Internal planting (default); 8.3.2 External planting;
Ss_45_60 | 45 | 60 |  |  | Avian fauna systems
Ss_45_65 | 45 | 65 |  |  | Insectile fauna systems
Ss_45_70 | 45 | 70 |  |  | Mammalian fauna systems
Ss_45_70_05 | 45 | 70 | 05 |  | Animal conservation systems
Ss_45_70_05_27 | 45 | 70 | 05 | 27 | Animal road crossing systems
Ss_45_70_05_29 | 45 | 70 | 05 | 29 | Animal species introduction systems | 40-10-06/130 Animal species introduction system; | 0.6.2 Reptile/wildlife mitigation measures (default);
Ss_45_70_05_30 | 45 | 70 | 05 | 30 | Animal species protection systems | 40-10-06/150 Species protection system; | 0.6.2 Reptile/wildlife mitigation measures (default);
Ss_45_75 | 45 | 75 |  |  | Piscine fauna systems
Ss_45_75_30 | 45 | 75 | 30 |  | Fish protection systems
Ss_45_75_30_30 | 45 | 75 | 30 | 30 | Fish pass systems | 40-10-30/110 Fish pass system;
Ss_45_80 | 45 | 80 |  |  | Reptilian fauna systems
Ss_45_85 | 45 | 85 |  |  | Artificial fauna systems
Ss_50 | 50 |  |  |  | Disposal systems
Ss_50_10 | 50 | 10 |  |  | Gas waste collection and distribution systems
Ss_50_10_45 | 50 | 10 | 45 |  | Landfill gas collection and distribution systems
Ss_50_10_95 | 50 | 10 | 95 |  | Waste gas collection and distribution systems
Ss_50_20 | 50 | 20 |  |  | Non-aqueous liquid waste collection and distribution systems
Ss_50_20_45 | 50 | 20 | 45 |  | Landfill liquid collection and distribution systems
Ss_50_20_90 | 50 | 20 | 90 |  | Waste liquid fuel collection and distribution systems
Ss_50_20_95 | 50 | 20 | 95 |  | Waste process liquid collection and distribution systems
Ss_50_30 | 50 | 30 |  |  | Drainage collection and distribution systems
Ss_50_30_02 | 50 | 30 | 02 |  | Rainwater drainage systems
Ss_50_30_02_28 | 50 | 30 | 02 | 28 | External gravity rainwater drainage systems | 50-10-00/110 External gravity rainwater drainage system; | 2.3.4 Roof drainage (default);
Ss_50_30_02_40 | 50 | 30 | 02 | 40 | Internal gravity rainwater drainage systems | 50-10-00/120 Internal gravity rainwater drainage system; | 2.3.4 Roof drainage (default);
Ss_50_30_02_65 | 50 | 30 | 02 | 65 | Pressure-assisted full bore rainwater drainage systems | 50-10-00/130 Siphonic full bore rainwater drainage system; | 2.2.3 Drainage to balconies; 2.3.4 Roof drainage (default);
Ss_50_30_02_80 | 50 | 30 | 02 | 80 | Siphonic full bore rainwater drainage systems | 50-10-00/140 Pressure assisted full bore rainwater drainage system; | 2.2.3 Drainage to balconies; 2.3.4 Roof drainage (default);
Ss_50_30_04 | 50 | 30 | 04 |  | Above ground waste water drainage systems
Ss_50_30_04_05 | 50 | 30 | 04 | 05 | Basement waste water drainage systems | 50-10-05/130 Basement wastewater drainage system; | 5.3.1 Foul drainage above ground (default); 5.3.2 Chemical, toxic and industrial liquid waste drainage;
Ss_50_30_04_15 | 50 | 30 | 04 | 15 | Commercial catering waste water drainage systems | 50-10-05/140 Commercial catering wastewater drainage system; | 5.3.1 Foul drainage above ground (default); 5.3.2 Chemical, toxic and industrial liquid waste drainage;
Ss_50_30_04_95 | 50 | 30 | 04 | 95 | Above ground external stack wastewater drainage systems | 50-10-05/110 Above ground wastewater drainage system with external stacks; | 5.3.1 Foul drainage above ground (default); 5.3.2 Chemical, toxic and industrial liquid waste drainage;
Ss_50_30_04_97 | 50 | 30 | 04 | 97 | Above ground internal stack wastewater drainage systems | 50-10-05/120 Above ground wastewater drainage system with internal stacks; | 5.3.1 Foul drainage above ground (default); 5.3.2 Chemical, toxic and industrial liquid waste drainage;
Ss_50_30_06 | 50 | 30 | 06 |  | Below ground inspection systems
Ss_50_30_06_06 | 50 | 30 | 06 | 06 | Brick manhole systems | 50-10-10/110 Brick shallow inspection chamber system for below ground drainage; | 8.6.1 Surface water and foul water drainage (default); 8.6.2 Ancillary drainage systems; 8.6.4 Land drainage; 8.6.3 External chemical, toxic and industrial liquid waste drainage;
Ss_50_30_06_08 | 50 | 30 | 06 | 08 | Brick shallow inspection chamber systems | 50-10-10/115 Brick shallow silt trap and flow control chamber system for below ground drainage; | 8.6.1 Surface water and foul water drainage (default); 8.6.2 Ancillary drainage systems; 8.6.4 Land drainage; 8.6.3 External chemical, toxic and industrial liquid waste drainage;
Ss_50_30_06_10 | 50 | 30 | 06 | 10 | Brick shallow silt trap and flow control chamber systems | 50-10-10/120 Brick manhole system for below ground drainage; | 8.6.1 Surface water and foul water drainage (default); 8.6.2 Ancillary drainage systems; 8.6.4 Land drainage; 8.6.3 External chemical, toxic and industrial liquid waste drainage;
Ss_50_30_06_12 | 50 | 30 | 06 | 12 | Concrete deep manhole systems | 50-10-10/155 Precast concrete deep manhole system for below ground drainage; | 8.6.1 Surface water and foul water drainage (default); 8.6.2 Ancillary drainage systems; 8.6.4 Land drainage; 8.6.3 External chemical, toxic and industrial liquid waste drainage;
Ss_50_30_06_14 | 50 | 30 | 06 | 14 | Concrete manhole systems | 50-10-10/150 Precast concrete manhole system for below ground drainage; | 8.6.1 Surface water and foul water drainage (default); 8.6.2 Ancillary drainage systems; 8.6.4 Land drainage; 8.6.3 External chemical, toxic and industrial liquid waste drainage;
Ss_50_30_06_16 | 50 | 30 | 06 | 16 | Concrete shallow inspection chamber systems | 50-10-10/145 Precast concrete shallow inspection chamber system for below ground drainage; | 8.6.1 Surface water and foul water drainage (default); 8.6.2 Ancillary drainage systems; 8.6.4 Land drainage; 8.6.3 External chemical, toxic and industrial liquid waste drainage;
Ss_50_30_06_18 | 50 | 30 | 06 | 18 | Concrete silt trap and flow control chamber systems | 50-10-10/140 Precast concrete silt trap and flow control chamber system for below ground drainage; | 8.6.1 Surface water and foul water drainage (default); 8.6.2 Ancillary drainage systems; 8.6.4 Land drainage; 8.6.3 External chemical, toxic and industrial liquid waste drainage;
Ss_50_30_06_62 | 50 | 30 | 06 | 62 | Plastics deep non-entry inspection chamber systems | 50-10-10/130 Plastics deep non entry inspection chamber system for below ground drainage; | 8.6.1 Surface water and foul water drainage (default); 8.6.2 Ancillary drainage systems; 8.6.4 Land drainage; 8.6.3 External chemical, toxic and industrial liquid waste drainage;
Ss_50_30_06_64 | 50 | 30 | 06 | 64 | Plastics distribution and sampling chamber systems | 50-10-10/135 Plastics distribution and sampling chamber system for below ground drainage; | 8.6.1 Surface water and foul water drainage (default); 8.6.2 Ancillary drainage systems; 8.6.4 Land drainage; 8.6.3 External chemical, toxic and industrial liquid waste drainage;
Ss_50_30_06_66 | 50 | 30 | 06 | 66 | Plastics shallow inspection chamber systems | 50-10-10/125 Plastics shallow inspection chamber system for below ground drainage; | 8.6.1 Surface water and foul water drainage (default); 8.6.2 Ancillary drainage systems; 8.6.4 Land drainage; 8.6.3 External chemical, toxic and industrial liquid waste drainage;
Ss_50_30_08 | 50 | 30 | 08 |  | Below ground gravity drainage systems
Ss_50_30_08_15 | 50 | 30 | 08 | 15 | Combined below-ground drainage pipeline systems | 50-10-15/120 Below ground combined gravity drainage pipeline system; | 8.6.1 Surface water and foul water drainage (default); 8.6.2 Ancillary drainage systems;
Ss_50_30_08_16 | 50 | 30 | 08 | 16 | Combined sewer overflow systems | 50-10-10/160 Precast concrete combined sewer overflow system;
Ss_50_30_08_30 | 50 | 30 | 08 | 30 | Foul waste water below-ground drainage pipeline systems | 50-10-15/115 Below ground foul wastewater gravity drainage pipeline system; | 8.6.1 Surface water and foul water drainage (default); 8.6.2 Ancillary drainage systems; 8.6.3 External chemical, toxic and industrial liquid waste drainage;
Ss_50_30_08_85 | 50 | 30 | 08 | 85 | Surface water below-ground drainage pipeline systems | 50-10-15/110 Below ground surface water gravity drainage pipeline system; | 8.6.1 Surface water and foul water drainage (default); 8.6.2 Ancillary drainage systems; 8.6.4 Land drainage;
Ss_50_30_10 | 50 | 30 | 10 |  | Below ground pumped drainage systems
Ss_50_30_10_06 | 50 | 30 | 10 | 06 | Below-ground private packaged pumping station and pressure pipeline drainage systems | 50-10-20/110 Below ground private packaged pumping station and pressure pipeline drainage system; | 8.6.2 Ancillary drainage systems (default);
Ss_50_30_45 | 50 | 30 | 45 |  | Land drainage systems
Ss_50_30_45_08 | 50 | 30 | 45 | 08 | Blanket drain land drainage systems | 50-10-45/110 Blanket drain system for land drainage; | 8.6.4 Land drainage (default);
Ss_50_30_45_20 | 50 | 30 | 45 | 20 | Culvert land drainage systems | 50-10-45/150 Culvert system for land drainage; | 8.6.4 Land drainage (default);
Ss_50_30_45_30 | 50 | 30 | 45 | 30 | Filter drain land drainage systems | 50-10-45/115 Filter drain system for land drainage; | 8.6.4 Land drainage (default);
Ss_50_30_45_32 | 50 | 30 | 45 | 32 | Fin drain piped land drainage systems | 50-10-45/120 Fin drain piped system for land drainage; | 8.6.4 Land drainage (default);
Ss_50_30_45_53 | 50 | 30 | 45 | 53 | Mole or subsoiling drain land drainage systems | 50-10-45/130 Mole drain or subsoiling drain system for land drainage; | 0.4.1 Site dewatering and pumping; 8.6.4 Land drainage (default);
Ss_50_30_45_55 | 50 | 30 | 45 | 55 | Narrow slot fin drain land drainage systems
Ss_50_30_45_75 | 50 | 30 | 45 | 75 | Slitting or grooving land drainage systems | 50-10-45/140 Slitting or grooving system for land drainage; | 0.4.1 Site dewatering and pumping; 8.6.4 Land drainage (default);
Ss_50_30_45_85 | 50 | 30 | 45 | 85 | Subsoil drainage pipe drain systems
Ss_50_30_45_90 | 50 | 30 | 45 | 90 | Trenchless drain land drainage systems | 50-10-45/145 Trenchless drain system for land drainage; | 0.4.1 Site dewatering and pumping; 8.6.4 Land drainage (default);
Ss_50_30_65 | 50 | 30 | 65 |  | Pressure relief drainage systems
Ss_50_30_65_08 | 50 | 30 | 65 | 08 | Blanket drain pressure relief systems | 50-10-60/110 Pressure relief blanket drain system; | 0.4.1 Site dewatering and pumping; 8.6.4 Land drainage (default);
Ss_50_30_65_30 | 50 | 30 | 65 | 30 | Filter drain pressure relief systems | 50-10-60/120 Pressure relief filter drain system; | 0.4.1 Site dewatering and pumping; 8.6.4 Land drainage (default);
Ss_50_30_65_35 | 50 | 30 | 65 | 35 | Geocomposite sheet fin drain pressure relief systems | 50-10-60/130 Pressure relief geocomposite sheet fin drain system; | 8.6.4 Land drainage (default);
Ss_50_30_80 | 50 | 30 | 80 |  | Storm water gravity drainage systems
Ss_50_30_80_10 | 50 | 30 | 80 | 10 | Bifurcation storm water overflow systems
Ss_50_30_80_72 | 50 | 30 | 80 | 72 | Rigid attenuation or storage tank for stormwater flood attenuation systems | 50-50-05/180 Rigid attenuation or storage tank system for stormwater flood attenuation;
Ss_50_30_82 | 50 | 30 | 82 |  | Surface and waste water gravity drainage systems
Ss_50_30_82_73 | 50 | 30 | 82 | 73 | Road drainage systems
Ss_50_30_85 | 50 | 30 | 85 |  | Surface and waste water pumped drainage systems
Ss_50_40 | 50 | 40 |  |  | Solid waste collection and distribution systems
Ss_50_50 | 50 | 50 |  |  | Gas waste storage, treatment and disposal systems
Ss_50_50_45 | 50 | 50 | 45 |  | Landfill gas disposal systems
Ss_50_50_95 | 50 | 50 | 95 |  | Waste gas treatment and disposal systems
Ss_50_60 | 50 | 60 |  |  | Non-aqueous liquid waste storage, treatment and disposal systems
Ss_50_60_45 | 50 | 60 | 45 |  | Landfill liquid disposal systems
Ss_50_60_90 | 50 | 60 | 90 |  | Waste liquid fuel storage and treatment systems
Ss_50_60_95 | 50 | 60 | 95 |  | Waste process liquid storage and treatment systems
Ss_50_70 | 50 | 70 |  |  | Water waste (drainage) storage, treatment and disposal systems
Ss_50_70_05 | 50 | 70 | 05 |  | Below-ground private drainage disposal systems
Ss_50_70_05_20 | 50 | 70 | 05 | 20 | Below-ground waste water drainage field systems | 50-50-05/170 Drainage field system for below ground wastewater drainage; | 8.6.1 Surface water and foul water drainage (default);
Ss_50_70_05_22 | 50 | 70 | 05 | 22 | Below-ground drainage packaged grease trap systems | 50-50-05/150 Packaged grease trap system for below ground domestic wastewater drainage; | 8.6.1 Surface water and foul water drainage (default);
Ss_50_70_05_23 | 50 | 70 | 05 | 23 | Below-ground drainage private packaged septic tank systems | 50-50-05/160 Private packaged septic tank system for below ground domestic wastewater drainage; | 8.6.2 Ancillary drainage systems (default);
Ss_50_70_05_24 | 50 | 70 | 05 | 24 | Below-ground drainage private packaged sewage treatment systems | 50-50-05/165 Private packaged sewage treatment system for below ground domestic wastewater drainage; | 8.6.2 Ancillary drainage systems (default);
Ss_50_70_05_25 | 50 | 70 | 05 | 25 | Below-ground drainage private packaged storage tank systems | 50-50-05/155 Private packaged domestic wastewater below ground storage tank system (cesspool); | 8.6.2 Ancillary drainage systems (default);
Ss_50_70_05_79 | 50 | 70 | 05 | 79 | Below-ground drainage concrete soakaway systems | 50-50-05/130 Precast concrete soakaway system for below ground surface water drainage; | 8.6.1 Surface water and foul water drainage (default);
Ss_50_70_05_80 | 50 | 70 | 05 | 80 | Below-ground drainage granular fill soakaway systems | 50-50-05/120 Granular fill soakaway system for below ground surface water drainage; | 8.6.1 Surface water and foul water drainage (default);
Ss_50_70_05_81 | 50 | 70 | 05 | 81 | Below-ground drainage modular plastics attenuation or storage tank systems | 50-50-05/135 Modular plastics attenuation or storage tank system for below ground surface water drainage; | 8.6.1 Surface water and foul water drainage (default);
Ss_50_70_05_82 | 50 | 70 | 05 | 82 | Below-ground drainage modular plastics soakaway systems | 50-50-05/125 Modular plastics soakaway system for below ground surface water drainage; | 8.6.1 Surface water and foul water drainage (default);
Ss_50_70_05_83 | 50 | 70 | 05 | 83 | Below-ground drainage packaged oil and petrol interceptor systems | 50-50-05/145 Packaged oil and petrol interceptor system for below ground surface water drainage; | 8.6.2 Ancillary drainage systems (default);
Ss_50_70_05_84 | 50 | 70 | 05 | 84 | Below-ground drainage packaged silt trap systems | 50-50-05/110 Packaged silt trap system for below ground surface water drainage; | 8.6.1 Surface water and foul water drainage (default);
Ss_50_70_05_85 | 50 | 70 | 05 | 85 | Below-ground drainage rigid attenuation or storage tank systems | 50-50-05/140 Rigid attenuation or storage tank system for below ground surface water drainage; | 8.6.1 Surface water and foul water drainage (default);
Ss_50_70_05_86 | 50 | 70 | 05 | 86 | Below-ground drainage wet well systems | 50-50-05/115 Wet well system for below ground surface water drainage; | 8.6.1 Surface water and foul water drainage (default);
Ss_50_70_05_95 | 50 | 70 | 05 | 95 | Below-ground drainage outfall systems | 50-50-05/175 Drainage outfall system for below ground wastewater drainage; | 8.6.1 Surface water and foul water drainage (default);
Ss_50_70_60 | 50 | 70 | 60 |  | Private drainage treatment systems
Ss_50_70_60_70 | 50 | 70 | 60 | 70 | Radioactive wastewater treatment systems
Ss_50_70_83 | 50 | 70 | 83 |  | Surface water tank systems
Ss_50_70_85 | 50 | 70 | 85 |  | Sustainable drainage systems (SuDS)
Ss_50_70_85_00 | 50 | 70 | 85 | 00 | SuDS management train systems | 50-50-75/102 SuDS management train systems; | 8.6.2 Ancillary drainage systems (default);
Ss_50_70_85_06 | 50 | 70 | 85 | 06 | SuDS below ground rigid attenuation storage tank systems | 50-50-75/104 SuDS below ground rigid attenuation storage tank system; | 8.6.2 Ancillary drainage systems (default);
Ss_50_70_85_08 | 50 | 70 | 85 | 08 | SuDS bioretention area systems | 50-50-75/108 SuDS bioretention area system; | 8.6.2 Ancillary drainage systems (default); 8.3.2 External planting;
Ss_50_70_85_15 | 50 | 70 | 85 | 15 | SuDS conveyance swale systems | 50-50-75/112 SuDS conveyance swale system; | 8.6.2 Ancillary drainage systems (default);
Ss_50_70_85_21 | 50 | 70 | 85 | 21 | SuDs detention basin systems | 50-50-75/116 SuDS detention basin system; | 8.6.2 Ancillary drainage systems (default);
Ss_50_70_85_24 | 50 | 70 | 85 | 24 | SuDS dry swale systems | 50-50-75/120 SuDS dry swale system; | 8.6.2 Ancillary drainage systems (default);
Ss_50_70_85_30 | 50 | 70 | 85 | 30 | SuDS filter strip systems | 50-50-75/124 SuDS filter strip system; | 8.6.2 Ancillary drainage systems (default);
Ss_50_70_85_31 | 50 | 70 | 85 | 31 | SuDS filter trench systems | 50-50-75/128 SuDS filter trench system; | 8.6.2 Ancillary drainage systems (default);
Ss_50_70_85_33 | 50 | 70 | 85 | 33 | SuDS geocellular attenuation tank systems | 50-50-75/132 SuDS geocellular attenuation tank system; | 8.6.2 Ancillary drainage systems (default);
Ss_50_70_85_34 | 50 | 70 | 85 | 34 | SuDS geocellular soakaway systems | 50-50-75/136 SuDS geocellular soakaway system; | 8.6.2 Ancillary drainage systems (default);
Ss_50_70_85_35 | 50 | 70 | 85 | 35 | SuDS granular fill soakaway systems | 50-50-75/140 SuDS granular fill soakaway system; | 8.6.2 Ancillary drainage systems (default);
Ss_50_70_85_41 | 50 | 70 | 85 | 41 | SuDS infiltration basin systems | 50-50-75/152 SuDS infiltration basin system; | 8.6.2 Ancillary drainage systems (default);
Ss_50_70_85_42 | 50 | 70 | 85 | 42 | SuDS infiltration trench systems | 50-50-75/156 SuDS infiltration trench system; | 8.6.2 Ancillary drainage systems (default);
Ss_50_70_85_58 | 50 | 70 | 85 | 58 | SuDS open channel conveyance systems | 50-50-75/160 SuDS open channel conveyance system; | 8.6.2 Ancillary drainage systems (default);
Ss_50_70_85_61 | 50 | 70 | 85 | 61 | SuDS permeable pavement systems | 50-50-75/164 SuDS permeable pavement system; | 8.2.2 Special surfacings and pavings (default);
Ss_50_70_85_66 | 50 | 70 | 85 | 66 | SuDS precast concrete ring soakaway systems | 50-50-75/168 SuDS precast concrete ring soakaway system; | 8.6.2 Ancillary drainage systems (default);
Ss_50_70_85_70 | 50 | 70 | 85 | 70 | SuDS rainwater harvesting systems | 50-50-75/172 SuDS rainwater harvesting system; | 8.6.2 Ancillary drainage systems (default); 8.7.1 Water mains supply; 2.3.4 Roof drainage; 5.4.2 Cold water distribution;
Ss_50_70_85_72 | 50 | 70 | 85 | 72 | SuDS retention pond systems | 50-50-75/176 SuDS retention pond system; | 8.6.2 Ancillary drainage systems (default);
Ss_50_70_85_75 | 50 | 70 | 85 | 75 | SuDS sand filter bed below ground systems | 50-50-75/180 SuDS sand filter bed below ground system; | 8.6.2 Ancillary drainage systems (default);
Ss_50_70_85_76 | 50 | 70 | 85 | 76 | SuDS sand filter bed surface systems | 50-50-75/184 SuDS sand filter bed surface system; | 8.6.2 Ancillary drainage systems (default);
Ss_50_70_85_96 | 50 | 70 | 85 | 96 | SuDS water butt systems | 50-50-75/188 SuDS water butt system; | 8.6.2 Ancillary drainage systems (default);
Ss_50_70_85_97 | 50 | 70 | 85 | 97 | SuDS wet swale systems | 50-50-75/192 SuDS wet swale system; | 8.6.2 Ancillary drainage systems (default);
Ss_50_70_85_98 | 50 | 70 | 85 | 98 | SuDS wetland systems | 50-50-75/196 SuDS wetland system; | 8.6.2 Ancillary drainage systems (default); 8.5.2 Ornamental features; 8.3.2 External planting;
Ss_50_75 | 50 | 75 |  |  | Wastewater storage, treatment and disposal systems
Ss_50_75_01 | 50 | 75 | 01 |  | Aeration systems
Ss_50_75_01_22 | 50 | 75 | 01 | 22 | Diffused aeration systems | 50-55-05/101 Diffused aeration system;
Ss_50_75_01_44 | 50 | 75 | 01 | 44 | Jet aeration systems | 50-55-05/105 Jet aeration system;
Ss_50_75_01_51 | 50 | 75 | 01 | 51 | Mechanical aeration systems | 50-55-05/110 Mechanical aeration system;
Ss_50_75_01_90 | 50 | 75 | 01 | 90 | Tray cascade aeration systems | 50-55-05/120 Tray cascade aeration system;
Ss_50_75_20 | 50 | 75 | 20 |  | Decanting systems
Ss_50_75_20_96 | 50 | 75 | 20 | 96 | Wastewater decanting systems | 50-55-10/101 Wastewater decant system;
Ss_50_75_21 | 50 | 75 | 21 |  | Desludging and sludge handling systems
Ss_50_75_21_20 | 50 | 75 | 21 | 20 | Desludging systems | 50-55-15/110 Desludging system;
Ss_50_75_21_75 | 50 | 75 | 21 | 75 | Settlement tank gravity desludging systems | 50-55-15/110 Desludging system;
Ss_50_75_21_80 | 50 | 75 | 21 | 80 | Sludge handling and treatment systems | 50-55-70/110 Sludge handling and treatment system;
Ss_50_75_34 | 50 | 75 | 34 |  | Grit treatment and removal systems
Ss_50_75_34_16 | 50 | 75 | 34 | 16 | Crossflow grit removal systems | 50-55-20/105 Crossflow grit removal system;
Ss_50_75_34_60 | 50 | 75 | 34 | 60 | Package grit treatment and removal systems | 50-55-20/115 Package grit treatment and removal system;
Ss_50_75_34_94 | 50 | 75 | 34 | 94 | Vortex grit removal systems | 50-55-20/110 Vortex grit removal system;
Ss_50_75_41 | 50 | 75 | 41 |  | Inlet works systems
Ss_50_75_41_15 | 50 | 75 | 41 | 15 | Concrete inlet works systems | 50-55-40/105 Inlet works (In-situ);
Ss_50_75_41_60 | 50 | 75 | 41 | 60 | Package inlet works systems | 50-55-40/106 Inlet works (In-situ concrete);
Ss_50_75_41_66 | 50 | 75 | 41 | 66 | Prefabricated inlet works systems
Ss_50_75_58 | 50 | 75 | 58 |  | Odour control systems
Ss_50_75_58_07 | 50 | 75 | 58 | 07 | Bio-filtration systems | 50-55-45/105 Bio-filtration system;
Ss_50_75_58_08 | 50 | 75 | 58 | 08 | Bio-scrubber systems | 50-55-45/110 Bio-scrubber system;
Ss_50_75_58_11 | 50 | 75 | 58 | 11 | Catalytic iron filter systems | 50-55-45/115 Catalytic iron filter system;
Ss_50_75_58_23 | 50 | 75 | 58 | 23 | Dry installation systems | 50-55-45/120 Dry installation system;
Ss_50_75_58_96 | 50 | 75 | 58 | 96 | Wet scrubber systems | 50-55-45/125 Wet scrubber system;
Ss_50_75_67 | 50 | 75 | 67 |  | Primary sewage treatment and final settlement systems
Ss_50_75_67_38 | 50 | 75 | 67 | 38 | Horizontal flow tank systems | 50-55-50/110 Horizontal flow tank system;
Ss_50_75_67_46 | 50 | 75 | 67 | 46 | Lamella tank systems | 50-55-50/120 Lamella tank system;
Ss_50_75_67_70 | 50 | 75 | 67 | 70 | Radial flow tank systems | 50-55-50/115 Radial flow tank system;
Ss_50_75_75 | 50 | 75 | 75 |  | Scum removal systems
Ss_50_75_75_96 | 50 | 75 | 75 | 96 | Wastewater scum removal systems | 50-55-65/110 Wastewater scum removal system;
Ss_50_75_77 | 50 | 75 | 77 |  | Secondary sewage treatment systems
Ss_50_75_77_01 | 50 | 75 | 77 | 01 | Activated sludge aeration tank systems | 50-55-67/115 Activated sludge aeration tank system;
Ss_50_75_77_07 | 50 | 75 | 77 | 07 | Biological filter tank systems | 50-55-67/110 Biological filter tanks;
Ss_50_75_92 | 50 | 75 | 92 |  | Wastewater chemical dosing systems
Ss_50_75_92_13 | 50 | 75 | 92 | 13 | Chemical dosing systems | 50-55-80/101 Chemical dosing system;
Ss_50_75_93 | 50 | 75 | 93 |  | Wastewater filtration systems
Ss_50_75_93_02 | 50 | 75 | 93 | 02 | Aggregate filtration systems | 50-55-83/110 Aggregate filtration system;
Ss_50_75_93_07 | 50 | 75 | 93 | 07 | Biological percolating filter tiling systems | 50-55-83/120 Wastewater biological percolating filter tiling system;
Ss_50_75_93_52 | 50 | 75 | 93 | 52 | Membrane filtration systems | 50-55-83/130 Membrane filtration system;
Ss_50_75_94 | 50 | 75 | 94 |  | Wastewater screenings handling systems
Ss_50_75_94_16 | 50 | 75 | 94 | 16 | Combined screenings capture and handling systems | 50-55-85/105 Combined screenings capture and treatment system;
Ss_50_75_94_56 | 50 | 75 | 94 | 56 | Non-powered screening systems | 50-55-85/110 Non-powered screening system;
Ss_50_75_94_64 | 50 | 75 | 94 | 64 | Powered screenings capture and handling systems | 50-55-85/101 Powered screenings capture and handling system;
Ss_50_75_95 | 50 | 75 | 95 |  | Wastewater supply systems
Ss_50_75_95_67 | 50 | 75 | 95 | 67 | Pumped wastewater supply systems | 50-55-95/120 Wastewater supply system;
Ss_50_75_98 | 50 | 75 | 98 |  | Wastewater tank systems
Ss_50_75_98_96 | 50 | 75 | 98 | 96 | Wastewater tank flushing systems | 50-55-97/101 Tank flushing system;
Ss_50_80 | 50 | 80 |  |  | Solid waste storage, treatment and disposal systems
Ss_50_80_40 | 50 | 80 | 40 |  | Incinerator systems
Ss_50_80_80 | 50 | 80 | 80 |  | Solid waste compacting systems
Ss_50_80_80_96 | 50 | 80 | 80 | 96 | Waste compactor systems | 50-80-80/105 Waste compactor system;
Ss_50_80_82 | 50 | 80 | 82 |  | Solid waste sorting systems
Ss_50_80_96 | 50 | 80 | 96 |  | Weighbridge systems
Ss_50_80_96_00 | 50 | 80 | 96 | 00 | Above ground weighbridge systems | 75-75-95/120 Above ground weighbridge system;
Ss_50_80_96_63 | 50 | 80 | 96 | 63 | Pit weighbridge systems | 75-75-95/110 Pit weighbridge system;
Ss_50_95 | 50 | 95 |  |  | Temporary disposal systems
Ss_55 | 55 |  |  |  | Piped supply systems
Ss_55_05 | 55 | 05 |  |  | Gas extraction, treatment and storage systems
Ss_55_05_30 | 55 | 05 | 30 |  | Gas extraction systems
Ss_55_05_75 | 55 | 05 | 75 |  | Gas storage tank systems
Ss_55_05_85 | 55 | 05 | 85 |  | Gas treatment systems
Ss_55_05_95 | 55 | 05 | 95 |  | Gas well systems
Ss_55_10 | 55 | 10 |  |  | Liquid fuel extraction, treatment and storage systems
Ss_55_10_70 | 55 | 10 | 70 |  | Liquid fuel extraction systems
Ss_55_10_75 | 55 | 10 | 75 |  | Liquid fuel storage tank systems
Ss_55_10_85 | 55 | 10 | 85 |  | Liquid fuel treatment systems
Ss_55_10_95 | 55 | 10 | 95 |  | Liquid fuel well systems
Ss_55_15 | 55 | 15 |  |  | Water extraction, treatment and storage systems
Ss_55_15_65 | 55 | 15 | 65 |  | Potable water storage tank systems
Ss_55_15_65_15 | 55 | 15 | 65 | 15 | Concrete potable water storage systems | 55-05-65/130 Precast concrete potable water storage system;
Ss_55_15_65_65 | 55 | 15 | 65 | 65 | Plastics potable water storage systems | 55-05-65/120 Plastics potable water storage system;
Ss_55_15_65_72 | 55 | 15 | 65 | 72 | Reinforced concrete potable water storage systems | 55-05-65/101 Reinforced concrete potable water storage system;
Ss_55_15_65_84 | 55 | 15 | 65 | 84 | Steel framed potable water storage systems | 55-05-65/110 Steel framed potable water storage system;
Ss_55_15_70 | 55 | 15 | 70 |  | Water reservoir systems
Ss_55_15_72 | 55 | 15 | 72 |  | Water extraction systems
Ss_55_15_85 | 55 | 15 | 85 |  | Water treatment systems
Ss_55_15_85_08 | 55 | 15 | 85 | 08 | Biological aerated flooded filter systems | 55-05-85/115 Biological aerated flooded filter system;
Ss_55_15_85_23 | 55 | 15 | 85 | 23 | Dissolved air flotation systems | 55-05-85/110 Dissolved air flotation system;
Ss_55_15_85_46 | 55 | 15 | 85 | 46 | Lamella plate systems | 55-05-85/105 Lamella plate system;
Ss_55_15_85_75 | 55 | 15 | 85 | 75 | Sandfilter systems | 55-05-85/120 Sandfilter system;
Ss_55_15_85_85 | 55 | 15 | 85 | 85 | Submerged aerated filter systems | 55-05-85/101 Submerged aerated filter system;
Ss_55_15_95 | 55 | 15 | 95 |  | Wet well systems
Ss_55_15_95_64 | 55 | 15 | 95 | 64 | Piled wet well systems | 55-05-95/110 Piled wet well system;
Ss_55_15_95_72 | 55 | 15 | 95 | 72 | Reinforced concrete wet well systems | 55-05-95/105 Reinforced concrete wet well system;
Ss_55_20 | 55 | 20 |  |  | Gas distribution and supply systems
Ss_55_20_15 | 55 | 20 | 15 |  | Compressed air supply systems
Ss_55_20_15_42 | 55 | 20 | 15 | 42 | Industrial compressed air supply systems | 55-60-10/110 Compressed air supply system; | 5.13.1 Specialist piped supply installations (default);
Ss_55_20_15_46 | 55 | 20 | 15 | 46 | Laboratory compressed air supply systems
Ss_55_20_15_51 | 55 | 20 | 15 | 51 | Medical compressed air supply systems | 55-65-40/140 Medical compressed air supply system; | 5.13.1 Specialist piped supply installations (default);
Ss_55_20_33 | 55 | 20 | 33 |  | Gas distribution network systems
Ss_55_20_33_56 | 55 | 20 | 33 | 56 | Natural gas distribution network systems
Ss_55_20_34 | 55 | 20 | 34 |  | Gas supply systems
Ss_55_20_34_05 | 55 | 20 | 34 | 05 | Biogas supply systems | 55-60-05/110 Biogas system; | 5.9.1 Fuel storage; 8.7.7 External fuel storage and piped distribution systems (default); 5.9.2 Fuel distribution systems;
Ss_55_20_34_46 | 55 | 20 | 34 | 46 | Liquefied petroleum gas (LPG) supply systems | 55-60-50/110 LPG supply system; | 5.9.1 Fuel storage; 8.7.7 External fuel storage and piped distribution systems (default); 5.9.2 Fuel distribution systems;
Ss_55_20_34_57 | 55 | 20 | 34 | 57 | Natural gas supply systems | 55-60-55/120 Natural gas supply system; | 5.9.2 Fuel distribution systems; 8.7.5 Gas mains supply (default);
Ss_55_20_34_95 | 55 | 20 | 34 | 95 | Welding gas supply systems
Ss_55_20_40 | 55 | 20 | 40 |  | Inert gas supply systems
Ss_55_20_45 | 55 | 20 | 45 |  | Laboratory gas supply systems
Ss_55_20_45_05 | 55 | 20 | 45 | 05 | Laboratory argon supply systems | 55-60-45/110 Laboratory argon supply system; | 5.13.1 Specialist piped supply installations (default);
Ss_55_20_45_36 | 55 | 20 | 45 | 36 | Laboratory helium supply systems | 55-60-45/120 Laboratory helium supply system; | 5.13.1 Specialist piped supply installations (default);
Ss_55_20_45_39 | 55 | 20 | 45 | 39 | Laboratory hydrogen supply systems | 55-60-45/130 Laboratory hydrogen supply system; | 5.13.1 Specialist piped supply installations (default);
Ss_55_20_45_56 | 55 | 20 | 45 | 56 | Laboratory nitrogen supply systems | 55-60-45/140 Laboratory nitrogen supply system; | 5.13.1 Specialist piped supply installations (default);
Ss_55_20_45_59 | 55 | 20 | 45 | 59 | Laboratory oxygen supply systems | 55-60-45/150 Laboratory oxygen supply system; | 5.13.1 Specialist piped supply installations (default);
Ss_55_20_51 | 55 | 20 | 51 |  | Medical gas supply systems
Ss_55_20_51_03 | 55 | 20 | 51 | 03 | Medical anaesthetic gas scavenging systems | 55-65-40/160 Medical anaesthetic gas scavenging system; | 5.7.2 Local and special ventilation (default);
Ss_55_20_51_27 | 55 | 20 | 51 | 27 | Medical entonox supply systems
Ss_55_20_51_36 | 55 | 20 | 51 | 36 | Medical helium/ oxygen mixture supply systems | 55-65-40/170 Medical helium/ oxygen mixture supply system; | 5.13.1 Specialist piped supply installations (default);
Ss_55_20_51_56 | 55 | 20 | 51 | 56 | Medical nitrous oxide supply systems | 55-65-40/120 Medical nitrous oxide supply system; | 5.13.1 Specialist piped supply installations (default);
Ss_55_20_51_57 | 55 | 20 | 51 | 57 | Medical nitrous oxide/ oxygen mixture supply systems | 55-65-40/130 Medical nitrous oxide/ oxygen mixture supply system; | 5.13.1 Specialist piped supply installations (default);
Ss_55_20_51_59 | 55 | 20 | 51 | 59 | Medical oxygen supply systems | 55-65-40/110 Medical oxygen supply system; | 5.13.1 Specialist piped supply installations (default);
Ss_55_20_85 | 55 | 20 | 85 |  | Specialist and high purity gas supply systems
Ss_55_20_94 | 55 | 20 | 94 |  | Vacuum supply systems
Ss_55_20_94_51 | 55 | 20 | 94 | 51 | Medical vacuum supply systems | 55-65-40/150 Medical vacuum system; | 5.13.1 Specialist piped supply installations (default);
Ss_55_30 | 55 | 30 |  |  | Fire extinguishing systems
Ss_55_30_35 | 55 | 30 | 35 |  | Gaseous and foam fire extinguishing systems
Ss_55_30_35_10 | 55 | 30 | 35 | 10 | Carbon dioxide fire extinguishing systems | 55-85-40/110 Carbon dioxide fire-extinguishing system; | 5.11.2 Fire suppression systems;
Ss_55_30_35_31 | 55 | 30 | 35 | 31 | Foam fire extinguishing systems | 55-85-35/110 Foam fire fighting system; | 5.11.1 Fire fighting systems (default);
Ss_55_30_35_35 | 55 | 30 | 35 | 35 | Halocarbon gas total flooding fire extinguishing systems | 55-85-40/120 Halocarbon gas total flooding fire-extinguishing system; | 5.11.2 Fire suppression systems (default);
Ss_55_30_35_40 | 55 | 30 | 35 | 40 | Inert gas total flooding fire extinguishing systems | 55-85-40/130 Inert gas total flooding fire-extinguishing system; | 5.11.2 Fire suppression systems (default);
Ss_55_30_65 | 55 | 30 | 65 |  | Portable fire extinguishing systems
Ss_55_30_65_30 | 55 | 30 | 65 | 30 | Fire blanket systems | 35-70-60/110 Fire blanket system; | 4.1.1 General fittings, furnishings and equipment (default);
Ss_55_30_65_35 | 55 | 30 | 65 | 35 | Fire bucket systems | 35-70-60/120 Fire bucket system; | 4.1.1 General fittings, furnishings and equipment (default);
Ss_55_30_65_65 | 55 | 30 | 65 | 65 | Portable fire extinguisher systems | 35-70-60/130 Portable fire extinguisher system; | 4.1.1 General fittings, furnishings and equipment (default);
Ss_55_30_96 | 55 | 30 | 96 |  | Water fire extinguishing systems
Ss_55_30_96_21 | 55 | 30 | 96 | 21 | Deluge systems | 55-85-15/110 Deluge system; | 5.11.2 Fire suppression systems (default);
Ss_55_30_96_23 | 55 | 30 | 96 | 23 | Domestic sprinkler systems
Ss_55_30_96_25 | 55 | 30 | 96 | 25 | Dry riser systems | 55-85-20/110 Dry riser system; | 5.11.1 Fire fighting systems (default);
Ss_55_30_96_29 | 55 | 30 | 96 | 29 | Fire hose reel systems | 55-85-25/110 Fire hose reel system; | 5.11.1 Fire fighting systems (default);
Ss_55_30_96_30 | 55 | 30 | 96 | 30 | Fire hydrant systems | 55-85-30/110 Fire hydrant system; | 5.4.1 Mains water supply (default);
Ss_55_30_96_85 | 55 | 30 | 96 | 85 | Sprinkler systems | 55-85-75/110 Sprinkler system; | 5.11.2 Fire suppression systems (default);
Ss_55_30_96_96 | 55 | 30 | 96 | 96 | Water mist systems | 55-85-90/110 Water mist system; | 5.11.2 Fire suppression systems (default);
Ss_55_30_96_97 | 55 | 30 | 96 | 97 | Wet riser systems | 55-85-95/110 Wet riser system; | 5.11.1 Fire fighting systems (default);
Ss_55_40 | 55 | 40 |  |  | Steam distribution and supply systems
Ss_55_40_85 | 55 | 40 | 85 |  | Steam supply and condensate systems | 55-55-75/110 Steam and condensate system; | 5.4.5 Steam and condensate distribution (default); 8.7.10 Local/district heating installations;
Ss_55_40_85_38 | 55 | 40 | 85 | 38 | Hospital steam supply and condensate systems
Ss_55_40_85_41 | 55 | 40 | 85 | 41 | Industrial steam supply and condensate systems
Ss_55_50 | 55 | 50 |  |  | Liquid fuel distribution and supply systems
Ss_55_50_46 | 55 | 50 | 46 |  | Liquid fuel distribution network systems
Ss_55_50_46_58 | 55 | 50 | 46 | 58 | Oil distribution network systems
Ss_55_50_47 | 55 | 50 | 47 |  | Liquid fuel supply systems
Ss_55_50_47_10 | 55 | 50 | 47 | 10 | Biodiesel supply systems
Ss_55_50_47_12 | 55 | 50 | 47 | 12 | Bioethanol supply systems | 55-45-50/120 Bioethanol supply system;
Ss_55_50_47_21 | 55 | 50 | 47 | 21 | Diesel supply systems | 55-45-20/120 Diesel supply system; | 5.9.1 Fuel storage; 8.7.7 External fuel storage and piped distribution systems (default); 5.9.2 Fuel distribution systems;
Ss_55_50_47_32 | 55 | 50 | 47 | 32 | Fuel oil supply systems | 55-45-30/110 Fuel oil supply system; | 5.9.1 Fuel storage; 8.7.7 External fuel storage and piped distribution systems (default); 5.9.2 Fuel distribution systems;
Ss_55_50_47_45 | 55 | 50 | 47 | 45 | Kerosene/ jet fuel supply systems
Ss_55_50_47_46 | 55 | 50 | 47 | 46 | Liquid biofuel supply systems | 55-45-50/110 Biofuel supply system; | 5.9.1 Fuel storage; 8.7.7 External fuel storage and piped distribution systems (default); 5.9.2 Fuel distribution systems;
Ss_55_50_47_61 | 55 | 50 | 47 | 61 | Petrol supply systems | 55-45-20/110 Petrol supply system; | 5.9.1 Fuel storage; 8.7.7 External fuel storage and piped distribution systems (default); 5.9.2 Fuel distribution systems;
Ss_55_60 | 55 | 60 |  |  | Process liquid distribution and supply systems
Ss_55_60_45 | 55 | 60 | 45 |  | Liquid acids and bases supply systems
Ss_55_60_47 | 55 | 60 | 47 |  | Liquid chemicals supply systems
Ss_55_60_50 | 55 | 60 | 50 |  | Liquid polymer supply systems
Ss_55_60_55 | 55 | 60 | 55 |  | Lubrication supply systems
Ss_55_60_55_70 | 55 | 60 | 55 | 70 | Rail lubrication supply systems | 55-45-55/101 Rail lubrication system;
Ss_55_70 | 55 | 70 |  |  | Water distribution and supply systems
Ss_55_70_38 | 55 | 70 | 38 |  | Hot and cold water supply systems
Ss_55_70_38_15 | 55 | 70 | 38 | 15 | Cold water supply systems | 55-40-40/120 Cold water supply system; | 5.4.2 Cold water distribution (default);
Ss_55_70_38_20 | 55 | 70 | 38 | 20 | Direct hot water storage supply systems | 55-40-40/150 Direct hot water storage supply system; | 5.4.3 Hot water distribution (default);
Ss_55_70_38_42 | 55 | 70 | 38 | 42 | Indirect hot water storage supply systems | 55-40-40/160 Indirect hot water storage supply system; | 5.4.3 Hot water distribution (default);
Ss_55_70_38_45 | 55 | 70 | 38 | 45 | Instantaneous hot water supply systems | 55-40-40/140 Instantaneous hot water supply system; | 5.4.4 Local hot water distribution (default);
Ss_55_70_38_65 | 55 | 70 | 38 | 65 | Pumped cold water supply systems | 55-40-40/130 Pumped cold water supply system; | 5.4.2 Cold water distribution (default);
Ss_55_70_39 | 55 | 70 | 39 |  | Hydroelectric pressure water supply systems
Ss_55_70_39_10 | 55 | 70 | 39 | 10 | Buried pressure pipeline systems | 55-40-55/110 Buried pressure pipeline system;
Ss_55_70_42 | 55 | 70 | 42 |  | Irrigation systems
Ss_55_70_42_20 | 55 | 70 | 42 | 20 | Drip irrigation systems | 55-40-50/115 Drip irrigation system; | 8.3.3 Irrigation systems (default); 5.13.1 Specialist piped supply installations;
Ss_55_70_42_50 | 55 | 70 | 42 | 50 | Manual irrigation systems | 55-40-50/145 Manual irrigation system; | 8.3.3 Irrigation systems (default); 5.13.1 Specialist piped supply installations;
Ss_55_70_42_60 | 55 | 70 | 42 | 60 | Passive irrigation systems | 55-40-50/160 Passive irrigation system; | 8.3.3 Irrigation systems (default); 5.13.1 Specialist piped supply installations;
Ss_55_70_42_85 | 55 | 70 | 42 | 85 | Sprinkler irrigation systems | 55-40-50/175 Sprinkler irrigation system; | 8.3.3 Irrigation systems (default); 5.13.1 Specialist piped supply installations;
Ss_55_70_42_87 | 55 | 70 | 42 | 87 | Sub-irrigation systems | 55-40-50/170 Sub irrigation system; | 8.3.3 Irrigation systems (default); 5.13.1 Specialist piped supply installations;
Ss_55_70_94 | 55 | 70 | 94 |  | Washing systems
Ss_55_70_94_94 | 55 | 70 | 94 | 94 | Wash plant systems | 55-40-85/130 Wash plant system;
Ss_55_70_94_96 | 55 | 70 | 94 | 96 | Wheel washing systems | 55-40-85/110 Wheel washing system;
Ss_55_70_95 | 55 | 70 | 95 |  | Water distribution network systems
Ss_55_70_95_50 | 55 | 70 | 95 | 50 | Mains water distribution network systems
Ss_55_70_95_66 | 55 | 70 | 95 | 66 | Private water distribution network systems
Ss_55_70_96 | 55 | 70 | 96 |  | Water feature systems
Ss_55_70_96_15 | 55 | 70 | 96 | 15 | Cascade and waterfall systems | 55-40-90/120 Cascade and waterfall system; | 8.5.2 Ornamental features; 5.13.5 Water features (default);
Ss_55_70_96_31 | 55 | 70 | 96 | 31 | Fountain and jet systems | 55-40-90/135 Fountain and jet system; | 8.5.2 Ornamental features; 5.13.5 Water features (default);
Ss_55_70_96_83 | 55 | 70 | 96 | 83 | Self-contained water feature systems | 55-40-90/170 Self-contained water feature system; | 8.5.2 Ornamental features; 5.13.5 Water features (default);
Ss_55_70_96_96 | 55 | 70 | 96 | 96 | Water play systems | 55-40-90/180 Water play system; | 8.5.2 Ornamental features; 5.13.5 Water features (default);
Ss_55_70_97 | 55 | 70 | 97 |  | Water reclamation systems
Ss_55_70_97_35 | 55 | 70 | 97 | 35 | Grey water reclamation systems | 55-40-95/110 Grey water reclamation system; | 8.6.2 Ancillary drainage systems (default);
Ss_55_70_97_70 | 55 | 70 | 97 | 70 | Rainwater reclamation systems | 55-40-95/120 Rainwater reclamation system; | 8.6.2 Ancillary drainage systems (default);
Ss_55_70_98 | 55 | 70 | 98 |  | Water treatment systems
Ss_55_70_98_08 | 55 | 70 | 98 | 08 | Bore water treatment systems
Ss_55_70_98_85 | 55 | 70 | 98 | 85 | Swimming pool water treatment systems | 55-40-80/110 Pool water treatment system; | 5.13.1 Specialist piped supply installations (default);
Ss_55_70_98_92 | 55 | 70 | 98 | 92 | Ultrapure water treatment systems
Ss_55_70_99 | 55 | 70 | 99 |  | Water management systems
Ss_55_70_99_84 | 55 | 70 | 99 | 84 | Stoplog systems
Ss_55_90 | 55 | 90 |  |  | Piped solids distribution and supply systems
Ss_55_90_65 | 55 | 90 | 65 |  | Piped granule and powder supply systems
Ss_55_95 | 55 | 95 |  |  | Temporary piped supply systems
Ss_60 | 60 |  |  |  | Heating, cooling and refrigeration systems
Ss_60_30 | 60 | 30 |  |  | Rail and paving heating systems
Ss_60_30_60 | 60 | 30 | 60 |  | Pavement heating systems
Ss_60_30_60_27 | 60 | 30 | 60 | 27 | Electric pavement heating systems | 60-20-60/101 Electric pavement heating system;
Ss_60_30_70 | 60 | 30 | 70 |  | Railway heating systems
Ss_60_30_75 | 60 | 30 | 75 |  | Runway heating systems
Ss_60_30_90 | 60 | 30 | 90 |  | Tramway heating systems
Ss_60_40 | 60 | 40 |  |  | Space heating and cooling systems
Ss_60_40_13 | 60 | 40 | 13 |  | Climatic ceiling and beam systems
Ss_60_40_13_13 | 60 | 40 | 13 | 13 | Climatic beam systems | 60-45-15/110 Climatic beam system; | 5.6.5 Central heating and cooling (default);
Ss_60_40_13_14 | 60 | 40 | 13 | 14 | Climatic ceiling systems | 60-45-15/120 Climatic ceiling system; | 5.6.5 Central heating and cooling (default);
Ss_60_40_15 | 60 | 40 | 15 |  | Combined heating, cooling and power
Ss_60_40_15_40 | 60 | 40 | 15 | 40 | Combined heat and power systems | 60-45-20/110 Combined heat and power system; | 5.8.5 Local electricity generation systems (default);
Ss_60_40_15_90 | 60 | 40 | 15 | 90 | Combined underfloor heating and cooling systems | 60-45-90/130 Combined underfloor heating and cooling; | 5.6.5 Central heating and cooling (default);
Ss_60_40_17 | 60 | 40 | 17 |  | Cooling systems
Ss_60_40_17_12 | 60 | 40 | 17 | 12 | Chilled water systems | 60-45-10/110 Chilled water system; | 5.6.3 Central cooling (default); 5.6.5 Central heating and cooling;
Ss_60_40_17_21 | 60 | 40 | 17 | 21 | District cooling systems
Ss_60_40_17_71 | 60 | 40 | 17 | 71 | Refrigerant cooling systems
Ss_60_40_17_92 | 60 | 40 | 17 | 92 | Underfloor chilled water systems | 60-45-90/120 Chilled water underfloor cooling; | 5.6.3 Central cooling (default);
Ss_60_40_17_94 | 60 | 40 | 17 | 94 | Variable refrigerant flow systems | 60-45-95/110 Variable refrigerant flow system; | 5.6.3 Central cooling (default);
Ss_60_40_17_96 | 60 | 40 | 17 | 96 | Water cooling systems
Ss_60_40_36 | 60 | 40 | 36 |  | Heat pump systems
Ss_60_40_36_05 | 60 | 40 | 36 | 05 | Air source heat pump systems | 60-45-35/110 Air source heat pump system; | 5.5.1 Heat source (default);
Ss_60_40_36_35 | 60 | 40 | 36 | 35 | Ground source heat pump systems | 60-45-35/130 Ground source heat pump system; | 5.5.1 Heat source (default);
Ss_60_40_36_96 | 60 | 40 | 36 | 96 | Water source heat pump systems | 60-45-35/120 Water source heat pump system; | 5.5.1 Heat source (default);
Ss_60_40_37 | 60 | 40 | 37 |  | Heating systems
Ss_60_40_37_21 | 60 | 40 | 37 | 21 | Direct gas fired heating systems | 60-45-40/150 Direct gas fired heating system; | 5.6.2 Local heating (default);
Ss_60_40_37_22 | 60 | 40 | 37 | 22 | District heating systems
Ss_60_40_37_26 | 60 | 40 | 37 | 26 | Electric heating systems | 60-45-40/160 Electric heating system; | 5.6.1 Central heating; 5.6.2 Local heating (default);
Ss_60_40_37_27 | 60 | 40 | 37 | 27 | Electric underfloor heating systems | 60-45-90/140 Electrical underfloor heating; | 5.6.1 Central heating (default);
Ss_60_40_37_48 | 60 | 40 | 37 | 48 | Low temperature hot water heating systems | 60-45-40/110 Low temperature hot water heating system; | 5.6.1 Central heating (default);
Ss_60_40_37_51 | 60 | 40 | 37 | 51 | Medium temperature hot water heating systems | 60-45-40/120 Medium temperature hot water heating system; | 5.6.1 Central heating (default);
Ss_60_40_37_81 | 60 | 40 | 37 | 81 | Solar heating systems | 60-45-40/140 Solar heating system; | 5.5.1 Heat source (default);
Ss_60_40_37_85 | 60 | 40 | 37 | 85 | Steam heating systems
Ss_60_40_37_94 | 60 | 40 | 37 | 94 | Underfloor low temperature hot water heating systems | 60-45-90/110 Low temperature hot water underfloor heating; | 5.6.1 Central heating (default);
Ss_60_40_84 | 60 | 40 | 84 |  | Space heating and cooling distribution network systems
Ss_60_40_84_21 | 60 | 40 | 84 | 21 | District cooling distribution network systems
Ss_60_40_84_22 | 60 | 40 | 84 | 22 | District heating distribution network systems
Ss_60_60 | 60 | 60 |  |  | Refrigeration systems
Ss_60_60_15 | 60 | 60 | 15 |  | Cold room systems
Ss_60_60_15_10 | 60 | 60 | 15 | 10 | Catering cold room systems | 60-55-10/110 Catering cold room system; | 5.13.2 Specialist refrigeration systems (default);
Ss_60_60_15_50 | 60 | 60 | 15 | 50 | Mortuary cold room systems | 60-55-10/120 Mortuary cold room system; | 5.13.2 Specialist refrigeration systems (default);
Ss_60_60_17 | 60 | 60 | 17 |  | Cold storage systems
Ss_60_80 | 60 | 80 |  |  | Drying systems
Ss_60_80_08 | 60 | 80 | 08 |  | Bottle and can drying systems
Ss_60_95 | 60 | 95 |  |  | Temporary heating, cooling and refrigeration systems
Ss_65 | 65 |  |  |  | Ventilation and air conditioning systems
Ss_65_40 | 65 | 40 |  |  | Ventilation systems
Ss_65_40_25 | 65 | 40 | 25 |  | Dust extract systems
Ss_65_40_32 | 65 | 40 | 32 |  | Fume extract systems
Ss_65_40_32_32 | 65 | 40 | 32 | 32 | Fume cupboard extract systems | 65-10-30/120 Fume cupboard extract system; | 5.7.2 Local and special ventilation (default);
Ss_65_40_32_70 | 65 | 40 | 32 | 70 | Recirculatory fume cupboard systems | 65-10-30/130 Recirculatory fume cupboards system; | 5.7.2 Local and special ventilation (default);
Ss_65_40_32_75 | 65 | 40 | 32 | 75 | Safety cabinet extract systems | 65-10-30/110 Safety cabinet extract system; | 5.7.2 Local and special ventilation (default);
Ss_65_40_33 | 65 | 40 | 33 |  | General space ventilation systems
Ss_65_40_33_45 | 65 | 40 | 33 | 45 | Kitchen extract ventilation systems | 65-10-95/160 Kitchen extract ventilation system; | 5.7.2 Local and special ventilation (default);
Ss_65_40_33_48 | 65 | 40 | 33 | 48 | Local extract ventilation systems | 65-10-95/175 Local extract ventilation system;
Ss_65_40_33_50 | 65 | 40 | 33 | 50 | Mechanical extract ventilation systems | 65-10-95/140 Mechanical extract ventilation system; | 5.7.1 Central ventilation (default);
Ss_65_40_33_51 | 65 | 40 | 33 | 51 | Mechanical supply ventilation systems | 65-10-95/130 Mechanical supply ventilation system; | 5.7.1 Central ventilation (default);
Ss_65_40_33_52 | 65 | 40 | 33 | 52 | Mechanical and whole building ventilation systems | 65-10-95/180 Mechanical and whole building ventilation system;
Ss_65_40_33_56 | 65 | 40 | 33 | 56 | Natural ventilation systems | 65-10-95/110 Natural ventilation system; | 5.7.2 Local and special ventilation (default);
Ss_65_40_33_60 | 65 | 40 | 33 | 60 | Passive stack ventilation systems | 65-10-95/170 Passive stack ventilation system;
Ss_65_40_33_90 | 65 | 40 | 33 | 90 | Toilet extract ventilation systems | 65-10-95/150 Toilet extract ventilation system; | 5.7.2 Local and special ventilation (default);
Ss_65_40_42 | 65 | 40 | 42 |  | Industrial fume extract systems
Ss_65_40_42_45 | 65 | 40 | 42 | 45 | Local exhaust ventilation systems | 65-40-45/130 Local exhaust ventilation system; | 5.7.2 Local and special ventilation (default);
Ss_65_40_42_95 | 65 | 40 | 42 | 95 | Vehicle exhaust extract systems | 65-40-45/110 Vehicle exhaust extract system; | 5.7.2 Local and special ventilation (default);
Ss_65_40_55 | 65 | 40 | 55 |  | Nuclear ventilation systems
Ss_65_40_55_22 | 65 | 40 | 55 | 22 | Decontamination areas ventilation systems
Ss_65_40_80 | 65 | 40 | 80 |  | Smoke extract and control systems
Ss_65_40_80_65 | 65 | 40 | 80 | 65 | Pressure differential systems | 65-10-75/120 Pressure differential system; | 5.7.3 Smoke extract/control (default);
Ss_65_40_80_80 | 65 | 40 | 80 | 80 | Smoke and heat exhaust ventilation systems | 65-10-75/110 Smoke and heat exhaust ventilation system; | 5.7.3 Smoke extract/control (default);
Ss_65_40_94 | 65 | 40 | 94 |  | Vehicular space ventilation systems
Ss_65_40_94_10 | 65 | 40 | 94 | 10 | Car park extract systems | 65-10-10/110 Car park extract system; | 5.7.2 Local and special ventilation (default);
Ss_65_40_94_11 | 65 | 40 | 94 | 11 | Car park supply systems | 65-10-10/120 Car park supply system; | 5.7.2 Local and special ventilation (default);
Ss_65_40_94_90 | 65 | 40 | 94 | 90 | Tunnel ventilation systems | 65-10-80/101 Tunnel ventilation system;
Ss_65_60 | 65 | 60 |  |  | Specialist ventilation systems
Ss_65_60_95 | 65 | 60 | 95 |  | Wind tunnel systems
Ss_65_80 | 65 | 80 |  |  | Air conditioning systems
Ss_65_80_05 | 65 | 80 | 05 |  | Central air conditioning systems
Ss_65_80_05_10 | 65 | 80 | 05 | 10 | Centralized all-air conditioning systems | 65-70-05/110 Centralized all-air conditioning system; | 5.6.7 Central air conditioning (default);
Ss_65_80_05_30 | 65 | 80 | 05 | 30 | Fan coil unit air conditioning systems | 65-70-05/130 Fan coil unit air conditioning system; | 5.6.3 Central cooling (default); 5.6.1 Central heating; 5.6.5 Central heating and cooling;
Ss_65_80_05_40 | 65 | 80 | 05 | 40 | Induction unit air conditioning systems | 65-70-05/140 Induction unit air conditioning system; | 5.6.7 Central air conditioning (default);
Ss_65_80_15 | 65 | 80 | 15 |  | Controlled environment systems
Ss_65_80_45 | 65 | 80 | 45 |  | Local air conditioning systems
Ss_65_80_45_25 | 65 | 80 | 45 | 25 | Evaporative cooling systems | 65-70-45/150 Evaporative cooling systems; | 5.6.4 Local cooling (default);
Ss_65_80_45_48 | 65 | 80 | 45 | 48 | Local underfloor air conditioning systems | 65-70-45/130 Local underfloor air conditioning system; | 5.6.8 Local air conditioning (default);
Ss_65_80_45_72 | 65 | 80 | 45 | 72 | Room air conditioning systems | 65-70-45/110 Room air conditioning system; | 5.6.8 Local air conditioning (default);
Ss_65_95 | 65 | 95 |  |  | Temporary ventilation and air conditioning systems
Ss_70 | 70 |  |  |  | Electrical systems
Ss_70_10 | 70 | 10 |  |  | Electrical power generation systems
Ss_70_10_30 | 70 | 10 | 30 |  | Fossil fuel power generation systems
Ss_70_10_30_33 | 70 | 10 | 30 | 33 | Gas power generating systems | 70-10-30/110 Gas power generating system;
Ss_70_10_30_70 | 70 | 10 | 30 | 70 | Reciprocating internal combustion engine | 70-65-35/110 Reciprocating internal combustion engine driven alternating current generator system; | 5.8.5 Local electricity generation systems (default);
Ss_70_10_30_72 | 70 | 10 | 30 | 72 | Reciprocating internal combustion engine driven alternating current generator system | 70-65-35/120 Customized reciprocating internal combustion engine driven alternating current generator system; | 5.8.5 Local electricity generation systems (default);
Ss_70_10_70 | 70 | 10 | 70 |  | Renewable power generation systems
Ss_70_10_70_33 | 70 | 10 | 70 | 33 | Geothermal power generation systems
Ss_70_10_70_35 | 70 | 10 | 70 | 35 | Grid-connected photovoltaic systems | 70-65-60/110 Grid connected photovoltaic system; | 5.8.5 Local electricity generation systems (default);
Ss_70_10_70_36 | 70 | 10 | 70 | 36 | Hydroelectric power generation systems | 70-10-40/110 Hydroelectric power generating system;
Ss_70_10_70_80 | 70 | 10 | 70 | 80 | Small-scale wave and tidal power generation systems
Ss_70_10_70_82 | 70 | 10 | 70 | 82 | Small-scale wind power generation systems | 70-65-85/110 Small scale wind generating system; | 5.8.5 Local electricity generation systems (default);
Ss_70_10_70_85 | 70 | 10 | 70 | 85 | Stand-alone photovoltaic systems | 70-65-60/115 Stand-alone photovoltaic system; | 5.8.5 Local electricity generation systems (default);
Ss_70_10_70_95 | 70 | 10 | 70 | 95 | Water mill systems
Ss_70_10_70_97 | 70 | 10 | 70 | 97 | Water turbine systems
Ss_70_10_70_98 | 70 | 10 | 70 | 98 | Wind power generating systems | 70-10-95/110 Wind power generating system;
Ss_70_30 | 70 | 30 |  |  | Electricity distribution and transmission systems
Ss_70_30_35 | 70 | 30 | 35 |  | High-voltage distribution and transmission systems
Ss_70_30_35_35 | 70 | 30 | 35 | 35 | High-voltage distribution systems | 70-70-35/110 High voltage distribution system; | 5.8.1 Electrical mains and sub-mains distribution (default);
Ss_70_30_35_40 | 70 | 30 | 35 | 40 | High-voltage transmission systems
Ss_70_30_45 | 70 | 30 | 45 |  | Low-voltage systems
Ss_70_30_45_45 | 70 | 30 | 45 | 45 | Low-voltage distribution systems | 70-70-45/110 Low voltage distribution system; | 5.8.1 Electrical mains and sub-mains distribution (default); 8.7.4 Electricity distribution to external plant and equipment;
Ss_70_30_60 | 70 | 30 | 60 |  | Overhead line traction power distribution systems
Ss_70_30_60_11 | 70 | 30 | 60 | 11 | Catenary overhead line systems | 70-55-55/101 Catenary overhead line system;
Ss_70_30_60_89 | 70 | 30 | 60 | 89 | Trolley wire overhead line systems | 70-55-55/105 Trolley wire overhead line system;
Ss_70_30_80 | 70 | 30 | 80 |  | Small power systems
Ss_70_30_80_35 | 70 | 30 | 80 | 35 | Hard-wired voltage small power systems | 70-70-75/110 Hard wired low voltage small power system; | 5.8.2 Power installations (default);
Ss_70_30_80_45 | 70 | 30 | 80 | 45 | Low-voltage small power systems with prefabricated wiring | 70-70-75/120 Low voltage small power systems with prefabricated wiring; | 5.8.2 Power installations (default);
Ss_70_30_90 | 70 | 30 | 90 |  | Third rail traction power distribution systems
Ss_70_30_90_90 | 70 | 30 | 90 | 90 | Third rail electrification systems | 70-55-85/101 Third rail electrification system;
Ss_70_30_94 | 70 | 30 | 94 |  | Vehicle charging systems
Ss_70_30_94_27 | 70 | 30 | 94 | 27 | Electric vehicle charging systems | 70-55-90/101 Electric vehicle charging system;
Ss_70_80 | 70 | 80 |  |  | Lighting systems
Ss_70_80_01 | 70 | 80 | 01 |  | Aeronautical lighting systems
Ss_70_80_01_02 | 70 | 80 | 01 | 02 | Approach lighting systems | 70-80-05/110 Approach lighting system;
Ss_70_80_01_03 | 70 | 80 | 01 | 03 | Apron lighting systems | 70-80-05/115 Apron lighting system;
Ss_70_80_01_47 | 70 | 80 | 01 | 47 | Lighting beacon systems | 70-80-05/120 Lighting beacon system;
Ss_70_80_01_65 | 70 | 80 | 01 | 65 | Precision approach path indicator systems | 70-80-05/125 Precision approach path indicator system;
Ss_70_80_01_74 | 70 | 80 | 01 | 74 | Runway lighting systems | 70-80-05/101 Runway lighting system;
Ss_70_80_01_87 | 70 | 80 | 01 | 87 | Taxiway lighting systems | 70-80-05/105 Taxiway lighting system;
Ss_70_80_25 | 70 | 80 | 25 |  | External lighting systems
Ss_70_80_25_05 | 70 | 80 | 25 | 05 | Amenity lighting systems | 70-80-25/120 Amenity lighting system; | 8.7.9 External street lighting systems (default);
Ss_70_80_25_70 | 70 | 80 | 25 | 70 | Roadway lighting systems | 70-80-25/110 Roadway lighting system; | 8.7.9 External street lighting systems (default);
Ss_70_80_33 | 70 | 80 | 33 |  | General space lighting systems
Ss_70_80_33_12 | 70 | 80 | 33 | 12 | Central battery supplied emergency lighting systems | 70-80-35/130 Central battery supplied emergency lighting system; | 5.8.3 Lighting installations (default);
Ss_70_80_33_30 | 70 | 80 | 33 | 30 | Fibre optic lighting systems
Ss_70_80_33_33 | 70 | 80 | 33 | 33 | General lighting systems with prefabricated wiring | 70-80-35/120 General lighting systems with prefabricated wiring; | 5.8.3 Lighting installations (default);
Ss_70_80_33_35 | 70 | 80 | 33 | 35 | Hard-wired general lighting systems | 70-80-35/110 Hard wired general lighting system; | 5.8.3 Lighting installations (default);
Ss_70_80_33_88 | 70 | 80 | 33 | 88 | Theatrical/ stage lighting systems
Ss_70_80_33_92 | 70 | 80 | 33 | 92 | Underwater lighting systems | 70-80-90/110 Underwater lighting system; | 5.8.4 Specialist lighting installations (default); 8.7.9 External street lighting systems;
Ss_70_95 | 70 | 95 |  |  | Temporary electrical systems
Ss_75 | 75 |  |  |  | Communications, security, safety, control and protection systems
Ss_75_10 | 75 | 10 |  |  | Communications systems
Ss_75_10_21 | 75 | 10 | 21 |  | Data distribution and telecommunications systems
Ss_75_10_21_21 | 75 | 10 | 21 | 21 | Data distribution systems | 75-45-20/110 Data distribution system; | 8.7.6 Telecommunications and other communication system connections; 5.12.1 Communication systems (default);
Ss_75_10_21_88 | 75 | 10 | 21 | 88 | Telecommunications systems | 75-45-85/110 Telecommunications system; | 5.12.1 Communication systems (default);
Ss_75_10_46 | 75 | 10 | 46 |  | Listening systems
Ss_75_10_46_05 | 75 | 10 | 46 | 05 | Audio-frequency induction-loop systems | 75-45-40/110 Audio-frequency-induction-loop system; | 5.12.1 Communication systems (default);
Ss_75_10_46_42 | 75 | 10 | 46 | 42 | Infrared listening systems | 75-45-50/110 Infrared listening system; | 5.12.1 Communication systems (default);
Ss_75_10_68 | 75 | 10 | 68 |  | Public communications systems
Ss_75_10_68_02 | 75 | 10 | 68 | 02 | Advertising display systems
Ss_75_10_68_13 | 75 | 10 | 68 | 13 | Clock systems
Ss_75_10_68_68 | 75 | 10 | 68 | 68 | Public address systems | 75-45-60/110 Public address system; | 5.12.1 Communication systems (default);
Ss_75_10_68_69 | 75 | 10 | 68 | 69 | Queue management systems
Ss_75_10_70 | 75 | 10 | 70 |  | Radio and television distribution systems
Ss_75_10_70_70 | 75 | 10 | 70 | 70 | Radio distribution systems | 75-45-90/115 Radio distribution system;
Ss_75_10_70_88 | 75 | 10 | 70 | 88 | Television distribution systems | 75-45-90/110 Television distribution system; | 5.13.4 Specialist electrical/electronic installations (default);
Ss_75_10_72 | 75 | 10 | 72 |  | Roadside emergency communication systems
Ss_75_10_72_72 | 75 | 10 | 72 | 72 | Roadway emergency communication systems
Ss_75_10_88 | 75 | 10 | 88 |  | Timing and scoring systems
Ss_75_10_88_05 | 75 | 10 | 88 | 05 | Athletics timing and scoring systems
Ss_75_10_88_86 | 75 | 10 | 88 | 86 | Swimming pool timing and scoring systems | 75-55-75/110 Swimming pool timing and scoring system; | 5.13.4 Specialist electrical/electronic installations (default);
Ss_75_30 | 75 | 30 |  |  | Signal systems
Ss_75_30_35 | 75 | 30 | 35 |  | Highway signal and control systems
Ss_75_30_35_52 | 75 | 30 | 35 | 52 | Motorway signal and control systems | 75-25-35/110 Motorway traffic signal and control system;
Ss_75_30_35_72 | 75 | 30 | 35 | 72 | Road signal and control systems | 75-25-35/101 Traffic signal and control system;
Ss_75_30_50 | 75 | 30 | 50 |  | Marine signal systems
Ss_75_30_60 | 75 | 30 | 60 |  | Obstacle beacon systems
Ss_75_30_70 | 75 | 30 | 70 |  | Railway signal and control systems
Ss_75_30_70_70 | 75 | 30 | 70 | 70 | Rail signal systems | 75-20-70/101 Rail signal system;
Ss_75_30_90 | 75 | 30 | 90 |  | Tramway signal systems
Ss_75_30_97 | 75 | 30 | 97 |  | Waterway signal systems
Ss_75_30_98 | 75 | 30 | 98 |  | Wind direction indication systems
Ss_75_30_98_96 | 75 | 30 | 98 | 96 | Windsock systems | 75-35-90/105 Windsock system;
Ss_75_40 | 75 | 40 |  |  | Security systems
Ss_75_40_02 | 75 | 40 | 02 |  | Access control systems
Ss_75_40_02_05 | 75 | 40 | 02 | 05 | Audio intercom systems | 75-60-05/120 Audio intercom system; | 5.12.1 Communication systems (default);
Ss_75_40_02_11 | 75 | 40 | 02 | 11 | Card access control systems | 75-60-05/110 Access control system; | 5.12.2 Security systems (default);
Ss_75_40_53 | 75 | 40 | 53 |  | Monitoring systems
Ss_75_40_53_86 | 75 | 40 | 53 | 86 | Surveillance systems | 75-60-10/110 CCTV system; | 5.12.2 Security systems (default);
Ss_75_40_73 | 75 | 40 | 73 |  | Security screening systems
Ss_75_40_73_11 | 75 | 40 | 73 | 11 | Cabin baggage screening systems | 75-60-75/120 Cabin baggage screening system;
Ss_75_40_73_60 | 75 | 40 | 73 | 60 | Passenger screening systems | 75-60-75/110 Passenger screening system;
Ss_75_40_75 | 75 | 40 | 75 |  | Security detection alarm systems
Ss_75_40_75_02 | 75 | 40 | 75 | 02 | Aerospace security detection and warning systems
Ss_75_40_75_40 | 75 | 40 | 75 | 40 | Intruder detection and alarm systems | 75-60-40/110 Intruder detection and alarm system; | 5.12.2 Security systems (default);
Ss_75_40_75_50 | 75 | 40 | 75 | 50 | Marine and waterway security detection and warning systems
Ss_75_50 | 75 | 50 |  |  | Communication, safety and protection systems
Ss_75_50_11 | 75 | 50 | 11 |  | Call and alarm systems
Ss_75_50_11_05 | 75 | 50 | 11 | 05 | Assistance call systems | 75-70-05/110 Assistance call system; | 5.12.1 Communication systems (default);
Ss_75_50_11_27 | 75 | 50 | 11 | 27 | Emergency voice communication systems | 75-70-05/120 Emergency voice communication system; | 5.12.1 Communication systems (default);
Ss_75_50_11_57 | 75 | 50 | 11 | 57 | Nurse call systems | 75-70-55/110 Nurse call system; | 5.12.1 Communication systems (default);
Ss_75_50_11_95 | 75 | 50 | 11 | 95 | Voice alarm systems | 75-70-95/110 Voice alarm system; | 5.12.1 Communication systems (default);
Ss_75_50_26 | 75 | 50 | 26 |  | Debris detection systems
Ss_75_50_26_30 | 75 | 50 | 26 | 30 | Foreign object debris (FOD) detection systems | 75-65-32/105 Foreign object debris detection system;
Ss_75_50_28 | 75 | 50 | 28 |  | Detection and alarm systems
Ss_75_50_28_05 | 75 | 50 | 28 | 05 | Aspirating detection systems | 75-65-30/120 Aspirating detection system; | 5.12.1 Communication systems (default);
Ss_75_50_28_24 | 75 | 50 | 28 | 24 | Duct smoke detector systems | 75-65-30/130 Duct smoke detector system;
Ss_75_50_28_29 | 75 | 50 | 28 | 29 | Fire detection and alarm systems | 75-65-30/110 Fire detection and alarm system; | 5.12.1 Communication systems (default);
Ss_75_50_28_30 | 75 | 50 | 28 | 30 | Fixed gas detection and alarm systems | 75-65-35/110 Fixed gas detection and alarm system; | 5.13.1 Specialist piped supply installations (default);
Ss_75_50_28_32 | 75 | 50 | 28 | 32 | Flow sample gas detection and alarm systems | 75-65-35/120 Flow sample gas detection and alarm system; | 5.13.1 Specialist piped supply installations (default);
Ss_75_50_28_96 | 75 | 50 | 28 | 96 | Water leak detection and alarm systems | 75-65-95/120 Water leak detection and alarm system; | 5.12.1 Communication systems (default);
Ss_75_50_28_97 | 75 | 50 | 28 | 97 | Water presence detection and alarm systems | 75-65-95/110 Water presence detection and alarm system; | 5.12.1 Communication systems (default);
Ss_75_50_35 | 75 | 50 | 35 |  | Healthcare imaging systems
Ss_75_50_60 | 75 | 50 | 60 |  | Patient monitoring and telemetry systems
Ss_75_60 | 75 | 60 |  |  | Environmental safety systems
Ss_75_60_25 | 75 | 60 | 25 |  | Earthquake warning systems
Ss_75_60_30 | 75 | 60 | 30 |  | Flood warning systems
Ss_75_60_50 | 75 | 60 | 50 |  | Meteorological detection and warning systems
Ss_75_60_52 | 75 | 60 | 52 |  | Meteorological instrumentation systems
Ss_75_60_52_95 | 75 | 60 | 52 | 95 | Weather observation systems | 75-75-55/101 Weather observation systems;
Ss_75_60_70 | 75 | 60 | 70 |  | Radiation detection and alarm systems
Ss_75_60_75 | 75 | 60 | 75 |  | Seismic instrumentation systems
Ss_75_60_90 | 75 | 60 | 90 |  | Tsunami warning systems
Ss_75_60_95 | 75 | 60 | 95 |  | Volcanic eruption warning systems
Ss_75_70 | 75 | 70 |  |  | Control and management systems
Ss_75_70_05 | 75 | 70 | 05 |  | Aerospace control systems
Ss_75_70_10 | 75 | 70 | 10 |  | Bridge control systems
Ss_75_70_20 | 75 | 70 | 20 |  | Dam control systems
Ss_75_70_35 | 75 | 70 | 35 |  | Highway control systems
Ss_75_70_50 | 75 | 70 | 50 |  | Marine control systems
Ss_75_70_52 | 75 | 70 | 52 |  | Mechanical engineering services control and management systems
Ss_75_70_52_03 | 75 | 70 | 52 | 03 | Air to air heat pump control systems | 75-75-50/135 Air to air heat pump system control; | 5.5.1 Heat source (default);
Ss_75_70_52_14 | 75 | 70 | 52 | 14 | Climatic ceiling panels and beams control systems | 75-75-50/130 Climatic ceiling panels and beams control; | 5.6.5 Central heating and cooling (default);
Ss_75_70_52_15 | 75 | 70 | 52 | 15 | Combined heat and power control systems | 75-75-50/198 CHP control strategy; | 5.5.1 Heat source (default);
Ss_75_70_52_16 | 75 | 70 | 52 | 16 | Constant volume air conditioning control systems | 75-75-50/165 Constant volume air conditioning system control; | 5.6.7 Central air conditioning (default);
Ss_75_70_52_17 | 75 | 70 | 52 | 17 | Cooling system control systems | 75-75-50/125 Cooling systems control; | 5.6.3 Central cooling (default);
Ss_75_70_52_28 | 75 | 70 | 52 | 28 | Extract ventilation control systems | 75-75-50/160 Mechanical extract systems control; | 5.7.1 Central ventilation (default);
Ss_75_70_52_29 | 75 | 70 | 52 | 29 | Fan coil unit air conditioning control systems | 75-75-50/175 Fan coil unit air conditioning system control; | 5.6.7 Central air conditioning (default);
Ss_75_70_52_32 | 75 | 70 | 52 | 32 | Fuel supply control systems
Ss_75_70_52_33 | 75 | 70 | 52 | 33 | Gas fired heating control systems | 75-75-50/190 Gas fired heating system control strategy; | 5.6.1 Central heating (default);
Ss_75_70_52_36 | 75 | 70 | 52 | 36 | Heating system control systems | 75-75-50/120 Heating systems control; | 5.6.1 Central heating (default);
Ss_75_70_52_52 | 75 | 70 | 52 | 52 | Mixed mode ventilation control systems | 75-75-50/150 Mixed mode ventilation system control; | 5.7.2 Local and special ventilation; 5.7.1 Central ventilation (default);
Ss_75_70_52_56 | 75 | 70 | 52 | 56 | Natural ventilation control systems | 75-75-50/145 Natural ventilation control; | 5.7.2 Local and special ventilation (default);
Ss_75_70_52_70 | 75 | 70 | 52 | 70 | Radiant heating control systems | 75-75-50/195 Radiant heating system control strategy; | 5.6.1 Central heating (default);
Ss_75_70_52_80 | 75 | 70 | 52 | 80 | Smoke and heat detection extract control systems | 75-75-50/185 Smoke and heat control system, extract position control; | 5.7.3 Smoke extract/control (default);
Ss_75_70_52_81 | 75 | 70 | 52 | 81 | Smoke and heat detection shut down control systems | 75-75-50/180 Smoke and heat control system, plant shutdown control; | 5.7.3 Smoke extract/control (default);
Ss_75_70_52_85 | 75 | 70 | 52 | 85 | Steam and condensate control systems | 75-75-50/115 Steam and condensate control; | 5.4.5 Steam and condensate distribution (default);
Ss_75_70_52_93 | 75 | 70 | 52 | 93 | Variable volume air conditioning control systems | 75-75-50/170 Variable air volume air conditioning system control; | 5.6.7 Central air conditioning (default);
Ss_75_70_52_94 | 75 | 70 | 52 | 94 | Ventilation control systems | 75-75-50/155 Mechanical ventilation systems control; | 5.7.2 Local and special ventilation; 5.7.3 Smoke extract/control; 5.7.1 Central ventilation (default);
Ss_75_70_52_96 | 75 | 70 | 52 | 96 | Water supply control systems | 75-75-50/110 Water supply systems control; | 5.4.2 Cold water distribution (default); 5.4.1 Mains water supply; 5.4.3 Hot water distribution;
Ss_75_70_52_97 | 75 | 70 | 52 | 97 | Water to air heat pump control systems | 75-75-50/140 Water to air heat pump system control; | 5.5.1 Heat source (default);
Ss_75_70_54 | 75 | 70 | 54 |  | Metering, monitoring and management systems
Ss_75_70_54_03 | 75 | 70 | 54 | 03 | Active water monitoring systems
Ss_75_70_54_10 | 75 | 70 | 54 | 10 | Building monitoring and management systems | 75-75-05/150 Building monitoring and management system; | 5.12.3 Central control/building management systems (default);
Ss_75_70_54_25 | 75 | 70 | 54 | 25 | Electricity metering systems | 75-75-05/110 Electricity metering; | 5.8.1 Electrical mains and sub-mains distribution; 8.7.2 Electricity mains supply (default);
Ss_75_70_54_30 | 75 | 70 | 54 | 30 | Fuel metering systems | 75-75-05/120 Fuel metering; | 8.7.7 External fuel storage and piped distribution systems (default); 5.9.2 Fuel distribution systems;
Ss_75_70_54_60 | 75 | 70 | 54 | 60 | Passive water monitoring systems
Ss_75_70_54_95 | 75 | 70 | 54 | 95 | Water metering systems | 75-75-05/130 Water metering; | 8.7.1 Water mains supply; 5.4.1 Mains water supply (default);
Ss_75_70_70 | 75 | 70 | 70 |  | Railway control systems
Ss_75_70_72 | 75 | 70 | 72 |  | Road control systems
Ss_75_70_85 | 75 | 70 | 85 |  | Structural monitoring systems
Ss_75_70_85_18 | 75 | 70 | 85 | 18 | Crack gauge monitoring systems | 75-75-85/145 Crack gauge monitoring system;
Ss_75_70_85_27 | 75 | 70 | 85 | 27 | Electrolevel monitoring systems | 75-75-85/130 Electrolevel monitoring system;
Ss_75_70_85_47 | 75 | 70 | 85 | 47 | Liquid levelling monitoring systems | 75-75-85/125 Liquid levelling monitoring system;
Ss_75_70_85_48 | 75 | 70 | 85 | 48 | Load cell monitoring systems | 75-75-85/120 Load cell monitoring system;
Ss_75_70_85_62 | 75 | 70 | 85 | 62 | Piezometer monitoring systems | 75-75-85/140 Piezometer monitoring system;
Ss_75_70_85_66 | 75 | 70 | 85 | 66 | Precise levelling monitoring systems | 75-75-85/105 Precise levelling monitoring system;
Ss_75_70_85_67 | 75 | 70 | 85 | 67 | Prism monitoring systems | 75-75-85/101 Prism monitoring system;
Ss_75_70_85_84 | 75 | 70 | 85 | 84 | Strain gauge monitoring systems | 75-75-85/115 Strain gauge monitoring system;
Ss_75_70_85_86 | 75 | 70 | 85 | 86 | Sub-surface monitoring arrays systems | 75-75-85/150 Sub-surface monitoring arrays system;
Ss_75_70_85_87 | 75 | 70 | 85 | 87 | Tape extensometer monitoring systems | 75-75-85/110 Tape extensometer monitoring system;
Ss_75_70_85_90 | 75 | 70 | 85 | 90 | Tilt sensors monitoring systems | 75-75-85/135 Tilt sensors monitoring system;
Ss_75_70_90 | 75 | 70 | 90 |  | Traffic monitoring systems
Ss_75_70_90_90 | 75 | 70 | 90 | 90 | Traffic enforcement camera systems | 75-75-87/101 Traffic enforcement camera system;
Ss_75_70_96 | 75 | 70 | 96 |  | Water supply and wastewater control systems
Ss_75_70_96_21 | 75 | 70 | 96 | 21 | Desludging control systems | 75-75-90/105 De-sludging control system;
Ss_75_70_96_30 | 75 | 70 | 96 | 30 | Flow measurement and control systems | 75-75-90/101 Flow measurement and control system;
Ss_75_70_96_96 | 75 | 70 | 96 | 96 | Wastewater supply control systems | 75-75-90/108 Wastewater supply control system;
Ss_75_70_97 | 75 | 70 | 97 |  | Waterway control systems
Ss_75_80 | 75 | 80 |  |  | Protection systems
Ss_75_80_10 | 75 | 80 | 10 |  | Cathodic protection systems
Ss_75_80_10_02 | 75 | 80 | 10 | 02 | Adhesive backed zinc sheet anode systems | 75-85-15/105 Adhesive backed zinc sheet anode system;
Ss_75_80_10_09 | 75 | 80 | 10 | 09 | Buried galvanic anode systems | 75-85-15/135 Buried galvanic anode system;
Ss_75_80_10_10 | 75 | 80 | 10 | 10 | Buried impressed current anode systems | 75-85-15/140 Buried impressed current anode system;
Ss_75_80_10_27 | 75 | 80 | 10 | 27 | Embedded impressed current anode systems | 75-85-15/130 Embedded impressed current anode system;
Ss_75_80_10_28 | 75 | 80 | 10 | 28 | Embedded zinc anode systems | 75-85-15/110 Embedded zinc anode system;
Ss_75_80_10_41 | 75 | 80 | 10 | 41 | Immersed galvanic anode systems | 75-85-15/145 Immersed galvanic anodes system;
Ss_75_80_10_42 | 75 | 80 | 10 | 42 | Immersed impressed current anode systems | 75-85-15/150 Immersed impressed current anode system;
Ss_75_80_10_72 | 75 | 80 | 10 | 72 | Recess mounted impressed current anode systems | 75-85-15/125 Recess mounted impressed current anode system;
Ss_75_80_10_85 | 75 | 80 | 10 | 85 | Surface mounted impressed current anode systems | 75-85-15/120 Surface mounted impressed current anode system;
Ss_75_80_10_99 | 75 | 80 | 10 | 99 | Zinc mesh in overlay systems | 75-85-15/115 Zinc mesh in overlay system;
Ss_75_80_45 | 75 | 80 | 45 |  | Electrical protection systems
Ss_75_80_45_25 | 75 | 80 | 45 | 25 | Earthing and bonding systems | 70-70-25/110 Earthing and bonding system; | 5.8.6 Earthing and bonding systems (default);
Ss_75_80_45_45 | 75 | 80 | 45 | 45 | Lightning protection systems | 75-85-45/110 Lightning protection system; | 5.11.3 Lightning protection (default);
Ss_75_95 | 75 | 95 |  |  | Temporary communications, security, safety, control and protection systems
Ss_80 | 80 |  |  |  | Transport systems
Ss_80_10 | 80 | 10 |  |  | Cable transport systems
Ss_80_10_05 | 80 | 10 | 05 |  | Aerial tram systems
Ss_80_10_10 | 80 | 10 | 10 |  | Cable car systems
Ss_80_10_15 | 80 | 10 | 15 |  | Chairlift systems
Ss_80_10_30 | 80 | 10 | 30 |  | Funicular systems
Ss_80_10_35 | 80 | 10 | 35 |  | Gondola systems
Ss_80_10_70 | 80 | 10 | 70 |  | Ropeway tow systems
Ss_80_10_85 | 80 | 10 | 85 |  | Surface lift systems
Ss_80_20 | 80 | 20 |  |  | Conveying systems
Ss_80_20_05 | 80 | 20 | 05 |  | Automatic guided vehicle systems
Ss_80_20_06 | 80 | 20 | 06 |  | Baggage handling systems
Ss_80_20_06_04 | 80 | 20 | 06 | 04 | Airport baggage handling systems | 80-65-10/101 Baggage handling system;
Ss_80_20_10 | 80 | 20 | 10 |  | Bulk material conveying systems
Ss_80_20_11 | 80 | 20 | 11 |  | Cargo handling systems
Ss_80_20_23 | 80 | 20 | 23 |  | Document conveying systems
Ss_80_20_23_65 | 80 | 20 | 23 | 65 | Pneumatic conveying systems | 80-65-75/110 Pneumatic document conveying system; | 5.10.9 Document handling systems (default);
Ss_80_20_60 | 80 | 20 | 60 |  | Parcel sorting systems
Ss_80_20_62 | 80 | 20 | 62 |  | People conveying systems
Ss_80_20_62_28 | 80 | 20 | 62 | 28 | Escalator systems | 80-40-25/110 Escalator system; | 5.10.2 Escalators (default);
Ss_80_20_62_53 | 80 | 20 | 62 | 53 | Moving walkway systems | 80-40-25/120 Moving walk system; | 5.10.3 Moving pavements (default);
Ss_80_20_63 | 80 | 20 | 63 |  | Piece conveying systems
Ss_80_20_63_59 | 80 | 20 | 63 | 59 | Overhead piece conveying systems
Ss_80_20_65 | 80 | 20 | 65 |  | Pneumatic conveying systems
Ss_80_30 | 80 | 30 |  |  | Crane and hoist systems
Ss_80_30_10 | 80 | 30 | 10 |  | Bulk handling crane systems
Ss_80_30_15 | 80 | 30 | 15 |  | Container handling crane systems
Ss_80_30_20 | 80 | 30 | 20 |  | Derrick systems
Ss_80_30_25 | 80 | 30 | 25 |  | Dynamic permanent access and safety equipment systems
Ss_80_30_25_30 | 80 | 30 | 25 | 30 | Fixed rig suspended access systems | 80-50-25/135 Suspended access system - fixed rig; | 2.5.6 Facade access/cleaning systems (default); 2.3.6 Roof features;
Ss_80_30_25_32 | 80 | 30 | 25 | 32 | Gantry access systems | 80-50-25/120 Gantry access system; | 2.5.6 Facade access/cleaning systems; 2.3.6 Roof features (default);
Ss_80_30_25_35 | 80 | 30 | 25 | 35 | Guided type fall arrest systems | 80-50-25/110 Fall arrest system - guided anchor line; | 2.5.6 Facade access/cleaning systems; 2.3.6 Roof features (default);
Ss_80_30_25_50 | 80 | 30 | 25 | 50 | Mobile rig monorail suspended access systems | 80-50-25/140 Suspended access system - mobile rig on monorail; | 2.5.6 Facade access/cleaning systems (default); 2.3.6 Roof features;
Ss_80_30_25_52 | 80 | 30 | 25 | 52 | Mobile rig tracked suspended access systems | 80-50-25/145 Suspended access system - mobile rig on tracks; | 2.5.6 Facade access/cleaning systems (default); 2.3.6 Roof features;
Ss_80_30_25_55 | 80 | 30 | 25 | 55 | Mobile rig trackless suspended access systems | 80-50-25/150 Suspended access system - trackless mobile rig; | 2.5.6 Facade access/cleaning systems (default); 2.3.6 Roof features;
Ss_80_30_25_75 | 80 | 30 | 25 | 75 | Robotic cleaning systems | 80-50-25/130 Robotic cleaning system; | 2.5.6 Facade access/cleaning systems (default);
Ss_80_30_25_80 | 80 | 30 | 25 | 80 | Single point anchorage fall arrest systems | 80-50-25/115 Fall arrest system - single point anchorage; | 2.5.6 Facade access/cleaning systems; 2.3.6 Roof features (default);
Ss_80_30_25_90 | 80 | 30 | 25 | 90 | Travelling ladder access systems | 80-50-25/155 Travelling ladder access system; | 2.5.6 Facade access/cleaning systems (default); 2.3.6 Roof features;
Ss_80_30_40 | 80 | 30 | 40 |  | Hoist systems
Ss_80_30_45 | 80 | 30 | 45 |  | Industrial crane systems
Ss_80_30_45_59 | 80 | 30 | 45 | 59 | Overhead crane systems | 80-50-40/101 Overhead crane system;
Ss_80_50 | 80 | 50 |  |  | Lift systems
Ss_80_50_60 | 80 | 50 | 60 |  | Passenger and goods lift systems
Ss_80_50_60_26 | 80 | 50 | 60 | 26 | Electric lift systems | 80-45-45/110 Electric lift system; | 5.10.1 Lifts and enclosed hoists (default);
Ss_80_50_60_39 | 80 | 50 | 60 | 39 | Hydraulic lift systems | 80-45-45/120 Hydraulic lift system; | 5.10.1 Lifts and enclosed hoists;
Ss_80_50_60_42 | 80 | 50 | 60 | 42 | Inclined stairlift systems | 80-45-40/140 Inclined stairlift system; | 5.10.4 Powered stairlifts (default);
Ss_80_50_60_50 | 80 | 50 | 60 | 50 | Manual dumbwaiter systems
Ss_80_50_60_60 | 80 | 50 | 60 | 60 | Paternoster systems
Ss_80_50_60_65 | 80 | 50 | 60 | 65 | Powered homelift systems | 80-45-90/160 Powered homelift system; | 5.10.1 Lifts and enclosed hoists (default);
Ss_80_50_60_85 | 80 | 50 | 60 | 85 | Step lift systems | 80-45-90/130 Step lift system; | 5.10.4 Powered stairlifts (default);
Ss_80_50_60_94 | 80 | 50 | 60 | 94 | Vertical platform lift systems | 80-45-90/140 Vertical lifting platform system; | 5.10.1 Lifts and enclosed hoists (default);
Ss_80_50_94 | 80 | 50 | 94 |  | Vehicle and boat stacking systems
Ss_80_50_96 | 80 | 50 | 96 |  | Warehouse stacking systems
Ss_80_70 | 80 | 70 |  |  | Track systems
Ss_80_70_46 | 80 | 70 | 46 |  | Level crossing systems
Ss_80_70_46_60 | 80 | 70 | 46 | 60 | Pedestrian level crossing systems | 80-05-45/115 Pedestrian level crossing system;
Ss_80_70_46_93 | 80 | 70 | 46 | 93 | User worked level crossing systems | 80-05-45/105 User worked level crossing system;
Ss_80_70_46_95 | 80 | 70 | 46 | 95 | Vehicular level crossing systems | 80-05-45/110 Public vehicular level crossing system;
Ss_80_70_50 | 80 | 70 | 50 |  | Monorail systems
Ss_80_70_69 | 80 | 70 | 69 |  | Rail buffer systems
Ss_80_70_69_30 | 80 | 70 | 69 | 30 | Fixed buffer systems | 80-05-75/110 Fixed buffer system;
Ss_80_70_69_31 | 80 | 70 | 69 | 31 | Friction buffer systems | 80-05-75/120 Friction buffer system;
Ss_80_70_70 | 80 | 70 | 70 |  | Rail track systems
Ss_80_70_70_06 | 80 | 70 | 70 | 06 | Ballasted rail track systems | 80-05-85/101 Ballasted rail track system;
Ss_80_70_70_27 | 80 | 70 | 70 | 27 | Embedded rail system | 80-05-85/120 Embedded rail system;
Ss_80_70_70_56 | 80 | 70 | 70 | 56 | Non-embedded slab track rail systems | 80-05-85/130 Non-embedded slab track rail system;
Ss_80_70_70_65 | 80 | 70 | 70 | 65 | Precast track bed systems | 80-05-85/110 Precast track bed system;
Ss_80_80 | 80 | 80 |  |  | Turntable systems
Ss_80_80_20 | 80 | 80 | 20 |  | Display turntable systems
Ss_80_80_30 | 80 | 80 | 30 |  | Floor turntable systems
Ss_80_80_40 | 80 | 80 | 40 |  | Industrial turntable systems
Ss_80_80_70 | 80 | 80 | 70 |  | Railway turntable systems
Ss_80_80_85 | 80 | 80 | 85 |  | Stage turntable systems
Ss_80_90 | 80 | 90 |  |  | Vehicle access systems
Ss_80_90_05 | 80 | 90 | 05 |  | Aircraft passenger loading bridge systems
Ss_80_90_05_60 | 80 | 90 | 05 | 60 | Passenger loading bridge systems | 80-35-05/105 Passenger loading bridge system;
Ss_80_90_70 | 80 | 90 | 70 |  | Rocket passenger access systems
Ss_80_90_75 | 80 | 90 | 75 |  | Ship passenger loading bridge systems
Ss_80_95 | 80 | 95 |  |  | Temporary transport systems
Ss_85 | 85 |  |  |  | Process engineering systems
Ss_85_72 | 85 | 72 |  |  | Robotic systems
Ss_85_95 | 85 | 95 |  |  | Temporary process engineering systems
Ss_90 | 90 |  |  |  | Soft facility management systems
Ss_90_05 | 90 | 05 |  |  | Demand for space
Ss_90_06 | 90 | 06 |  |  | Demand for technical infrastructure
Ss_90_07 | 90 | 07 |  |  | Demand for cleaning
Ss_90_08 | 90 | 08 |  |  | Demand related to outdoor space
Ss_90_09 | 90 | 09 |  |  | Workplace
Ss_90_10 | 90 | 10 |  |  | Specific demand related to space and infrastructure
Ss_90_11 | 90 | 11 |  |  | Demand for health, safety and security
Ss_90_12 | 90 | 12 |  |  | Hospitality demands
Ss_90_13 | 90 | 13 |  |  | Demand for information and communication
Ss_90_14 | 90 | 14 |  |  | Demand for logistics
Ss_90_15 | 90 | 15 |  |  | Demand for integrated management, consultancy and administration
Ss_90_20 | 90 | 20 |  |  | Specific demand of administrative, commercial and protective services
Ss_90_25 | 90 | 25 |  |  | Specific demand of cultural, educational, scientific and information
Ss_90_30 | 90 | 30 |  |  | Specific demand of industrial organizations
Ss_90_35 | 90 | 35 |  |  | Specific demand of medical, health, welfare and sanitary organizations
Ss_90_40 | 90 | 40 |  |  | Specific demand of recreational organizations
Ss_90_45 | 90 | 45 |  |  | Specific demand of residential organizations
Ss_90_50 | 90 | 50 |  |  | Specific demand of disposal organizations
Ss_90_55 | 90 | 55 |  |  | Specific demand of piped supply organizations
Ss_90_60 | 90 | 60 |  |  | Specific demand of heating, cooling and refrigeration organizations
Ss_90_65 | 90 | 65 |  |  | Specific demand of ventilation and air conditioning organizations
Ss_90_70 | 90 | 70 |  |  | Specific demand of electrical organizations
Ss_90_75 | 90 | 75 |  |  | Specific demand of communications, security, safety and protection organisations
Ss_90_80 | 90 | 80 |  |  | Specific demand of rail organizations
Ss_90_81 | 90 | 81 |  |  | Specific demand of road organizations
Ss_90_82 | 90 | 82 |  |  | Specific demand of marine and waterway organizations
Ss_90_83 | 90 | 83 |  |  | Specific demand of cable transport organizations
Ss_90_84 | 90 | 84 |  |  | Specific demand of aerospace organizations

## Pr
Pr Products - 26 April 2017 - v1.6
Code | Group | Sub group | Section | Object | Title | NBS Code | NRM
Pr_15 | 15 |  |  |  | Preparatory products
Pr_15_31 | 15 | 31 |  |  | Formless preparatory products
Pr_15_31_04 | 15 | 31 | 04 |  | Applied cleaning and repair treatments
Pr_15_31_04_06 | 15 | 31 | 04 | 06 | Biocidal cleaning solutions | 45-40-05/311 Biocidal cleaning solution;
Pr_15_31_04_11 | 15 | 31 | 04 | 11 | Chemical cleaning gels and liquids | 45-55-08/318 Chemical cleaning gels and liquids;
Pr_15_31_04_12 | 15 | 31 | 04 | 12 | Chemical poultices | 45-55-08/370 Chemical poultices;
Pr_15_31_04_13 | 15 | 31 | 04 | 13 | Cleaners | 45-35-62/325 Cleaner;
Pr_15_31_04_14 | 15 | 31 | 04 | 14 | Cleaning agents | 45-55-08/320 Cleaning agents;
Pr_15_31_04_15 | 15 | 31 | 04 | 15 | Concrete surface retarders | 45-55-08/400 Concrete surface retarders;
Pr_15_31_04_16 | 15 | 31 | 04 | 16 | Concrete treatment surface and injection chemicals | 45-55-08/350 Concrete treatment surface or injection systems;
Pr_15_31_04_20 | 15 | 31 | 04 | 20 | Curing compounds | 45-55-08/380 Curing compounds;
Pr_15_31_04_34 | 15 | 31 | 04 | 34 | Graffiti-removing chemicals | 45-55-08/330 Graffiti removing chemicals;
Pr_15_31_04_53 | 15 | 31 | 04 | 53 | Mould removers | 45-40-05/317 Mould removers;
Pr_15_31_04_60 | 15 | 31 | 04 | 60 | Paint strippers
Pr_15_31_04_64 | 15 | 31 | 04 | 64 | Plain poultices | 45-55-08/360 Plain poultices;
Pr_15_31_04_77 | 15 | 31 | 04 | 77 | Shampoos
Pr_15_31_04_80 | 15 | 31 | 04 | 80 | Snow clearing chemicals | 45-55-08/340 Snow clearing chemicals;
Pr_15_31_04_81 | 15 | 31 | 04 | 81 | Solvents
Pr_15_31_04_84 | 15 | 31 | 04 | 84 | Spot-removing chemicals
Pr_15_31_04_85 | 15 | 31 | 04 | 85 | Sugar soap | 45-35-62/375 Sugar soap;
Pr_15_31_04_86 | 15 | 31 | 04 | 86 | Surface cleaners
Pr_15_31_12 | 15 | 31 | 12 |  | Chemical soils stabilizers
Pr_15_31_12_42 | 15 | 31 | 12 | 42 | Injectable resinous soil stabilizers
Pr_15_31_26 | 15 | 31 | 26 |  | Excavated earth and fill materials
Pr_15_31_26_07 | 15 | 31 | 26 | 07 | Bentonite
Pr_15_31_26_13 | 15 | 31 | 26 | 13 | Chalk | 45-35-88/375 Chalk;
Pr_15_31_26_14 | 15 | 31 | 26 | 14 | Clay | 45-55-28/320 Clay;
Pr_15_31_26_15 | 15 | 31 | 26 | 15 | Coarse no fines rubble fill materials
Pr_15_31_26_17 | 15 | 31 | 26 | 17 | Cohesive material
Pr_15_31_26_26 | 15 | 31 | 26 | 26 | Earth | 45-55-28/330 Earth;
Pr_15_31_26_31 | 15 | 31 | 26 | 31 | Glass bottles | 45-55-28/345 Glass bottles;
Pr_15_31_26_33 | 15 | 31 | 26 | 33 | Graded granular fill materials
Pr_15_31_26_34 | 15 | 31 | 26 | 34 | Graded natural granular fill materials
Pr_15_31_26_35 | 15 | 31 | 26 | 35 | Graded recycled granular fill materials
Pr_15_31_26_36 | 15 | 31 | 26 | 36 | Hardcores | 45-55-28/350 Hardcore;
Pr_15_31_26_37 | 15 | 31 | 26 | 37 | Highways Agency unbound mixtures Category B | 45-55-28/420 Highways Agency unbound mixture Category B;
Pr_15_31_26_38 | 15 | 31 | 26 | 38 | Highways Agency unbound mixtures Type 1 | 45-55-28/360 Highways Agency unbound mixture Type 1;
Pr_15_31_26_39 | 15 | 31 | 26 | 39 | Highways Agency unbound mixtures Type 2 | 45-55-28/370 Highways Agency unbound mixture Type 2;
Pr_15_31_26_40 | 15 | 31 | 26 | 40 | Highways Agency unbound mixtures Type 3 | 45-55-28/380 Highways Agency unbound mixture Type 3;
Pr_15_31_26_41 | 15 | 31 | 26 | 41 | Highways Agency unbound mixtures Type 4 | 45-55-28/390 Highways Agency unbound mixture Type 4;
Pr_15_31_26_42 | 15 | 31 | 26 | 42 | Hoggins | 45-55-28/400 Hoggin;
Pr_15_31_26_46 | 15 | 31 | 26 | 46 | Landscape area fill materials | 45-55-28/340 Fill materials for landscape areas;
Pr_15_31_26_90 | 15 | 31 | 26 | 90 | Topsoil
Pr_15_57 | 15 | 57 |  |  | Non-rigid sheet, mat and strip preparatory products
Pr_15_57_25 | 15 | 57 | 25 |  | Geocells
Pr_15_57_25_03 | 15 | 57 | 25 | 03 | Acrylonitrile butadiene styrene (ABS) geocell boards | 45-65-35/309 Plastics geocell boards;
Pr_15_57_25_04 | 15 | 57 | 25 | 04 | Acrylonitrile butadiene styrene (ABS) geocell sheets | 45-65-35/307 Plastics geocell sheets;
Pr_15_57_25_32 | 15 | 57 | 25 | 32 | Geocell boards
Pr_15_57_25_33 | 15 | 57 | 25 | 33 | Geocell sheets
Pr_15_57_25_35 | 15 | 57 | 25 | 35 | Heavy duty polystyrene geocell boards | 45-65-35/309 Plastics geocell boards;
Pr_15_57_25_36 | 15 | 57 | 25 | 36 | Heavy duty polystyrene geocell sheets | 45-65-35/307 Plastics geocell sheets;
Pr_15_57_25_39 | 15 | 57 | 25 | 39 | High density polyethylene (PE-HD) geocell boards | 45-65-35/309 Plastics geocell boards;
Pr_15_57_25_40 | 15 | 57 | 25 | 40 | High density polyethylene (PE-HD) geocell sheets | 45-65-35/307 Plastics geocell sheets;
Pr_15_57_25_57 | 15 | 57 | 25 | 57 | Needle-punched polyester linen
Pr_15_57_25_70 | 15 | 57 | 25 | 70 | Polyester strips
Pr_15_57_25_74 | 15 | 57 | 25 | 74 | Polypropylene geocell boards
Pr_15_57_25_75 | 15 | 57 | 25 | 75 | Polypropylene geocell sheets
Pr_15_57_27 | 15 | 57 | 27 |  | Geocomposites
Pr_15_57_27_33 | 15 | 57 | 27 | 33 | Geocomposite sheets
Pr_15_57_27_36 | 15 | 57 | 27 | 36 | Geocomposite studded sheets
Pr_15_57_27_38 | 15 | 57 | 27 | 38 | Geomembrane geogrid composite sheets
Pr_15_57_27_39 | 15 | 57 | 27 | 39 | Geosynthetic clay liners (GCLs) | 45-65-35/345 Geosynthetic clay liners (GCLs);
Pr_15_57_27_43 | 15 | 57 | 27 | 43 | Geotextile geogrid composite sheets
Pr_15_57_27_45 | 15 | 57 | 27 | 45 | Geotextile geomembrane composite sheets
Pr_15_57_27_47 | 15 | 57 | 27 | 47 | Geotextile geonet composite sheets
Pr_15_57_27_49 | 15 | 57 | 27 | 49 | Geotextile plastics composite sheets
Pr_15_57_27_60 | 15 | 57 | 27 | 60 | Plastics geocomposite sheets
Pr_15_57_30 | 15 | 57 | 30 |  | Geomembranes
Pr_15_57_33 | 15 | 57 | 33 |  | Geosynthetics
Pr_15_57_33_37 | 15 | 57 | 33 | 37 | Geomats | 45-65-35/335 Geomats;
Pr_15_57_33_38 | 15 | 57 | 33 | 38 | Geonets | 45-65-35/340 Geonets;
Pr_15_57_33_41 | 15 | 57 | 33 | 41 | High density polyethylene (PE-HD) geogrids
Pr_15_57_33_42 | 15 | 57 | 33 | 42 | High density polyethylene (PE-HD) geonets
Pr_15_57_33_64 | 15 | 57 | 33 | 64 | Plastics geogrids | 45-65-35/352 Plastics geogrids;
Pr_15_57_33_75 | 15 | 57 | 33 | 75 | Polyester geogrids
Pr_15_57_33_77 | 15 | 57 | 33 | 77 | Polyethylene geomats
Pr_15_57_33_79 | 15 | 57 | 33 | 79 | Polymeric rib geonets
Pr_15_57_33_80 | 15 | 57 | 33 | 80 | Polyolefin geomats
Pr_15_57_33_85 | 15 | 57 | 33 | 85 | Spun-bonded polypropylene (PP) membranes
Pr_15_57_33_97 | 15 | 57 | 33 | 97 | Woven polypropylene (PP) membranes
Pr_15_57_35 | 15 | 57 | 35 |  | Geotextiles
Pr_15_57_35_56 | 15 | 57 | 35 | 56 | Natural material geotextiles
Pr_15_57_35_57 | 15 | 57 | 35 | 57 | Needle-punched nonwoven geotextiles
Pr_15_57_35_61 | 15 | 57 | 35 | 61 | Plastics geotextiles
Pr_15_57_35_88 | 15 | 57 | 35 | 88 | Thermally-bonded nonwoven geotextiles
Pr_15_71 | 15 | 71 |  |  | Rigid board, panel and sheet preparatory products
Pr_15_71_90 | 15 | 71 | 90 |  | Trench boards and sheets
Pr_15_71_90_90 | 15 | 71 | 90 | 90 | Trench boards
Pr_15_71_90_91 | 15 | 71 | 90 | 91 | Trench sheets
Pr_15_93 | 15 | 93 |  |  | Unit preparatory products
Pr_15_93_30 | 15 | 93 | 30 |  | Fill blocks
Pr_15_93_30_28 | 15 | 93 | 30 | 28 | Expanded polystyrene (EPS) fill blocks | 45-55-28/335 Expanded polystyrene blocks;
Pr_20 | 20 |  |  |  | Structure and general products
Pr_20_29 | 20 | 29 |  |  | Fastener products
Pr_20_29_03 | 20 | 29 | 03 |  | Anchors and components
Pr_20_29_03_04 | 20 | 29 | 03 | 04 | Anchor blocks
Pr_20_29_03_05 | 20 | 29 | 03 | 05 | Anchor rails
Pr_20_29_03_10 | 20 | 29 | 03 | 10 | Carbon steel anchor plates | 45-60-50/450 Carbon steel anchor plates;
Pr_20_29_03_11 | 20 | 29 | 03 | 11 | Carbon steel chemical anchor rods | 45-50-12/330 Carbon steel anchor rods;
Pr_20_29_03_12 | 20 | 29 | 03 | 12 | Carbon steel chemical anchor sockets | 45-50-12/350 Carbon steel anchor sockets;
Pr_20_29_03_13 | 20 | 29 | 03 | 13 | Carbon steel post base plates | 45-50-05/420 Carbon steel post baseplates;
Pr_20_29_03_14 | 20 | 29 | 03 | 14 | Carbon steel post spikes | 45-50-05/410 Carbon steel post spikes;
Pr_20_29_03_15 | 20 | 29 | 03 | 15 | Cavity anchors | 45-50-05/305 Cavity anchors;
Pr_20_29_03_16 | 20 | 29 | 03 | 16 | Chemical anchor capsules | 45-50-12/320 Chemical anchor capsules;
Pr_20_29_03_17 | 20 | 29 | 03 | 17 | Chemical anchor cartridges | 45-50-12/310 Chemical anchor cartridges;
Pr_20_29_03_18 | 20 | 29 | 03 | 18 | Chemical anchors
Pr_20_29_03_20 | 20 | 29 | 03 | 20 | Conductor rail anchors
Pr_20_29_03_28 | 20 | 29 | 03 | 28 | Expansion anchors | 45-50-05/310 Expansion anchors;
Pr_20_29_03_31 | 20 | 29 | 03 | 31 | Framing anchors | 45-50-50/405 Framing anchors;
Pr_20_29_03_32 | 20 | 29 | 03 | 32 | Framing fasteners | 45-50-05/315 Frame fasteners;
Pr_20_29_03_33 | 20 | 29 | 03 | 33 | Ground anchor heads | 45-50-05/345 Ground anchors;
Pr_20_29_03_34 | 20 | 29 | 03 | 34 | Ground plate anchors | 45-50-05/345 Ground anchors;
Pr_20_29_03_35 | 20 | 29 | 03 | 35 | Grouted ground anchors | 45-50-05/345 Ground anchors;
Pr_20_29_03_36 | 20 | 29 | 03 | 36 | Hammer-in fasteners | 45-50-05/320 Hammer-in fasteners;
Pr_20_29_03_44 | 20 | 29 | 03 | 44 | J-pins | 45-50-05/430 J-Pins;
Pr_20_29_03_47 | 20 | 29 | 03 | 47 | Lifting anchors
Pr_20_29_03_48 | 20 | 29 | 03 | 48 | Lifting hoops
Pr_20_29_03_66 | 20 | 29 | 03 | 66 | Prestressing anchors
Pr_20_29_03_72 | 20 | 29 | 03 | 72 | Rock bolts | 45-50-05/370 Rock bolts;
Pr_20_29_03_73 | 20 | 29 | 03 | 73 | Rock dowels | 45-50-05/380 Rock dowels;
Pr_20_29_03_77 | 20 | 29 | 03 | 77 | Socket anchors | 45-50-05/325 Socket anchors;
Pr_20_29_03_78 | 20 | 29 | 03 | 78 | Solar module roof anchors
Pr_20_29_03_79 | 20 | 29 | 03 | 79 | Split rings | 45-25-38/425 Split rings;
Pr_20_29_03_80 | 20 | 29 | 03 | 80 | Sprayed concrete anchor studs | 45-50-05/350 Studs for sprayed concrete;
Pr_20_29_03_81 | 20 | 29 | 03 | 81 | Sprayed concrete ties | 45-50-05/355 Ties for sprayed concrete;
Pr_20_29_03_82 | 20 | 29 | 03 | 82 | Stainless steel anchor plates | 45-60-50/455 Stainless steel anchor plates;
Pr_20_29_03_83 | 20 | 29 | 03 | 83 | Stainless steel chemical anchor rods | 45-50-12/340 Stainless steel anchor rods;
Pr_20_29_03_84 | 20 | 29 | 03 | 84 | Stainless steel chemical anchor sockets | 45-50-12/360 Stainless steel anchor sockets;
Pr_20_29_03_86 | 20 | 29 | 03 | 86 | Structural anchors | 45-50-05/400 Structural anchors;
Pr_20_29_03_88 | 20 | 29 | 03 | 88 | Threaded anchors | 45-50-05/330 Threaded anchors;
Pr_20_29_03_92 | 20 | 29 | 03 | 92 | Undercut anchors | 45-50-05/335 Undercut anchors;
Pr_20_29_03_97 | 20 | 29 | 03 | 97 | Wedge anchors | 45-50-05/340 Wedge anchors;
Pr_20_29_04 | 20 | 29 | 04 |  | Angle fasteners
Pr_20_29_04_26 | 20 | 29 | 04 | 26 | Equal angles fasteners | 45-70-05/470 Equal angles fastenings;
Pr_20_29_04_27 | 20 | 29 | 04 | 27 | Equipment fasteners | 45-70-05/475 Fasteners for securing equipment;
Pr_20_29_08 | 20 | 29 | 08 |  | Bolts and accessories
Pr_20_29_08_04 | 20 | 29 | 08 | 04 | Anchor bolts
Pr_20_29_08_07 | 20 | 29 | 08 | 07 | Black hexagon nuts and bolts | 45-50-10/310 Black hexagon nuts and bolts;
Pr_20_29_08_08 | 20 | 29 | 08 | 08 | Bolt boxes | 45-50-10/400 Bolt boxes;
Pr_20_29_08_11 | 20 | 29 | 08 | 11 | Carbon steel hexagon headed nuts and bolts | 45-50-10/330 Hexagon head carbon steel nuts and bolts;
Pr_20_29_08_12 | 20 | 29 | 08 | 12 | Carbon steel hook bolts (J-bolts) | 45-50-10/340 Carbon steel hook bolts;
Pr_20_29_08_15 | 20 | 29 | 08 | 15 | Coach (carriage) bolts and nuts | 45-50-10/325 Coach bolts and nuts;
Pr_20_29_08_26 | 20 | 29 | 08 | 26 | Elevator bolts
Pr_20_29_08_27 | 20 | 29 | 08 | 27 | Eye bolts
Pr_20_29_08_28 | 20 | 29 | 08 | 28 | Expanding bolts
Pr_20_29_08_36 | 20 | 29 | 08 | 36 | Hanger bolts
Pr_20_29_08_38 | 20 | 29 | 08 | 38 | Holding down bolt assemblies | 45-50-10/315 Carbon steel holding down bolt assemblies with anchorages;
Pr_20_29_08_42 | 20 | 29 | 08 | 42 | Indented bolts | 45-50-10/350 Indented bolts;
Pr_20_29_08_46 | 20 | 29 | 08 | 46 | Lag bolts
Pr_20_29_08_57 | 20 | 29 | 08 | 57 | Nylon gutter bolts | 90-05-35/455 Nylon gutter bolts;
Pr_20_29_08_66 | 20 | 29 | 08 | 66 | Preloaded bolt assemblies | 45-50-10/320 Carbon steel preloaded bolt assemblies;
Pr_20_29_08_78 | 20 | 29 | 08 | 78 | Shoulder bolts
Pr_20_29_08_83 | 20 | 29 | 08 | 83 | Stainless steel gutter bolts | 90-05-35/470 Stainless steel gutter bolts;
Pr_20_29_08_84 | 20 | 29 | 08 | 84 | Stainless steel hexagon headed nuts and bolts | 45-50-10/335 Hexagon head stainless steel nuts and bolts;
Pr_20_29_08_85 | 20 | 29 | 08 | 85 | Stainless steel hook bolts (J-bolts) | 45-50-10/345 Stainless steel hook bolts;
Pr_20_29_08_92 | 20 | 29 | 08 | 92 | U-bolts
Pr_20_29_10 | 20 | 29 | 10 |  | Bridge suspension cable accessories
Pr_20_29_10_11 | 20 | 29 | 10 | 11 | Cable sleeves | 45-70-10/350 Cable sleeves;
Pr_20_29_10_12 | 20 | 29 | 10 | 12 | Cable strand sockets | 45-70-10/340 Cable strand sockets;
Pr_20_29_10_13 | 20 | 29 | 10 | 13 | Cast steel anchorage couplers | 45-70-10/320 Cast steel anchorage couplers;
Pr_20_29_10_14 | 20 | 29 | 10 | 14 | Cast steel cable bands | 45-70-10/330 Cast steel cable bands;
Pr_20_29_10_15 | 20 | 29 | 10 | 15 | Cast steel saddles | 45-70-10/335 Cast steel saddles;
Pr_20_29_10_16 | 20 | 29 | 10 | 16 | Cast steel suspender sockets | 45-70-10/325 Cast steel suspender sockets;
Pr_20_29_10_21 | 20 | 29 | 10 | 21 | Dampers | 45-70-10/360 Dampers;
Pr_20_29_10_79 | 20 | 29 | 10 | 79 | Sleeve clamps | 45-70-10/355 Sleeve clamps;
Pr_20_29_14 | 20 | 29 | 14 |  | Clips, clamps and couplers
Pr_20_29_14_13 | 20 | 29 | 14 | 13 | Circlips
Pr_20_29_14_15 | 20 | 29 | 14 | 15 | Coupler connections | 45-50-70/352 Coupler connections;
Pr_20_29_14_16 | 20 | 29 | 14 | 16 | Colour pipe clips
Pr_20_29_14_17 | 20 | 29 | 14 | 17 | Copper clips | 45-50-17/310 Copper clips;
Pr_20_29_14_22 | 20 | 29 | 14 | 22 | Deck board clips | 45-50-17/320 Deck board clips;
Pr_20_29_14_24 | 20 | 29 | 14 | 24 | Drainage pipe clips
Pr_20_29_14_30 | 20 | 29 | 14 | 30 | Fence panel clips | 45-50-17/340 Fence panel clips;
Pr_20_29_14_31 | 20 | 29 | 14 | 31 | Floor clips
Pr_20_29_14_32 | 20 | 29 | 14 | 32 | Frame cramps | 45-50-50/320 Frame cramps;
Pr_20_29_14_33 | 20 | 29 | 14 | 33 | Glass panel fixing clips | 45-50-17/330 Glass panel fixing clips;
Pr_20_29_14_34 | 20 | 29 | 14 | 34 | Glass-to-glass clips
Pr_20_29_14_35 | 20 | 29 | 14 | 35 | Glass-to-wall clips
Pr_20_29_14_36 | 20 | 29 | 14 | 36 | Girder clamps
Pr_20_29_14_45 | 20 | 29 | 14 | 45 | Lift-off panel clips | 45-50-17/350 Lift off panel clips;
Pr_20_29_14_50 | 20 | 29 | 14 | 50 | Masonry cramps | 45-50-50/335 Masonry cramps and dowels;
Pr_20_29_14_68 | 20 | 29 | 14 | 68 | Push-fit panel clips | 45-50-17/360 Push fit panel clips;
Pr_20_29_14_76 | 20 | 29 | 14 | 76 | Security glazing clips | 45-50-17/370 Security glazing clips;
Pr_20_29_14_79 | 20 | 29 | 14 | 79 | Shackles
Pr_20_29_14_82 | 20 | 29 | 14 | 82 | Stainless steel spring clips | 45-50-17/380 Stainless steel spring clips;
Pr_20_29_14_84 | 20 | 29 | 14 | 84 | Standing seam fixed clips | 45-50-17/390 Standing seam fixed clips;
Pr_20_29_14_85 | 20 | 29 | 14 | 85 | Standing seam sliding clips | 45-50-17/400 Standing seam sliding clips;
Pr_20_29_14_86 | 20 | 29 | 14 | 86 | Steel clips | 45-50-17/410 Steel clips;
Pr_20_29_14_87 | 20 | 29 | 14 | 87 | Suspended ceiling clips | 45-50-17/420 Suspended ceiling clips;
Pr_20_29_14_90 | 20 | 29 | 14 | 90 | Truss clips | 45-50-50/435 Truss clips;
Pr_20_29_23 | 20 | 29 | 23 |  | Dowels and rods
Pr_20_29_23_11 | 20 | 29 | 23 | 11 | Carbon steel dowel bars | 45-75-42/400 Carbon steel dowel bar;
Pr_20_29_23_12 | 20 | 29 | 23 | 12 | Carbon steel rods | 45-50-20/340 Carbon steel rods;
Pr_20_29_23_22 | 20 | 29 | 23 | 22 | Dowel bar caps
Pr_20_29_23_23 | 20 | 29 | 23 | 23 | Dowel-retaining fasteners | 45-50-50/325 Dowel retaining fasteners;
Pr_20_29_23_30 | 20 | 29 | 23 | 30 | Fibre-reinforced plastics dowels | 45-50-20/310 Fibre reinforced plastics dowels;
Pr_20_29_23_36 | 20 | 29 | 23 | 36 | Hardwood dowels | 45-50-20/320 Hardwood dowels;
Pr_20_29_23_40 | 20 | 29 | 23 | 40 | Hot welding rods | 45-20-70/497 Hot welding rods;
Pr_20_29_23_50 | 20 | 29 | 23 | 50 | Masonry dowels | 45-50-50/335 Masonry cramps and dowels;
Pr_20_29_23_52 | 20 | 29 | 23 | 52 | Metal dowels, pins and rods | 45-50-20/325 Metal dowels, pins and rods;
Pr_20_29_23_65 | 20 | 29 | 23 | 65 | Plastics dowel bar cap | 45-75-42/420 Plastics dowel bar cap;
Pr_20_29_23_80 | 20 | 29 | 23 | 80 | Softwood dowels
Pr_20_29_23_83 | 20 | 29 | 23 | 83 | Stainless steel dowel bars | 45-75-42/430 Stainless steel dowel bar;
Pr_20_29_23_84 | 20 | 29 | 23 | 84 | Stainless steel rods | 45-50-20/350 Stainless steel rods;
Pr_20_29_23_92 | 20 | 29 | 23 | 92 | U-pins | 45-50-20/370 U pins;
Pr_20_29_29 | 20 | 29 | 29 |  | Ferrules and sleeves
Pr_20_29_29_23 | 20 | 29 | 29 | 23 | Dowel bar sleeves | 45-75-42/410 Plastics dowel sleeve;
Pr_20_29_29_29 | 20 | 29 | 29 | 29 | Ferrules | 45-50-65/330 Ferrules;
Pr_20_29_29_62 | 20 | 29 | 29 | 62 | Plastics pile sleeves | 45-60-60/380 Plastics pile sleeves;
Pr_20_29_29_66 | 20 | 29 | 29 | 66 | Pre-stressed reinforcement cable conduits
Pr_20_29_29_84 | 20 | 29 | 29 | 84 | Spacer sleeves | 45-50-65/380 Spacer sleeves;
Pr_20_29_29_96 | 20 | 29 | 29 | 96 | Wire-crimp ferrules
Pr_20_29_30 | 20 | 29 | 30 |  | Fixing lugs
Pr_20_29_30_11 | 20 | 29 | 30 | 11 | Cable fixing lugs
Pr_20_29_30_12 | 20 | 29 | 30 | 12 | Carbon steel fixing lugs | 45-50-65/340 Carbon steel fixing lugs;
Pr_20_29_30_24 | 20 | 29 | 30 | 24 | Door fixing lugs
Pr_20_29_30_31 | 20 | 29 | 30 | 31 | Furniture floor fixing lugs
Pr_20_29_30_32 | 20 | 29 | 30 | 32 | Furniture wall fixing lugs
Pr_20_29_30_96 | 20 | 29 | 30 | 96 | Window fixing lugs
Pr_20_29_31 | 20 | 29 | 31 |  | Flat and folded plate fasteners
Pr_20_29_31_08 | 20 | 29 | 31 | 08 | Bolted joint connectors | 45-50-50/400 Bolted joint connectors;
Pr_20_29_31_12 | 20 | 29 | 31 | 12 | Carbon steel nailing plates | 45-50-50/415 Carbon steel nailing plates;
Pr_20_29_31_13 | 20 | 29 | 31 | 13 | Carbon steel punched metal plate fasteners | 45-50-50/425 Carbon steel punched metal plate fasteners;
Pr_20_29_31_44 | 20 | 29 | 31 | 44 | Joist hangers | 45-50-50/410 Joist hangers;
Pr_20_29_31_52 | 20 | 29 | 31 | 52 | Mortise and tenon joint oak pegs | 45-50-50/440 Oak pegs for mortise and tenon joints in structural timber;
Pr_20_29_31_84 | 20 | 29 | 31 | 84 | Stainless steel nailing plates | 45-50-50/420 Stainless steel nailing plates;
Pr_20_29_31_85 | 20 | 29 | 31 | 85 | Stainless steel punched metal plate fasteners | 45-50-50/430 Stainless steel punched metal plate fasteners;
Pr_20_29_34 | 20 | 29 | 34 |  | Glass fixing plates, brackets and anchors
Pr_20_29_34_16 | 20 | 29 | 34 | 16 | Cast brass glass fixing brackets | 45-50-35/320 Cast brass brackets;
Pr_20_29_34_34 | 20 | 29 | 34 | 34 | Glass fin splice plates | 45-50-35/340 Glass fin splice plates;
Pr_20_29_34_35 | 20 | 29 | 34 | 35 | Glass patch plates | 45-50-35/310 Patch plates;
Pr_20_29_34_85 | 20 | 29 | 34 | 85 | Stainless steel glass block panel anchors | 45-50-35/370 Stainless steel glass block panel anchors;
Pr_20_29_34_86 | 20 | 29 | 34 | 86 | Stainless steel point connectors | 45-50-35/330 Stainless steel point connectors;
Pr_20_29_56 | 20 | 29 | 56 |  | Nails
Pr_20_29_56_02 | 20 | 29 | 56 | 02 | Aluminium nails | 45-50-60/320 Aluminium nails;
Pr_20_29_56_03 | 20 | 29 | 56 | 03 | Annular nails
Pr_20_29_56_11 | 20 | 29 | 56 | 11 | Carbon steel nails | 45-50-60/345 Carbon steel nails;
Pr_20_29_56_12 | 20 | 29 | 56 | 12 | Carbon steel wire nails | 45-50-60/325 Carbon steel wire nails;
Pr_20_29_56_14 | 20 | 29 | 56 | 14 | Clout head nails
Pr_20_29_56_15 | 20 | 29 | 56 | 15 | Copper nails | 45-50-60/330 Copper nails;
Pr_20_29_56_16 | 20 | 29 | 56 | 16 | Corrugated fasteners
Pr_20_29_56_19 | 20 | 29 | 56 | 19 | Cut clasp nails
Pr_20_29_56_20 | 20 | 29 | 56 | 20 | Cut floor brads
Pr_20_29_56_36 | 20 | 29 | 56 | 36 | Hardboard nails
Pr_20_29_56_48 | 20 | 29 | 56 | 48 | Lost head (round) nails
Pr_20_29_56_50 | 20 | 29 | 56 | 50 | Masonry nails
Pr_20_29_56_59 | 20 | 29 | 56 | 59 | Oval wire nails
Pr_20_29_56_60 | 20 | 29 | 56 | 60 | Panel pins
Pr_20_29_56_65 | 20 | 29 | 56 | 65 | Power driven nails | 45-50-60/335 Power driven nails;
Pr_20_29_56_78 | 20 | 29 | 56 | 78 | Shot-fire nails | 45-50-60/340 Shot-fire nails;
Pr_20_29_56_82 | 20 | 29 | 56 | 82 | Sprigs
Pr_20_29_56_83 | 20 | 29 | 56 | 83 | Spring-head roofing nails
Pr_20_29_56_84 | 20 | 29 | 56 | 84 | Square twisted nails
Pr_20_29_56_85 | 20 | 29 | 56 | 85 | Stainless steel nails | 45-50-60/350 Stainless steel nails;
Pr_20_29_56_86 | 20 | 29 | 56 | 86 | Staples | 45-50-60/450 Staples;
Pr_20_29_56_87 | 20 | 29 | 56 | 87 | Tacks
Pr_20_29_56_93 | 20 | 29 | 56 | 93 | Upholstery nails
Pr_20_29_57 | 20 | 29 | 57 |  | Nuts
Pr_20_29_57_01 | 20 | 29 | 57 | 01 | Acorn nuts
Pr_20_29_57_02 | 20 | 29 | 57 | 02 | Aerotite nuts
Pr_20_29_57_11 | 20 | 29 | 57 | 11 | Cage nuts
Pr_20_29_57_12 | 20 | 29 | 57 | 12 | Captive nuts
Pr_20_29_57_13 | 20 | 29 | 57 | 13 | Castle nuts
Pr_20_29_57_23 | 20 | 29 | 57 | 23 | Dome (cap) nuts
Pr_20_29_57_30 | 20 | 29 | 57 | 30 | Flange nuts
Pr_20_29_57_36 | 20 | 29 | 57 | 36 | Half nuts
Pr_20_29_57_37 | 20 | 29 | 57 | 37 | Heavy hex nuts
Pr_20_29_57_38 | 20 | 29 | 57 | 38 | Hex nuts
Pr_20_29_57_44 | 20 | 29 | 57 | 44 | Jam nuts
Pr_20_29_57_45 | 20 | 29 | 57 | 45 | K-lock nuts
Pr_20_29_57_50 | 20 | 29 | 57 | 50 | Manifold nuts
Pr_20_29_57_56 | 20 | 29 | 57 | 56 | Nylon-insert jam nuts
Pr_20_29_57_57 | 20 | 29 | 57 | 57 | Nylon-insert lock nuts
Pr_20_29_57_66 | 20 | 29 | 57 | 66 | Prevailing torque lock nuts
Pr_20_29_57_76 | 20 | 29 | 57 | 76 | Serrated flange nuts
Pr_20_29_57_80 | 20 | 29 | 57 | 80 | Slotted nuts
Pr_20_29_57_83 | 20 | 29 | 57 | 83 | Square nuts
Pr_20_29_57_84 | 20 | 29 | 57 | 84 | Stover nuts
Pr_20_29_57_85 | 20 | 29 | 57 | 85 | Stud connector (coupling) nuts
Pr_20_29_57_88 | 20 | 29 | 57 | 88 | Tee nuts
Pr_20_29_57_96 | 20 | 29 | 57 | 96 | Wing nuts
Pr_20_29_60 | 20 | 29 | 60 |  | Packings, washers and spacers
Pr_20_29_60_07 | 20 | 29 | 60 | 07 | Bituminous felt packers | 45-50-65/300 Bituminous felt packer;
Pr_20_29_60_17 | 20 | 29 | 60 | 17 | Crinkle washers
Pr_20_29_60_20 | 20 | 29 | 60 | 20 | Cup (finishing) washers | 45-50-65/320 Cups;
Pr_20_29_60_28 | 20 | 29 | 60 | 28 | External tooth lock (shake-proof) washers
Pr_20_29_60_29 | 20 | 29 | 60 | 29 | Fender washers
Pr_20_29_60_30 | 20 | 29 | 60 | 30 | Fibre washers
Pr_20_29_60_31 | 20 | 29 | 60 | 31 | Flat washers
Pr_20_29_60_32 | 20 | 29 | 60 | 32 | Formwork cover spacers | 45-50-30/450 Cover spacer;
Pr_20_29_60_34 | 20 | 29 | 60 | 34 | Grommets | 45-50-65/370 Grommets;
Pr_20_29_60_36 | 20 | 29 | 60 | 36 | Hardwood packers | 45-50-65/310 Hardwood packer;
Pr_20_29_60_37 | 20 | 29 | 60 | 37 | Hardwood wedges
Pr_20_29_60_42 | 20 | 29 | 60 | 42 | Internal tooth lock (shake-proof) washers
Pr_20_29_60_58 | 20 | 29 | 60 | 58 | Ogee washers
Pr_20_29_60_59 | 20 | 29 | 60 | 59 | Open push
Pr_20_29_60_60 | 20 | 29 | 60 | 60 | Packings | 45-50-65/360 Packings;
Pr_20_29_60_61 | 20 | 29 | 60 | 61 | Parallel circumferential packings
Pr_20_29_60_62 | 20 | 29 | 60 | 62 | Penny (dock) washers
Pr_20_29_60_63 | 20 | 29 | 60 | 63 | Plate (square) washers
Pr_20_29_60_64 | 20 | 29 | 60 | 64 | Plywood packers | 45-50-65/315 Plywood packer;
Pr_20_29_60_65 | 20 | 29 | 60 | 65 | Polyethylene packers | 45-50-65/305 Polyethylene packer;
Pr_20_29_60_70 | 20 | 29 | 60 | 70 | Rail packing shims
Pr_20_29_60_76 | 20 | 29 | 60 | 76 | Sealing washers
Pr_20_29_60_77 | 20 | 29 | 60 | 77 | Shims and folding wedges | 45-15-75/340 Steel shims and folding wedges;
Pr_20_29_60_81 | 20 | 29 | 60 | 81 | Softwood packs
Pr_20_29_60_82 | 20 | 29 | 60 | 82 | Softwood wedges
Pr_20_29_60_84 | 20 | 29 | 60 | 84 | Sprung (split lock) washers
Pr_20_29_60_87 | 20 | 29 | 60 | 87 | Tapered circumferential packings
Pr_20_29_60_96 | 20 | 29 | 60 | 96 | Washers | 45-50-65/420 Washers;
Pr_20_29_63 | 20 | 29 | 63 |  | Plugs
Pr_20_29_63_50 | 20 | 29 | 63 | 50 | Masonry plugs | 45-50-67/350 Masonry plugs;
Pr_20_29_63_63 | 20 | 29 | 63 | 63 | Plastics plugs | 45-50-67/340 Plastics plugs;
Pr_20_29_63_84 | 20 | 29 | 63 | 84 | Studded cavity drainage membrane plugs | 45-50-67/360 Plugs for studded cavity drainage membranes;
Pr_20_29_63_85 | 20 | 29 | 63 | 85 | Surface plugs and pellets | 45-50-67/330 Surface plugs or pellets;
Pr_20_29_70 | 20 | 29 | 70 |  | Rail fasteners
Pr_20_29_70_13 | 20 | 29 | 70 | 13 | Clamp brackets
Pr_20_29_70_29 | 20 | 29 | 70 | 29 | Fang spikes | 45-50-69/315 Fang spike;
Pr_20_29_70_31 | 20 | 29 | 70 | 31 | Fishplates | 45-50-69/350 Fishplate;
Pr_20_29_70_46 | 20 | 29 | 70 | 46 | Long defect fishplates
Pr_20_29_70_69 | 20 | 29 | 70 | 69 | Rail clamp assemblies
Pr_20_29_70_70 | 20 | 29 | 70 | 70 | Rail clip fasteners | 45-50-69/322 Rail clip fasteners;
Pr_20_29_70_71 | 20 | 29 | 70 | 71 | Rail spikes | 45-50-69/305 Rail spike;
Pr_20_29_70_72 | 20 | 29 | 70 | 72 | Rail joint clamps
Pr_20_29_70_76 | 20 | 29 | 70 | 76 | Screw spikes | 45-50-69/310 Screw spike;
Pr_20_29_70_80 | 20 | 29 | 70 | 80 | Slabtracks | 45-50-69/326 Slabtrack rail clip;
Pr_20_29_70_82 | 20 | 29 | 70 | 82 | Spring spikes | 45-50-69/320 Spring spike;
Pr_20_29_71 | 20 | 29 | 71 |  | Rivets
Pr_20_29_71_08 | 20 | 29 | 71 | 08 | Blind (pop) rivets | 45-50-15/310 Blind rivets;
Pr_20_29_71_24 | 20 | 29 | 71 | 24 | Drive rivets
Pr_20_29_71_30 | 20 | 29 | 71 | 30 | Flush rivets
Pr_20_29_71_31 | 20 | 29 | 71 | 31 | Friction
Pr_20_29_71_59 | 20 | 29 | 71 | 59 | Oscar rivets
Pr_20_29_71_76 | 20 | 29 | 71 | 76 | Self-pierce rivets
Pr_20_29_71_77 | 20 | 29 | 71 | 77 | Semi-tubular rivets | 45-50-15/350 Rivets;
Pr_20_29_71_81 | 20 | 29 | 71 | 81 | Solid rivets | 45-50-15/350 Rivets;
Pr_20_29_76 | 20 | 29 | 76 |  | Screws
Pr_20_29_76_11 | 20 | 29 | 76 | 11 | Carbon steel hexagon head screws | 45-50-60/405 Hexagon head carbon steel screws;
Pr_20_29_76_15 | 20 | 29 | 76 | 15 | Coach screws | 45-50-60/400 Coach screws;
Pr_20_29_76_28 | 20 | 29 | 76 | 28 | Eye lags
Pr_20_29_76_50 | 20 | 29 | 76 | 50 | Machine screws
Pr_20_29_76_65 | 20 | 29 | 76 | 65 | Plasterboard screws | 45-50-60/445 Plasterboard screws;
Pr_20_29_76_72 | 20 | 29 | 76 | 72 | Rigging screws
Pr_20_29_76_76 | 20 | 29 | 76 | 76 | Self-drilling sheet metal screws | 45-50-60/415 Self-drilling or self-tapping screws;
Pr_20_29_76_77 | 20 | 29 | 76 | 77 | Set screws | 45-50-60/425 Stainless steel set screws;
Pr_20_29_76_78 | 20 | 29 | 76 | 78 | Sheet metal screws
Pr_20_29_76_81 | 20 | 29 | 76 | 81 | Socket screws
Pr_20_29_76_85 | 20 | 29 | 76 | 85 | Stainless steel hexagon head screws | 45-50-60/410 Hexagon head stainless steel screws;
Pr_20_29_76_86 | 20 | 29 | 76 | 86 | Stainless steel screws
Pr_20_29_76_88 | 20 | 29 | 76 | 88 | Thread-cutting machine screws
Pr_20_29_76_98 | 20 | 29 | 76 | 98 | Wood screws | 45-50-60/440 Wood screws;
Pr_20_29_81 | 20 | 29 | 81 |  | Soil nails
Pr_20_29_81_11 | 20 | 29 | 81 | 11 | Carbon steel soil nails | 45-10-75/310 Carbon steel soil nails;
Pr_20_29_81_63 | 20 | 29 | 81 | 63 | Plastics soil nails | 45-10-75/320 Stainless steel soil nails;
Pr_20_29_81_84 | 20 | 29 | 81 | 84 | Stainless steel soil nails | 45-10-75/330 Plastics soil nails;
Pr_20_29_85 | 20 | 29 | 85 |  | Straw bale fixings
Pr_20_29_85_64 | 20 | 29 | 85 | 64 | Plastics sleeving | 45-50-50/470 Plastics sleeving;
Pr_20_29_85_65 | 20 | 29 | 85 | 65 | Polyester straps | 45-50-50/475 Polyester straps;
Pr_20_29_87 | 20 | 29 | 87 |  | Thatch roofing fasteners
Pr_20_29_87_36 | 20 | 29 | 87 | 36 | Hazel staples | 45-50-70/365 Hazel staples;
Pr_20_29_87_37 | 20 | 29 | 87 | 37 | Hazel sways | 45-50-70/370 Hazel sways;
Pr_20_29_87_52 | 20 | 29 | 87 | 52 | Metal sways | 45-50-70/380 Metal sways;
Pr_20_29_87_87 | 20 | 29 | 87 | 87 | Thatching hooks | 45-50-70/385 Thatching hooks;
Pr_20_29_87_96 | 20 | 29 | 87 | 96 | Willow sways | 45-50-70/375 Willow sways;
Pr_20_29_88 | 20 | 29 | 88 |  | Tile and fabric fasteners
Pr_20_29_88_26 | 20 | 29 | 88 | 26 | Edge beading | 45-50-70/354 Edge beading;
Pr_20_29_88_27 | 20 | 29 | 88 | 27 | Edge beading rails | 45-50-70/356 Edge beading rails;
Pr_20_29_88_31 | 20 | 29 | 88 | 31 | Forked roofing connectors | 45-50-70/350 Forked connectors;
Pr_20_29_88_37 | 20 | 29 | 88 | 37 | Hip irons | 45-50-70/395 Hip irons;
Pr_20_29_88_41 | 20 | 29 | 88 | 41 | Insulation fixing saddle clips | 45-50-70/410 Saddle clips for fixing insulation;
Pr_20_29_88_42 | 20 | 29 | 88 | 42 | Insulation fixing spikes | 45-50-70/400 Insulation fixing spikes;
Pr_20_29_88_43 | 20 | 29 | 88 | 43 | Insulation fixing straps | 45-50-70/405 Insulation fixing straps;
Pr_20_29_88_59 | 20 | 29 | 88 | 59 | Overlay fasteners | 45-50-70/315 Overlay fasteners;
Pr_20_29_88_70 | 20 | 29 | 88 | 70 | Roofing belts | 45-50-70/325 Belts;
Pr_20_29_88_71 | 20 | 29 | 88 | 71 | Roofing clamps | 45-50-70/330 Clamps;
Pr_20_29_88_72 | 20 | 29 | 88 | 72 | Roofing clamping plates | 45-50-70/335 Clamping plates;
Pr_20_29_88_73 | 20 | 29 | 88 | 73 | Roofing corner plates | 45-50-70/340 Corner plates;
Pr_20_29_88_74 | 20 | 29 | 88 | 74 | Roofing straps | 45-50-70/345 Straps;
Pr_20_29_88_75 | 20 | 29 | 88 | 75 | Roofing swags | 45-50-70/358 Swags;
Pr_20_29_97 | 20 | 29 | 97 |  | Welding joint fillers
Pr_20_29_97_09 | 20 | 29 | 97 | 09 | Brazing joint fillers
Pr_20_29_97_26 | 20 | 29 | 97 | 26 | Electric welding joint fillers
Pr_20_29_97_33 | 20 | 29 | 97 | 33 | Gas welding joint fillers
Pr_20_29_97_81 | 20 | 29 | 97 | 81 | Soldering joint fillers
Pr_20_31 | 20 | 31 |  |  | Formless structure and general products
Pr_20_31_01 | 20 | 31 | 01 |  | Additives
Pr_20_31_01_11 | 20 | 31 | 01 | 11 | Carbon steel fibres | 45-55-04/400 Carbon steel fibres;
Pr_20_31_01_32 | 20 | 31 | 01 | 32 | Glass fibres | 45-55-04/405 Glass fibres;
Pr_20_31_01_39 | 20 | 31 | 01 | 39 | Hydraulic road binders | 45-55-04/496 Hydraulic road binder;
Pr_20_31_01_75 | 20 | 31 | 01 | 75 | Polypropylene (PP) fibres
Pr_20_31_01_85 | 20 | 31 | 01 | 85 | Stainless steel fibres | 45-55-04/415 Stainless steel fibres;
Pr_20_31_01_86 | 20 | 31 | 01 | 86 | Synthetic fibres | 45-55-04/410 Polymer fibres;
Pr_20_31_02 | 20 | 31 | 02 |  | Adhesives and bonding compounds
Pr_20_31_02_02 | 20 | 31 | 02 | 02 | Acrylic anaerobic adhesives | 45-50-00/305 Acrylic anaerobic adhesives;
Pr_20_31_02_03 | 20 | 31 | 02 | 03 | Acrylic and methacrylate adhesives | 45-50-00/310 Acrylic and methacrylate adhesives;
Pr_20_31_02_04 | 20 | 31 | 02 | 04 | All-purpose pastes | 45-50-00/420 All purpose pastes;
Pr_20_31_02_06 | 20 | 31 | 02 | 06 | Bio-resin adhesives | 45-50-00/315 Bio-resin adhesives;
Pr_20_31_02_07 | 20 | 31 | 02 | 07 | Bitumen bonding compounds
Pr_20_31_02_08 | 20 | 31 | 02 | 08 | Bitumen-based bonding compounds | 45-50-00/400 Bitumen based bonding compounds;
Pr_20_31_02_09 | 20 | 31 | 02 | 09 | Bitumen rubber emulsion adhesives | 45-50-00/320 Bitumen rubber emulsion adhesives;
Pr_20_31_02_11 | 20 | 31 | 02 | 11 | Casein adhesives
Pr_20_31_02_12 | 20 | 31 | 02 | 12 | Cementitious adhesives | 45-50-00/325 Cementitious adhesives;
Pr_20_31_02_13 | 20 | 31 | 02 | 13 | Cementitious bonding compounds | 45-50-00/380 Cementitious bonding agents;
Pr_20_31_02_15 | 20 | 31 | 02 | 15 | Cold-applied bitumen bonding compounds | 45-55-12/360 Cold applied bitumen bonding compounds;
Pr_20_31_02_18 | 20 | 31 | 02 | 18 | Cold water pastes | 45-50-00/425 Cold water pastes;
Pr_20_31_02_21 | 20 | 31 | 02 | 21 | Damp-proof course joint sealer adhesives
Pr_20_31_02_26 | 20 | 31 | 02 | 26 | Epoxy resin-based adhesives | 45-50-00/330 Epoxy resin-based adhesives;
Pr_20_31_02_28 | 20 | 31 | 02 | 28 | Epoxy resin-based bonding compounds | 45-50-00/385 Epoxy resin-based bonding agents;
Pr_20_31_02_29 | 20 | 31 | 02 | 29 | Epoxy resin ballast glue
Pr_20_31_02_33 | 20 | 31 | 02 | 33 | Gilding size | 45-50-00/410 Gilding sizes;
Pr_20_31_02_35 | 20 | 31 | 02 | 35 | Gypsum-based adhesives | 45-50-00/335 Gypsum-based adhesives;
Pr_20_31_02_36 | 20 | 31 | 02 | 36 | Heavy duty pastes | 45-50-00/430 Heavy duty pastes;
Pr_20_31_02_37 | 20 | 31 | 02 | 37 | Hot-applied bitumen bonding compounds | 45-55-12/370 Hot applied bitumen bonding compounds;
Pr_20_31_02_38 | 20 | 31 | 02 | 38 | High-performance ready-mixed adhesives | 45-50-00/435 High performance, ready mixed adhesives;
Pr_20_31_02_50 | 20 | 31 | 02 | 50 | Masonry injection resin | 45-55-70/320 Injection resin;
Pr_20_31_02_52 | 20 | 31 | 02 | 52 | Modified silane (MS) polymer adhesives | 45-50-00/340 Modified silane (MS) polymer adhesives;
Pr_20_31_02_56 | 20 | 31 | 02 | 56 | Natural rubber-based and latex adhesives | 45-50-00/345 Natural rubber-based and latex adhesives;
Pr_20_31_02_57 | 20 | 31 | 02 | 57 | Non bitumen-based bonding compounds | 45-50-00/405 Non bitumen-based bonding compounds;
Pr_20_31_02_59 | 20 | 31 | 02 | 59 | Overlap and border adhesives | 45-50-00/437 Overlap and border adhesive;
Pr_20_31_02_60 | 20 | 31 | 02 | 60 | Parchment size | 45-35-84/450 Parchment size;
Pr_20_31_02_61 | 20 | 31 | 02 | 61 | Phenolic, resorcinol and formaldehyde | 45-50-00/350 Phenolic, resorcinolic and formaldehyde-based resin (PRF) thermosetting adhesives;
Pr_20_31_02_62 | 20 | 31 | 02 | 62 | Polyurethane (PUR) adhesives | 45-50-00/355 Polyurethane adhesives;
Pr_20_31_02_63 | 20 | 31 | 02 | 63 | Polyurethane (PUR) ballast reinforcement
Pr_20_31_02_64 | 20 | 31 | 02 | 64 | Polyurethane (PUR) based resin binders | 45-50-00/415 Polyurethane-based resin binders;
Pr_20_31_02_65 | 20 | 31 | 02 | 65 | Polyvinyl acetate (PVAc) adhesives | 45-50-00/360 Polyvinyl acetate (PVAc) adhesives;
Pr_20_31_02_66 | 20 | 31 | 02 | 66 | Polyvinyl acetate (PVAc) bonding compounds | 45-50-00/390 Polyvinyl acetate (PVAc) bonding agents;
Pr_20_31_02_71 | 20 | 31 | 02 | 71 | Resin binders | 45-55-12/400 Resin binders;
Pr_20_31_02_80 | 20 | 31 | 02 | 80 | Solvent-based synthetic rubber resin adhesives | 45-50-00/365 Solvent-based synthetic rubber resin adhesives;
Pr_20_31_02_81 | 20 | 31 | 02 | 81 | Solvent-free cellulose adhesives | 45-50-00/440 Solvent-free cellulose adhesives;
Pr_20_31_02_82 | 20 | 31 | 02 | 82 | Solvent-free synthetic rubber resin adhesives | 45-50-00/370 Solvent-free synthetic rubber resin adhesives;
Pr_20_31_02_83 | 20 | 31 | 02 | 83 | Solvent welding cement
Pr_20_31_02_84 | 20 | 31 | 02 | 84 | Styrene butadiene rubber (SBR) bonding compounds | 45-50-00/395 Styrene butadiene rubber (SBR) bonding agents;
Pr_20_31_02_85 | 20 | 31 | 02 | 85 | Synthetic bonding compounds | 45-35-50/370 Synthetic bonding compound;
Pr_20_31_02_94 | 20 | 31 | 02 | 94 | Vermiculite-based adhesives | 45-50-00/375 Vermiculite-based adhesives;
Pr_20_31_02_95 | 20 | 31 | 02 | 95 | Vinyl adhesives | 45-50-00/445 Vinyl adhesives;
Pr_20_31_02_97 | 20 | 31 | 02 | 97 | Welding paste and solvents | 45-55-08/420 Welding paste or solvent;
Pr_20_31_03 | 20 | 31 | 03 |  | Admixtures
Pr_20_31_03_01 | 20 | 31 | 03 | 01 | Adherence proofing concrete admixtures
Pr_20_31_03_02 | 20 | 31 | 03 | 02 | Air entraining and plasticizing concrete admixtures | 45-55-04/320 Air entraining/plasticizing admixture for concrete;
Pr_20_31_03_03 | 20 | 31 | 03 | 03 | Air entraining and plasticizing mortar and screed admixtures | 45-55-04/325 Air entraining/ plasticizing admixture for mortars and screeds;
Pr_20_31_03_15 | 20 | 31 | 03 | 15 | Concrete expanding agents
Pr_20_31_03_16 | 20 | 31 | 03 | 16 | Concrete foaming agents | 45-55-04/330 Foaming agent for concrete;
Pr_20_31_03_17 | 20 | 31 | 03 | 17 | Corrosion inhibiting admixtures | 45-55-04/392 Corrosion inhibiting admixture;
Pr_20_31_03_31 | 20 | 31 | 03 | 31 | Frostproofing concrete admixtures
Pr_20_31_03_36 | 20 | 31 | 03 | 36 | Hardening and accelerating concrete admixtures | 45-55-04/335 Hardening accelerating admixture for concrete;
Pr_20_31_03_38 | 20 | 31 | 03 | 38 | High range water reducing and superplasticizing concrete admixtures | 45-55-04/340 High range water reducing/ superplasticizing admixture for concrete;
Pr_20_31_03_52 | 20 | 31 | 03 | 52 | Mid-range water reducing and super plasticizing concrete admixtures | 45-55-04/342 Mid range water reducing/ superplasticizing admixture for concrete;
Pr_20_31_03_58 | 20 | 31 | 03 | 58 | Oil proofing concrete admixtures
Pr_20_31_03_64 | 20 | 31 | 03 | 64 | Polymer admixtures | 45-55-04/367 Polymer admixture;
Pr_20_31_03_76 | 20 | 31 | 03 | 76 | Set-accelerating concrete admixtures | 45-55-04/345 Set accelerating admixture for concrete;
Pr_20_31_03_77 | 20 | 31 | 03 | 77 | Set-accelerating, water reducing and plasticizing concrete admixtures | 45-55-04/350 Set accelerating/ water reducing/ plasticizing admixture for concrete;
Pr_20_31_03_78 | 20 | 31 | 03 | 78 | Set-retarding concrete, mortar and plaster admixtures | 45-55-04/355 Set retarding admixture for concrete, mortar and plaster;
Pr_20_31_03_79 | 20 | 31 | 03 | 79 | Set-retarding, high range water reducing and superplasticizing concrete admixtures | 45-55-04/365 Set retarding/ high range water reducing/ superplasticizing admixture for concrete;
Pr_20_31_03_80 | 20 | 31 | 03 | 80 | Set-retarding, water reducing and plasticizing concrete admixtures | 45-55-04/360 Set retarding/ water reducing/ plasticizing admixture for concrete;
Pr_20_31_03_84 | 20 | 31 | 03 | 84 | Sprayed concrete admixtures | 45-55-04/315 Admixtures for sprayed concrete;
Pr_20_31_03_94 | 20 | 31 | 03 | 94 | Viscosity modifying admixtures | 45-55-04/390 Viscosity modifying admixture;
Pr_20_31_03_95 | 20 | 31 | 03 | 95 | Waterproofing concrete admixtures
Pr_20_31_03_96 | 20 | 31 | 03 | 96 | Waterproofing mortar admixtures | 45-55-04/385 Waterproofing admixture;
Pr_20_31_03_97 | 20 | 31 | 03 | 97 | Water-reducing and plasticizing concrete admixtures | 45-55-04/370 Water reducing/plasticizing admixture for concrete;
Pr_20_31_03_98 | 20 | 31 | 03 | 98 | Water-retaining concrete admixtures | 45-55-04/380 Water retaining admixture for concrete;
Pr_20_31_04 | 20 | 31 | 04 |  | Aggregates
Pr_20_31_04_01 | 20 | 31 | 04 | 01 | Air cooled steel slag | 45-55-06/370 Air cooled steel slag;
Pr_20_31_04_02 | 20 | 31 | 04 | 02 | All-in normal and heavyweight aggregates | 45-55-06/312 All-in normal and heavyweight aggregates for concrete;
Pr_20_31_04_04 | 20 | 31 | 04 | 04 | Armourstone coarse aggregates | 45-55-06/310 Armourstone coarse aggregates;
Pr_20_31_04_05 | 20 | 31 | 04 | 05 | Barytes aggregates
Pr_20_31_04_06 | 20 | 31 | 04 | 06 | Base, bed and fill all-in aggregates | 45-55-06/304 All-in aggregates for bases, beds and fill;
Pr_20_31_04_07 | 20 | 31 | 04 | 07 | Base, bed and fill coarse aggregates | 45-55-06/306 Coarse aggregates for bases, beds and fill;
Pr_20_31_04_08 | 20 | 31 | 04 | 08 | Base, bed and fill fine aggregates | 45-55-06/308 Fine aggregates for bases, beds and fill;
Pr_20_31_04_09 | 20 | 31 | 04 | 09 | Blinding coarse aggregates | 45-55-06/332 Coarse aggregates for blinding;
Pr_20_31_04_10 | 20 | 31 | 04 | 10 | Blinding fine aggregates | 45-55-06/334 Fine aggregates for blinding;
Pr_20_31_04_11 | 20 | 31 | 04 | 11 | Bonded surfacing decorative aggregates | 45-55-06/340 Decorative aggregates for bonded surfacing;
Pr_20_31_04_13 | 20 | 31 | 04 | 13 | Coarse general aggregates | 45-55-06/346 Coarse general aggregates;
Pr_20_31_04_15 | 20 | 31 | 04 | 15 | Coarse lightweight aggregates for concrete and mortar | 45-55-06/318 Coarse lightweight aggregates for concrete and mortar;
Pr_20_31_04_16 | 20 | 31 | 04 | 16 | Coarse normal and heavyweight aggregates | 45-55-06/314 Coarse normal and heavyweight aggregates for concrete;
Pr_20_31_04_20 | 20 | 31 | 04 | 20 | Crushed stone aggregates
Pr_20_31_04_25 | 20 | 31 | 04 | 25 | Expanded clay lightweight aggregates | 45-55-06/352 Lightweight general aggregates;
Pr_20_31_04_26 | 20 | 31 | 04 | 26 | Expanded glass aggregates
Pr_20_31_04_27 | 20 | 31 | 04 | 27 | Expanded slag aggregates
Pr_20_31_04_28 | 20 | 31 | 04 | 28 | Expanded slate aggregates
Pr_20_31_04_29 | 20 | 31 | 04 | 29 | Fine aggregates | 45-55-06/365 Fine aggregates for water filtration;
Pr_20_31_04_30 | 20 | 31 | 04 | 30 | Fine general aggregates | 45-55-06/348 Fine general aggregates;
Pr_20_31_04_31 | 20 | 31 | 04 | 31 | Fine lightweight aggregates for concrete and mortar | 45-55-06/320 Fine lightweight aggregates for concrete and mortar;
Pr_20_31_04_32 | 20 | 31 | 04 | 32 | Fine normal and heavyweight aggregates | 45-55-06/316 Fine normal and heavyweight aggregates for concrete;
Pr_20_31_04_35 | 20 | 31 | 04 | 35 | Granular cork aggregates
Pr_20_31_04_42 | 20 | 31 | 04 | 42 | Iron ore aggregates
Pr_20_31_04_44 | 20 | 31 | 04 | 44 | Jointing fine aggregates | 45-55-06/336 Fine aggregates for jointing;
Pr_20_31_04_46 | 20 | 31 | 04 | 46 | Laying course fine aggregates | 45-55-06/330 Fine aggregates for laying courses;
Pr_20_31_04_48 | 20 | 31 | 04 | 48 | Loose surfacing decorative aggregates | 45-55-06/342 Decorative aggregates for loose surfacing;
Pr_20_31_04_51 | 20 | 31 | 04 | 51 | Mortar aggregates | 45-55-06/322 All-in aggregates for mortars;
Pr_20_31_04_52 | 20 | 31 | 04 | 52 | Mortar coarse aggregates | 45-55-06/324 Coarse aggregates for mortars;
Pr_20_31_04_53 | 20 | 31 | 04 | 53 | Mortar fine aggregates | 45-55-06/326 Fine aggregates for mortars;
Pr_20_31_04_56 | 20 | 31 | 04 | 56 | Natural stone aggregates | 45-55-06/310 Armourstone coarse aggregates;
Pr_20_31_04_57 | 20 | 31 | 04 | 57 | Natural stone dusts | 45-55-06/327 Natural stone dust;
Pr_20_31_04_59 | 20 | 31 | 04 | 59 | Oyster shells | 45-55-18/445 Oyster shells;
Pr_20_31_04_60 | 20 | 31 | 04 | 60 | Pea gravel
Pr_20_31_04_61 | 20 | 31 | 04 | 61 | Perlite aggregates | 45-55-06/352 Lightweight general aggregates;
Pr_20_31_04_62 | 20 | 31 | 04 | 62 | Permeable laying course aggregates | 45-55-06/328 Aggregates for permeable laying courses;
Pr_20_31_04_71 | 20 | 31 | 04 | 71 | Recycled lightweight aggregates | 45-55-06/352 Lightweight general aggregates;
Pr_20_31_04_72 | 20 | 31 | 04 | 72 | Recycled rubber granules | 45-55-06/350 Recycled rubber granules;
Pr_20_31_04_77 | 20 | 31 | 04 | 77 | Scrap iron aggregates
Pr_20_31_04_79 | 20 | 31 | 04 | 79 | Single sized aggregates | 45-55-06/360 Single sized aggregates for biological filtration;
Pr_20_31_04_80 | 20 | 31 | 04 | 80 | Soil amelioration aggregates | 45-55-06/338 Aggregates for soil amelioration;
Pr_20_31_04_85 | 20 | 31 | 04 | 85 | Surface dressing aggregates | 45-55-06/302 Aggregates for surface dressings;
Pr_20_31_04_86 | 20 | 31 | 04 | 86 | Surface treatment fine aggregates | 45-55-06/344 Fine aggregates for surface treatment;
Pr_20_31_04_94 | 20 | 31 | 04 | 94 | Vermiculite aggregates | 45-55-06/352 Lightweight general aggregates;
Pr_20_31_12 | 20 | 31 | 12 |  | Cements and limes
Pr_20_31_12_11 | 20 | 31 | 12 | 11 | Calcium aluminate cements | 45-55-18/310 Calcium aluminate cement;
Pr_20_31_12_13 | 20 | 31 | 12 | 13 | Cement/cement replacement materials | 45-55-18/320 Cement/cement replacement materials;
Pr_20_31_12_39 | 20 | 31 | 12 | 39 | Hydraulic limes | 45-55-18/430 Lime with hydraulic properties;
Pr_20_31_12_50 | 20 | 31 | 12 | 50 | Masonry cements | 45-55-18/340 Masonry cement;
Pr_20_31_12_57 | 20 | 31 | 12 | 57 | Non-hydraulic lime putties | 45-55-18/450 Ready prepared non-hydraulic lime putty;
Pr_20_31_12_58 | 20 | 31 | 12 | 58 | Non-hydraulic limes | 45-55-18/440 Non-hydraulic lime;
Pr_20_31_12_60 | 20 | 31 | 12 | 60 | Portland cements | 45-55-18/350 Portland cement;
Pr_20_31_12_86 | 20 | 31 | 12 | 86 | Sulfate-resisting Portland cements | 45-55-18/360 Sulfate-resisting Portland cement;
Pr_20_31_16 | 20 | 31 | 16 |  | Concretes
Pr_20_31_16_12 | 20 | 31 | 16 | 12 | Cement-bound granular mixtures | 45-55-20/310 Cement bound granular mixtures;
Pr_20_31_16_21 | 20 | 31 | 16 | 21 | Designated concrete | 45-55-20/330 Designated concrete;
Pr_20_31_16_22 | 20 | 31 | 16 | 22 | Designed concrete | 45-55-20/325 Designed concrete;
Pr_20_31_16_29 | 20 | 31 | 16 | 29 | Fine bedding concretes | 45-55-20/390 Ready-to-use fine concrete for bedding;
Pr_20_31_16_30 | 20 | 31 | 16 | 30 | Fly ash bound mixtures | 45-55-20/312 Fly ash bound mixtures;
Pr_20_31_16_31 | 20 | 31 | 16 | 31 | Foamed concrete | 45-55-10/370 Polymer modified levelling screed mix;
Pr_20_31_16_37 | 20 | 31 | 16 | 37 | High strength concrete | 45-55-10/370 Polymer modified levelling screed mix;
Pr_20_31_16_39 | 20 | 31 | 16 | 39 | Hydraulic road binder bound mixtures | 45-55-20/316 Hydraulic road binder bound mixtures;
Pr_20_31_16_66 | 20 | 31 | 16 | 66 | Pre-blended concretes | 45-55-20/340 Pre-blended concrete;
Pr_20_31_16_67 | 20 | 31 | 16 | 67 | Prescribed concrete | 45-55-20/335 Prescribed concrete;
Pr_20_31_16_68 | 20 | 31 | 16 | 68 | Proprietary concretes | 45-55-20/370 Proprietary concrete;
Pr_20_31_16_70 | 20 | 31 | 16 | 70 | Resin concretes
Pr_20_31_16_72 | 20 | 31 | 16 | 72 | Roman concretes
Pr_20_31_16_76 | 20 | 31 | 16 | 76 | Self-compacting concretes | 45-55-10/370 Polymer modified levelling screed mix;
Pr_20_31_16_78 | 20 | 31 | 16 | 78 | Slag bound mixtures | 45-55-20/314 Slag bound mixtures;
Pr_20_31_16_80 | 20 | 31 | 16 | 80 | Small-area repair concretes | 45-55-20/320 Concrete for small area repairs;
Pr_20_31_16_84 | 20 | 31 | 16 | 84 | Sprayed concretes
Pr_20_31_16_85 | 20 | 31 | 16 | 85 | Standardized prescribed concrete | 45-55-20/400 Standardized prescribed concrete;
Pr_20_31_16_92 | 20 | 31 | 16 | 92 | Ultra high performance concrete | 45-55-10/370 Polymer modified levelling screed mix;
Pr_20_31_35 | 20 | 31 | 35 |  | Granules and powders
Pr_20_31_35_11 | 20 | 31 | 35 | 11 | Carborundum
Pr_20_31_35_22 | 20 | 31 | 35 | 22 | Diatomaceous earth
Pr_20_31_35_30 | 20 | 31 | 35 | 30 | Fly ash | 45-55-04/440 Fly ash;
Pr_20_31_35_33 | 20 | 31 | 35 | 33 | Granulated blast furnace slag | 45-55-04/492 Granulated blast furnace slag;
Pr_20_31_35_34 | 20 | 31 | 35 | 34 | Ground granulated blast furnace slag | 45-55-04/445 Ground granulated blast furnace slag;
Pr_20_31_35_35 | 20 | 31 | 35 | 35 | Gypsum | 45-55-04/490 Gypsum;
Pr_20_31_35_47 | 20 | 31 | 35 | 47 | Limestone fines | 45-55-04/450 Limestone fines;
Pr_20_31_35_50 | 20 | 31 | 35 | 50 | Marble dust | 45-55-04/455 Marble dust;
Pr_20_31_35_51 | 20 | 31 | 35 | 51 | Metakaolin | 45-55-04/460 Metakaolin;
Pr_20_31_35_52 | 20 | 31 | 35 | 52 | Microsilica
Pr_20_31_35_53 | 20 | 31 | 35 | 53 | Mineral pigments | 45-55-04/465 Pigments;
Pr_20_31_35_56 | 20 | 31 | 35 | 56 | Natural pozzolan
Pr_20_31_35_60 | 20 | 31 | 35 | 60 | Partially ground granulated blast furnace slag | 45-55-04/494 Partially ground granulated blast furnace slag;
Pr_20_31_35_62 | 20 | 31 | 35 | 62 | Plaster of Paris | 45-55-04/470 Plaster of Paris;
Pr_20_31_35_75 | 20 | 31 | 35 | 75 | Sawdust
Pr_20_31_35_81 | 20 | 31 | 35 | 81 | Silica fume | 45-55-04/475 Silica fume;
Pr_20_31_35_82 | 20 | 31 | 35 | 82 | Sintered pulverized fuel ash
Pr_20_31_35_86 | 20 | 31 | 35 | 86 | Synthetic foam granules
Pr_20_31_53 | 20 | 31 | 53 |  | Mortars and grouts
Pr_20_31_53_08 | 20 | 31 | 53 | 08 | Brick slip adhesive mortars | 45-55-50/300 Brick slip adhesive mortar;
Pr_20_31_53_10 | 20 | 31 | 53 | 10 | Cement gauged designed mortars | 45-55-50/302 Cement gauged designed mix mortar;
Pr_20_31_53_11 | 20 | 31 | 53 | 11 | Cement gauged prescribed mix mortars | 45-55-50/303 Cement gauged prescribed mix mortar;
Pr_20_31_53_12 | 20 | 31 | 53 | 12 | Cementitious and reaction resin grouts | 45-55-50/400 Cementitious and reaction resin grout;
Pr_20_31_53_13 | 20 | 31 | 53 | 13 | Cementitious grouts | 45-55-50/405 Cementitious grout;
Pr_20_31_53_14 | 20 | 31 | 53 | 14 | Cementitious tanking mortars | 45-55-50/305 Cementitious tanking mortar;
Pr_20_31_53_15 | 20 | 31 | 53 | 15 | Concrete repair mortars | 45-55-50/350 Repair mortar for concrete;
Pr_20_31_53_18 | 20 | 31 | 53 | 18 | Crystallization active slurry mortars | 45-55-50/460 Crystallization active slurry mortar;
Pr_20_31_53_26 | 20 | 31 | 53 | 26 | Epoxy mortars | 45-55-50/310 Epoxy mortar;
Pr_20_31_53_27 | 20 | 31 | 53 | 27 | Epoxy resin grouts | 45-55-50/410 Epoxy resin grout;
Pr_20_31_53_28 | 20 | 31 | 53 | 28 | Epoxy resin-modified cementitious slurries | 45-55-50/465 Epoxy resin-modified cementitious slurry;
Pr_20_31_53_30 | 20 | 31 | 53 | 30 | Fibre-reinforced polymer-modified cementitious mortars | 45-55-50/315 Fibre-reinforced polymer-modified cementitious mortar;
Pr_20_31_53_31 | 20 | 31 | 53 | 31 | Fire-resisting mortars | 45-55-50/320 Fire resisting mortar;
Pr_20_31_53_32 | 20 | 31 | 53 | 32 | General purpose cement:sand mortars
Pr_20_31_53_33 | 20 | 31 | 53 | 33 | Glass block jointing mortars | 45-55-50/490 Glass block jointing mortar;
Pr_20_31_53_34 | 20 | 31 | 53 | 34 | Glass block pointing mortars | 45-55-50/495 Glass block pointing mortar;
Pr_20_31_53_39 | 20 | 31 | 53 | 39 | Hydraulic lime mortars | 45-55-50/347 Premixed hydraulic lime mortar;
Pr_20_31_53_40 | 20 | 31 | 53 | 40 | Injection grouts | 45-55-50/450 Injection grout;
Pr_20_31_53_41 | 20 | 31 | 53 | 41 | Injection mortar damp-proof courses | 45-25-20/390 Rising damp injection materials;
Pr_20_31_53_42 | 20 | 31 | 53 | 42 | Injection mortars | 45-55-50/380 Injection mortar;
Pr_20_31_53_43 | 20 | 31 | 53 | 43 | Intumescent mortars | 45-55-50/325 Intumescent mortar;
Pr_20_31_53_47 | 20 | 31 | 53 | 47 | Lightweight masonry mortars | 45-55-50/326 Lightweight masonry mortar;
Pr_20_31_53_50 | 20 | 31 | 53 | 50 | Masonry grout | 45-55-50/415 Masonry grout;
Pr_20_31_53_52 | 20 | 31 | 53 | 52 | Metal anchor and fixings grouts | 45-55-50/420 Metal fixings and anchors grout;
Pr_20_31_53_54 | 20 | 31 | 53 | 54 | Mortar repair mortar | 45-55-50/327 Mortar repairs mortar;
Pr_20_31_53_60 | 20 | 31 | 53 | 60 | Paving jointing mortars | 45-55-50/330 Paving jointing mortar;
Pr_20_31_53_61 | 20 | 31 | 53 | 61 | Paving laying course mortars | 45-55-50/335 Paving laying course mortar;
Pr_20_31_53_62 | 20 | 31 | 53 | 62 | Paving unit priming slurry mortars | 45-55-50/340 Paving unit priming slurry mortar;
Pr_20_31_53_64 | 20 | 31 | 53 | 64 | Polyester resin grouts | 45-55-50/425 Polyester resin grout;
Pr_20_31_53_65 | 20 | 31 | 53 | 65 | Polymer-modified cementitious mortars | 45-55-50/345 Polymer-modified cementitious mortar;
Pr_20_31_53_66 | 20 | 31 | 53 | 66 | Polymer-modified cementitious slurries | 45-55-50/470 Polymer-modified cementitious slurry;
Pr_20_31_53_71 | 20 | 31 | 53 | 71 | Resin grouts | 45-55-50/430 Resin grout;
Pr_20_31_53_76 | 20 | 31 | 53 | 76 | Self-hardening slurry mixes | 45-55-50/475 Self-hardening slurry mix;
Pr_20_31_53_79 | 20 | 31 | 53 | 79 | Silica grout
Pr_20_31_53_88 | 20 | 31 | 53 | 88 | Thin-layer mortars | 45-55-50/355 Thin layer mortar;
Pr_20_31_53_90 | 20 | 31 | 53 | 90 | Thixotropic resin grouts | 45-55-50/435 Thixotropic resin grout;
Pr_20_31_53_96 | 20 | 31 | 53 | 96 | Waterproof mortars | 45-55-50/360 Waterproof mortar;
Pr_20_31_56 | 20 | 31 | 56 |  | Natural resins
Pr_20_31_56_11 | 20 | 31 | 56 | 11 | Balsam resins
Pr_20_31_56_13 | 20 | 31 | 56 | 13 | Benzoin resins
Pr_20_31_56_16 | 20 | 31 | 56 | 16 | Copal resins
Pr_20_31_56_21 | 20 | 31 | 56 | 21 | Damar resins
Pr_20_31_56_46 | 20 | 31 | 56 | 46 | Lacquer resins
Pr_20_31_56_50 | 20 | 31 | 56 | 50 | Mastic resins
Pr_20_31_56_77 | 20 | 31 | 56 | 77 | Shellac resins
Pr_20_31_56_91 | 20 | 31 | 56 | 91 | Turpentine resins
Pr_20_31_86 | 20 | 31 | 86 |  | Synthetic resins
Pr_20_31_86_01 | 20 | 31 | 86 | 01 | Acetal resins
Pr_20_31_86_02 | 20 | 31 | 86 | 02 | Acrylic resins | 45-55-70/360 Surfacing resin;
Pr_20_31_86_03 | 20 | 31 | 86 | 03 | Acrylonitrile butadiene styrene (ABS) resins
Pr_20_31_86_04 | 20 | 31 | 86 | 04 | Alkyd resins
Pr_20_31_86_27 | 20 | 31 | 86 | 27 | Epoxy resins | 45-55-70/365 Epoxy resin;
Pr_20_31_86_28 | 20 | 31 | 86 | 28 | Ethylene vinyl acetate (EVA) resins
Pr_20_31_86_46 | 20 | 31 | 86 | 46 | Liquid crystal polymer resins
Pr_20_31_86_48 | 20 | 31 | 86 | 48 | Long-fibre reinforced plastics resins
Pr_20_31_86_51 | 20 | 31 | 86 | 51 | Melamine formaldehyde (MF) resins
Pr_20_31_86_58 | 20 | 31 | 86 | 58 | Phenol formaldehyde (PF) resins | 45-55-70/330 Resins for GRP units;
Pr_20_31_86_59 | 20 | 31 | 86 | 59 | Polyamide (PA) resins
Pr_20_31_86_60 | 20 | 31 | 86 | 60 | Polycarbonate resins
Pr_20_31_86_61 | 20 | 31 | 86 | 61 | Polyester resins | 45-55-70/330 Resins for GRP units;
Pr_20_31_86_62 | 20 | 31 | 86 | 62 | Polyethylene (PE) resins
Pr_20_31_86_63 | 20 | 31 | 86 | 63 | Polyethylene terephthalate (PET) resins
Pr_20_31_86_64 | 20 | 31 | 86 | 64 | Polyphenylene sulfide resins
Pr_20_31_86_65 | 20 | 31 | 86 | 65 | Polypropylene resins
Pr_20_31_86_66 | 20 | 31 | 86 | 66 | Polystyrene (PS) resins
Pr_20_31_86_67 | 20 | 31 | 86 | 67 | Polyurethane (PU) resins | 45-55-70/360 Surfacing resin;
Pr_20_31_86_68 | 20 | 31 | 86 | 68 | Polyvinyl chloride (PVC) resins
Pr_20_31_86_77 | 20 | 31 | 86 | 77 | Silicone resins
Pr_20_31_86_88 | 20 | 31 | 86 | 88 | Thermoplastic elastomer (TPE) resins
Pr_20_31_86_92 | 20 | 31 | 86 | 92 | Unsaturated polyester (UP) resins
Pr_20_31_86_93 | 20 | 31 | 86 | 93 | Urea formaldehyde (UF) resins
Pr_20_31_86_94 | 20 | 31 | 86 | 94 | Vinyl ester resins | 45-55-70/330 Resins for GRP units;
Pr_20_65 | 20 | 65 |  |  | Prefabricated buildings and structures
Pr_20_65_34 | 20 | 65 | 34 |  | Glazed structures
Pr_20_65_34_34 | 20 | 65 | 34 | 34 | Glazed enclosures | 45-05-60/340 Glazed structures;
Pr_20_65_34_51 | 20 | 65 | 34 | 51 | Metal framed structures | 45-05-60/350 Metal framed structures;
Pr_20_65_34_72 | 20 | 65 | 34 | 72 | Roof lanterns | 45-05-60/345 Roof lanterns;
Pr_20_65_60 | 20 | 65 | 60 |  | Panelled and framed structures
Pr_20_65_60_15 | 20 | 65 | 60 | 15 | Concrete panelled buildings | 45-05-60/355 Concrete panelled building;
Pr_20_65_60_17 | 20 | 65 | 60 | 17 | Cross laminated timber (CLT) panelled buildings | 45-05-60/360 Cross laminated timber (CLT) panelled building;
Pr_20_65_60_47 | 20 | 65 | 60 | 47 | Light gauge steel floors and roofs | 45-05-60/380 Light gauge steel floors and roofs;
Pr_20_65_60_48 | 20 | 65 | 60 | 48 | Light gauge steel frame walls | 45-05-60/375 Light gauge steel frame walls;
Pr_20_65_60_60 | 20 | 65 | 60 | 60 | Packaged components | 45-05-60/390 Integral components;
Pr_20_65_60_84 | 20 | 65 | 60 | 84 | Structural insulated panels (SIPs) | 45-05-60/385 Structural insulated panels (SIPs);
Pr_20_65_60_88 | 20 | 65 | 60 | 88 | Timber frame floors and roofs | 45-05-60/370 Timber frame floors and roofs;
Pr_20_65_60_89 | 20 | 65 | 60 | 89 | Timber frame panels | 45-05-60/365 Timber frame panels;
Pr_20_65_78 | 20 | 65 | 78 |  | Shelters
Pr_20_65_78_15 | 20 | 65 | 78 | 15 | Composite panelled shelters | 45-05-75/330 Composite panelled shelters;
Pr_20_65_78_34 | 20 | 65 | 78 | 34 | Glazed shelters | 45-05-75/310 Glazed shelters;
Pr_20_65_78_58 | 20 | 65 | 78 | 58 | Open sided shelters | 45-05-75/315 Open sided shelters;
Pr_20_65_78_77 | 20 | 65 | 78 | 77 | Semi closed shelters | 45-05-75/320 Semi closed shelters;
Pr_20_65_78_88 | 20 | 65 | 78 | 88 | Timber framed and panelled shelters | 45-05-75/325 Timber framed and panelled shelters;
Pr_20_76 | 20 | 76 |  |  | Sectional products
Pr_20_76_06 | 20 | 76 | 06 |  | Balusters and newel posts
Pr_20_76_06_03 | 20 | 76 | 06 | 03 | Aluminium balusters and newel posts
Pr_20_76_06_11 | 20 | 76 | 06 | 11 | Carbon steel balusters and newel posts
Pr_20_76_06_12 | 20 | 76 | 06 | 12 | Cast iron balusters and newel posts
Pr_20_76_06_16 | 20 | 76 | 06 | 16 | Concrete balusters and newel posts
Pr_20_76_06_36 | 20 | 76 | 06 | 36 | Hardwood balusters and newel posts
Pr_20_76_06_63 | 20 | 76 | 06 | 63 | Plastics balusters and newel posts
Pr_20_76_06_80 | 20 | 76 | 06 | 80 | Softwood balusters and newel posts
Pr_20_76_06_83 | 20 | 76 | 06 | 83 | Stainless steel balusters and newel posts
Pr_20_76_06_86 | 20 | 76 | 06 | 86 | Stone balusters and newel posts | 45-30-75/330 Manufactured stone balusters;
Pr_20_76_06_88 | 20 | 76 | 06 | 88 | Timber spindles | 45-30-75/345 Timber spindles;
Pr_20_76_08 | 20 | 76 | 08 |  | Bollards and impact protectors
Pr_20_76_08_02 | 20 | 76 | 08 | 02 | Aluminium alloy bollards | 45-25-15/301 Aluminium alloy bollards;
Pr_20_76_08_03 | 20 | 76 | 08 | 03 | Aluminium alloy hinged bollards | 45-25-15/321 Aluminium alloy hinged bollards;
Pr_20_76_08_04 | 20 | 76 | 08 | 04 | Aluminium alloy telescopic bollards | 45-25-15/341 Aluminium alloy telescopic bollards;
Pr_20_76_08_10 | 20 | 76 | 08 | 10 | Carbon steel bollards | 45-25-15/303 Carbon steel bollards;
Pr_20_76_08_11 | 20 | 76 | 08 | 11 | Carbon steel hinged bollards | 45-25-15/323 Carbon steel hinged bollards;
Pr_20_76_08_12 | 20 | 76 | 08 | 12 | Carbon steel rising bollards | 45-25-15/331 Carbon steel rising bollards;
Pr_20_76_08_13 | 20 | 76 | 08 | 13 | Carbon steel telescopic bollards | 45-25-15/343 Carbon steel telescopic bollards;
Pr_20_76_08_14 | 20 | 76 | 08 | 14 | Cast iron bollards | 45-25-15/305 Cast iron bollards;
Pr_20_76_08_15 | 20 | 76 | 08 | 15 | Collapsible metal bollards
Pr_20_76_08_16 | 20 | 76 | 08 | 16 | Collapsible polymer bollards
Pr_20_76_08_17 | 20 | 76 | 08 | 17 | Collapsible timber bollards
Pr_20_76_08_18 | 20 | 76 | 08 | 18 | Composite bollards
Pr_20_76_08_19 | 20 | 76 | 08 | 19 | Concrete bollards
Pr_20_76_08_20 | 20 | 76 | 08 | 20 | Cone fenders
Pr_20_76_08_36 | 20 | 76 | 08 | 36 | Hardwood bollards | 45-25-15/307 Hardwood bollards;
Pr_20_76_08_51 | 20 | 76 | 08 | 51 | Metal bollards
Pr_20_76_08_52 | 20 | 76 | 08 | 52 | Metal impact protectors
Pr_20_76_08_53 | 20 | 76 | 08 | 53 | Metal impact protectors with infill
Pr_20_76_08_60 | 20 | 76 | 08 | 60 | Panel fenders
Pr_20_76_08_62 | 20 | 76 | 08 | 62 | Plastics bollards | 45-25-15/309 Plastics bollards;
Pr_20_76_08_63 | 20 | 76 | 08 | 63 | Plastics hinged car bollards | 45-25-15/325 Plastics hinged car bollards;
Pr_20_76_08_64 | 20 | 76 | 08 | 64 | Plastics rising bollards | 45-25-15/333 Plastics rising bollards;
Pr_20_76_08_65 | 20 | 76 | 08 | 65 | Plastics telescopic bollards | 45-25-15/345 Plastics telescopic bollards;
Pr_20_76_08_66 | 20 | 76 | 08 | 66 | Polymer bollards
Pr_20_76_08_67 | 20 | 76 | 08 | 67 | Precast concrete bollards | 45-25-15/311 Precast concrete bollards;
Pr_20_76_08_71 | 20 | 76 | 08 | 71 | Retracting metal bollards
Pr_20_76_08_82 | 20 | 76 | 08 | 82 | Stainless steel bollards | 45-25-15/313 Stainless steel bollards;
Pr_20_76_08_83 | 20 | 76 | 08 | 83 | Stainless steel hinged bollards | 45-25-15/327 Stainless steel hinged bollards;
Pr_20_76_08_84 | 20 | 76 | 08 | 84 | Stainless steel rising bollards | 45-25-15/335 Stainless steel rising bollards;
Pr_20_76_08_85 | 20 | 76 | 08 | 85 | Stainless steel telescopic bollards | 45-25-15/347 Stainless steel telescopic bollards;
Pr_20_76_08_86 | 20 | 76 | 08 | 86 | Stone bollards
Pr_20_76_08_88 | 20 | 76 | 08 | 88 | Timber bollards
Pr_20_76_51 | 20 | 76 | 51 |  | Metal sections
Pr_20_76_51_01 | 20 | 76 | 51 | 01 | Aluminium cold drawn bars and rods | 45-60-50/370 Aluminium alloy cold drawn rods, bars and tubes;
Pr_20_76_51_02 | 20 | 76 | 51 | 02 | Aluminium curtain wall frame sections | 45-70-30/305 Aluminium curtain wall frame sections;
Pr_20_76_51_03 | 20 | 76 | 51 | 03 | Aluminium extruded bars and rods | 45-60-50/374 Aluminium alloy extruded rods, bars, tubes and profiles;
Pr_20_76_51_04 | 20 | 76 | 51 | 04 | Aluminium extruded precision profiles | 45-60-50/372 Aluminium alloy extruded precision profiles;
Pr_20_76_51_05 | 20 | 76 | 51 | 05 | Aluminium patent glazing bars | 45-70-30/330 Aluminium patent glazing bars;
Pr_20_76_51_07 | 20 | 76 | 51 | 07 | Aluminium structural sections | 45-60-50/378 Aluminium alloy structural sections;
Pr_20_76_51_08 | 20 | 76 | 51 | 08 | Box sections
Pr_20_76_51_09 | 20 | 76 | 51 | 09 | Brass sections
Pr_20_76_51_10 | 20 | 76 | 51 | 10 | Bronze sections
Pr_20_76_51_11 | 20 | 76 | 51 | 11 | Carbon steel bars | 45-60-50/381 Carbon steel bars;
Pr_20_76_51_12 | 20 | 76 | 51 | 12 | Carbon steel beams, columns, channels and tees | 45-60-50/382 Carbon steel beams, columns, channels and tee sections;
Pr_20_76_51_13 | 20 | 76 | 51 | 13 | Carbon steel channels
Pr_20_76_51_14 | 20 | 76 | 51 | 14 | Carbon steel curtain wall frame sections | 45-70-30/315 Carbon steel curtain wall frame sections;
Pr_20_76_51_15 | 20 | 76 | 51 | 15 | Carbon steel curved sections | 45-60-50/360 Carbon steel curved sections;
Pr_20_76_51_17 | 20 | 76 | 51 | 17 | Carbon steel pales | 45-65-52/380 Steel pales;
Pr_20_76_51_18 | 20 | 76 | 51 | 18 | Carbon steel patent glazing bars | 45-70-30/335 Carbon steel patent glazing bars;
Pr_20_76_51_19 | 20 | 76 | 51 | 19 | Carbon steel tees
Pr_20_76_51_20 | 20 | 76 | 51 | 20 | Cast iron products | 45-60-50/390 Cast iron products;
Pr_20_76_51_21 | 20 | 76 | 51 | 21 | Cold-formed galvanized steel sections | 45-60-50/400 Cold-formed galvanized steel sections;
Pr_20_76_51_22 | 20 | 76 | 51 | 22 | Cold-formed steel strip studs
Pr_20_76_51_23 | 20 | 76 | 51 | 23 | Copper alloy sections | 45-60-50/410 Copper alloy sections;
Pr_20_76_51_25 | 20 | 76 | 51 | 25 | Curtain wall blast-resistant frame sections | 45-70-30/327 Blast resistant curtain wall frame sections;
Pr_20_76_51_51 | 20 | 76 | 51 | 51 | Metal mullions and transoms | 45-70-30/345 Metal mullions and transoms;
Pr_20_76_51_73 | 20 | 76 | 51 | 73 | Resilient (acoustic) bars | 45-70-30/385 Resilient (acoustic) bars;
Pr_20_76_51_77 | 20 | 76 | 51 | 77 | Sheathed carbon steel patent glazing bars | 45-70-30/340 Sheathed carbon steel patent glazing bars;
Pr_20_76_51_81 | 20 | 76 | 51 | 81 | Stainless steel bars and rods for construction | 45-60-50/420 Stainless steel bars, rods, sections and wire for construction purposes;
Pr_20_76_51_82 | 20 | 76 | 51 | 82 | Stainless steel bars and rods for general purposes | 45-60-50/422 Stainless steel bars, rods, sections and wire for general purposes;
Pr_20_76_51_83 | 20 | 76 | 51 | 83 | Stainless steel sheet, strip and plate for construction | 45-60-50/426 Stainless steel sheet, strip and plate for construction purposes;
Pr_20_76_51_84 | 20 | 76 | 51 | 84 | Stainless steel sheet, strip and plate for general purposes | 45-60-50/428 Stainless steel sheet, strip and plate for general purposes;
Pr_20_76_51_85 | 20 | 76 | 51 | 85 | Stainless steel pales | 45-65-52/380 Steel pales;
Pr_20_76_51_98 | 20 | 76 | 51 | 98 | Wrought iron sections | 45-60-50/430 Wrought iron sections;
Pr_20_76_52 | 20 | 76 | 52 |  | Metal tubes and hollow sections
Pr_20_76_52_01 | 20 | 76 | 52 | 01 | Aluminium cold drawn tubes
Pr_20_76_52_03 | 20 | 76 | 52 | 03 | Aluminium extruded tubes
Pr_20_76_52_16 | 20 | 76 | 52 | 16 | Carbon steel hot-finished hollow sections | 45-60-50/384 Carbon steel hot finished hollow sections;
Pr_20_76_52_19 | 20 | 76 | 52 | 19 | Carbon steel seamless tubes | 45-60-50/386 Carbon steel seamless tube;
Pr_20_76_52_20 | 20 | 76 | 52 | 20 | Carbon steel welded tubes | 45-60-50/389 Carbon steel welded tube;
Pr_20_76_52_85 | 20 | 76 | 52 | 85 | Stainless steel seamless circular tubes | 45-60-50/424 Stainless steel seamless circular tubes;
Pr_20_76_52_86 | 20 | 76 | 52 | 86 | Stainless steel welded circular tubes | 45-60-50/429 Stainless steel welded circular tubes;
Pr_20_76_63 | 20 | 76 | 63 |  | Plastics sections
Pr_20_76_63_30 | 20 | 76 | 63 | 30 | Flexible foam rods | 45-60-60/375 Flexible foam rods;
Pr_20_76_63_63 | 20 | 76 | 63 | 63 | Plastics mullions and transoms
Pr_20_76_63_65 | 20 | 76 | 63 | 65 | Plastics palisades | 45-60-60/370 Plastics palisades;
Pr_20_76_63_85 | 20 | 76 | 63 | 85 | Structural plastics sections | 45-60-60/310 Plastics sections;
Pr_20_76_63_92 | 20 | 76 | 63 | 92 | Unplasticized polyvinyl chloride (PVC-U) curtain wall frame sections | 45-70-30/325 PVC-U curtain wall frame sections;
Pr_20_76_64 | 20 | 76 | 64 |  | Posts and post accessories
Pr_20_76_64_01 | 20 | 76 | 64 | 01 | Adjustable post bases | 45-25-62/421 Adjustable post bases;
Pr_20_76_64_03 | 20 | 76 | 64 | 03 | Aluminium alloy posts | 45-25-62/361 Aluminium alloy posts;
Pr_20_76_64_04 | 20 | 76 | 64 | 04 | Aluminium post tops | 45-25-62/401 Aluminium post tops;
Pr_20_76_64_10 | 20 | 76 | 64 | 10 | Carbon steel electric security fencing posts | 45-25-62/379 Carbon steel electric security fencing posts;
Pr_20_76_64_11 | 20 | 76 | 64 | 11 | Carbon steel extension arms | 45-25-62/417 Carbon steel extension arms;
Pr_20_76_64_12 | 20 | 76 | 64 | 12 | Carbon steel posts | 45-25-62/363 Carbon steel posts;
Pr_20_76_64_13 | 20 | 76 | 64 | 13 | Carbon steel post tops | 45-25-62/403 Carbon steel post tops;
Pr_20_76_64_14 | 20 | 76 | 64 | 14 | Carbon steel wind posts | 45-25-62/383 Carbon steel wind posts;
Pr_20_76_64_15 | 20 | 76 | 64 | 15 | Cast iron posts | 45-25-62/367 Cast iron posts;
Pr_20_76_64_16 | 20 | 76 | 64 | 16 | Cast iron post tops | 45-25-62/405 Cast iron post tops;
Pr_20_76_64_17 | 20 | 76 | 64 | 17 | Cast stone or concrete posts
Pr_20_76_64_18 | 20 | 76 | 64 | 18 | Cast stone or concrete post tops
Pr_20_76_64_19 | 20 | 76 | 64 | 19 | Concrete extension arms | 45-25-62/419 Precast concrete extension arms;
Pr_20_76_64_20 | 20 | 76 | 64 | 20 | Concrete posts | 45-25-62/371 Precast concrete posts;
Pr_20_76_64_21 | 20 | 76 | 64 | 21 | Concrete post tops | 45-25-62/411 Precast concrete post tops;
Pr_20_76_64_36 | 20 | 76 | 64 | 36 | Hardwood posts | 45-25-62/373 Hardwood posts;
Pr_20_76_64_37 | 20 | 76 | 64 | 37 | Hardwood post tops | 45-25-62/407 Hardwood post tops;
Pr_20_76_64_51 | 20 | 76 | 64 | 51 | Metal electric security fencing posts
Pr_20_76_64_52 | 20 | 76 | 64 | 52 | Metal extension arms
Pr_20_76_64_53 | 20 | 76 | 64 | 53 | Metal posts
Pr_20_76_64_54 | 20 | 76 | 64 | 54 | Metal post bases
Pr_20_76_64_55 | 20 | 76 | 64 | 55 | Metal post tops
Pr_20_76_64_62 | 20 | 76 | 64 | 62 | Plastics posts | 45-25-62/369 Plastics posts;
Pr_20_76_64_63 | 20 | 76 | 64 | 63 | Plastics post tops | 45-25-62/409 Plastics post tops;
Pr_20_76_64_65 | 20 | 76 | 64 | 65 | Polymer posts
Pr_20_76_64_66 | 20 | 76 | 64 | 66 | Polymer post tops
Pr_20_76_64_77 | 20 | 76 | 64 | 77 | Softwood posts | 45-25-62/375 Softwood posts;
Pr_20_76_64_78 | 20 | 76 | 64 | 78 | Softwood post tops | 45-25-62/413 Softwood post tops;
Pr_20_76_64_80 | 20 | 76 | 64 | 80 | Stainless steel posts | 45-25-62/365 Stainless steel posts;
Pr_20_76_64_81 | 20 | 76 | 64 | 81 | Stainless steel post tops | 45-25-62/415 Stainless steel post tops;
Pr_20_76_64_82 | 20 | 76 | 64 | 82 | Stainless steel wind posts | 45-25-62/385 Stainless steel wind posts;
Pr_20_76_64_83 | 20 | 76 | 64 | 83 | Stand-off post bases | 45-25-62/423 Stand-off post bases;
Pr_20_76_64_87 | 20 | 76 | 64 | 87 | Timber hand posts
Pr_20_76_64_88 | 20 | 76 | 64 | 88 | Timber posts
Pr_20_76_64_89 | 20 | 76 | 64 | 89 | Timber post tops
Pr_20_76_64_95 | 20 | 76 | 64 | 95 | Wood hand posts | 45-25-62/381 Wood hand posts;
Pr_20_76_64_96 | 20 | 76 | 64 | 96 | Wood panel supports | 45-60-90/452 Wood panel supports;
Pr_20_76_70 | 20 | 76 | 70 |  | Rail track and ancillaries
Pr_20_76_70_09 | 20 | 76 | 70 | 09 | Bullhead rails
Pr_20_76_70_12 | 20 | 76 | 70 | 12 | Check rails | 45-60-70/320 Check rail;
Pr_20_76_70_15 | 20 | 76 | 70 | 15 | Conductor rails | 45-60-70/315 Conductor rail;
Pr_20_76_70_18 | 20 | 76 | 70 | 18 | Crane rails | 45-60-70/335 Crane rail;
Pr_20_76_70_22 | 20 | 76 | 70 | 22 | Derailment channel | 45-60-70/350 Derailment channel;
Pr_20_76_70_28 | 20 | 76 | 70 | 28 | Expansion switches
Pr_20_76_70_34 | 20 | 76 | 70 | 34 | Grooved rails | 45-60-70/325 Grooved rail;
Pr_20_76_70_67 | 20 | 76 | 70 | 67 | Rail dampers
Pr_20_76_70_69 | 20 | 76 | 70 | 69 | Rail groove drain | 45-60-70/355 Rail groove drain;
Pr_20_76_70_70 | 20 | 76 | 70 | 70 | Rail track tie bars | 45-60-70/340 Rail track tie bar;
Pr_20_76_70_86 | 20 | 76 | 70 | 86 | Switch and crossing rails | 45-60-70/310 Switch and crossing rail;
Pr_20_76_70_90 | 20 | 76 | 70 | 90 | Transition rails | 45-60-70/330 Transition rail;
Pr_20_76_70_94 | 20 | 76 | 70 | 94 | Vignole rails | 45-60-70/305 Vignole rail;
Pr_20_76_71 | 20 | 76 | 71 |  | Rail intersections
Pr_20_76_71_30 | 20 | 76 | 71 | 30 | Fixed rail crossings | 45-60-71/320 Fixed rail crossing;
Pr_20_76_71_70 | 20 | 76 | 71 | 70 | Rail diamond | 45-60-71/305 Rail diamond;
Pr_20_76_71_72 | 20 | 76 | 71 | 72 | Rail scissors | 45-60-71/310 Rail scissor;
Pr_20_76_71_73 | 20 | 76 | 71 | 73 | Rail slips | 45-60-71/300 Rail slips;
Pr_20_76_71_74 | 20 | 76 | 71 | 74 | Rail trap | 45-60-71/315 Rail trap;
Pr_20_76_71_75 | 20 | 76 | 71 | 75 | Rail turnouts | 45-60-71/325 Rail turnout;
Pr_20_76_78 | 20 | 76 | 78 |  | Shaft structure products
Pr_20_76_78_12 | 20 | 76 | 78 | 12 | Concrete caisson rings | 45-80-77/310 Precast concrete caisson rings;
Pr_20_76_78_14 | 20 | 76 | 78 | 14 | Concrete shaft cover slab | 45-80-77/300 Precast concrete shaft cover slab;
Pr_20_76_78_16 | 20 | 76 | 78 | 16 | Concrete shaft landing slab | 45-80-77/305 Precast concrete shaft landing slab;
Pr_20_76_78_65 | 20 | 76 | 78 | 65 | Precast concrete shaft units | 45-25-68/330 Precast concrete shaft units;
Pr_20_76_88 | 20 | 76 | 88 |  | Timber sections
Pr_20_76_88_14 | 20 | 76 | 88 | 14 | Cleft chestnut pales | 45-60-90/420 Cleft chestnut pales;
Pr_20_76_88_32 | 20 | 76 | 88 | 32 | Hardwood capping and counter fencing rails | 45-60-90/422 Hardwood capping and counter rails for fencing;
Pr_20_76_88_33 | 20 | 76 | 88 | 33 | Hardwood components for fencing and barriers | 45-60-90/424 Hardwood components for fencing/ barriers/ external products;
Pr_20_76_88_34 | 20 | 76 | 88 | 34 | Hardwood fencing rails | 45-60-90/434 Hardwood rails for fencing;
Pr_20_76_88_35 | 20 | 76 | 88 | 35 | Hardwood floating floor battens
Pr_20_76_88_36 | 20 | 76 | 88 | 36 | Hardwood gravity battens
Pr_20_76_88_37 | 20 | 76 | 88 | 37 | Hardwood log poles | 45-60-90/430 Hardwood log poles;
Pr_20_76_88_40 | 20 | 76 | 88 | 40 | Hardwood pales | 45-60-90/432 Hardwood pales;
Pr_20_76_88_41 | 20 | 76 | 88 | 41 | Hardwood partition studs
Pr_20_76_88_42 | 20 | 76 | 88 | 42 | Hardwood rafters
Pr_20_76_88_43 | 20 | 76 | 88 | 43 | Hardwood roofing and cladding battens
Pr_20_76_88_44 | 20 | 76 | 88 | 44 | Hardwood sections | 45-60-90/355 Hardwood sections;
Pr_20_76_88_46 | 20 | 76 | 88 | 46 | Hardwood weatherboarding battens
Pr_20_76_88_48 | 20 | 76 | 88 | 48 | Laminated strand lumber (LSL) sections
Pr_20_76_88_49 | 20 | 76 | 88 | 49 | Laminated veneer lumber (LVL) sections
Pr_20_76_88_60 | 20 | 76 | 88 | 60 | Parallel strand lumber (PSL) sections
Pr_20_76_88_72 | 20 | 76 | 88 | 72 | Softwood capping and counter fencing rails | 45-60-90/442 Softwood capping and counter rails for fencing;
Pr_20_76_88_73 | 20 | 76 | 88 | 73 | Softwood components for fencing and barriers | 45-60-90/444 Softwood components for fencing/ barriers/ external products;
Pr_20_76_88_74 | 20 | 76 | 88 | 74 | Softwood fencing rails | 45-60-90/450 Softwood rails for fencing;
Pr_20_76_88_75 | 20 | 76 | 88 | 75 | Softwood floating floor battens | 45-60-90/374 Softwood battens for floating floors;
Pr_20_76_88_76 | 20 | 76 | 88 | 76 | Softwood gravity battens | 45-60-90/380 Softwood gravity battens;
Pr_20_76_88_79 | 20 | 76 | 88 | 79 | Softwood pales | 45-60-90/448 Softwood pales;
Pr_20_76_88_80 | 20 | 76 | 88 | 80 | Softwood partition studs
Pr_20_76_88_81 | 20 | 76 | 88 | 81 | Softwood rafters
Pr_20_76_88_82 | 20 | 76 | 88 | 82 | Softwood roofing and cladding battens | 45-60-90/378 Softwood battens for roofing and cladding;
Pr_20_76_88_83 | 20 | 76 | 88 | 83 | Softwood sections | 45-60-90/360 Softwood sections;
Pr_20_76_88_84 | 20 | 76 | 88 | 84 | Softwood weatherboarding battens | 45-60-90/379 Softwood battens for sheet cladding and weatherboarding;
Pr_20_76_88_85 | 20 | 76 | 88 | 85 | Timber beams, bearers, noggings, walings, wedges and packs | 45-60-90/400 Loadbearing and non-loadbearing timber beams, bearers, noggings, walings, wedges and packs;
Pr_20_76_88_86 | 20 | 76 | 88 | 86 | Timber fencing battens | 45-60-90/382 Timber battens for fencing;
Pr_20_76_88_87 | 20 | 76 | 88 | 87 | Timber partition battens | 45-60-90/364 Timber for plasterboard partitions;
Pr_20_76_88_88 | 20 | 76 | 88 | 88 | Timber pales
Pr_20_76_88_89 | 20 | 76 | 88 | 89 | Timber mullions and transoms
Pr_20_76_92 | 20 | 76 | 92 |  | Tunnel structure products
Pr_20_76_92_65 | 20 | 76 | 92 | 65 | Precast concrete tunnel units
Pr_20_85 | 20 | 85 |  |  | Support and restraint products
Pr_20_85_03 | 20 | 85 | 03 |  | Angles
Pr_20_85_03_02 | 20 | 85 | 03 | 02 | Aluminium angles
Pr_20_85_03_11 | 20 | 85 | 03 | 11 | Carbon steel angle sections | 45-60-50/380 Carbon steel angle sections;
Pr_20_85_03_50 | 20 | 85 | 03 | 50 | Masonry angle supports | 45-25-95/410 Masonry supports;
Pr_20_85_03_63 | 20 | 85 | 03 | 63 | Plain angle supports | 45-25-95/415 Plain angle support;
Pr_20_85_03_84 | 20 | 85 | 03 | 84 | Stainless steel angles | 45-70-05/385 Stainless steel, angles and brackets;
Pr_20_85_03_85 | 20 | 85 | 03 | 85 | Stainless steel cladding angles | 45-70-05/375 Stainless steel, cladding angles and brackets;
Pr_20_85_06 | 20 | 85 | 06 |  | Bands and hoops
Pr_20_85_06_06 | 20 | 85 | 06 | 06 | Bandings | 45-70-05/415 Banding;
Pr_20_85_06_11 | 20 | 85 | 06 | 11 | Carbon steel hoops | 45-70-70/355 Carbon steel hoops;
Pr_20_85_06_85 | 20 | 85 | 06 | 85 | Stainless steel hoops | 45-70-70/360 Stainless steel hoops;
Pr_20_85_07 | 20 | 85 | 07 |  | Barrier rails
Pr_20_85_07_02 | 20 | 85 | 07 | 02 | Aluminium alloy rails | 45-70-70/340 Aluminium alloy rails;
Pr_20_85_07_03 | 20 | 85 | 07 | 03 | Aluminium support rails | 45-70-70/410 Aluminium alloy support rails;
Pr_20_85_07_04 | 20 | 85 | 07 | 04 | Aluminium carrier rails | 45-70-05/360 Aluminium carrier rails;
Pr_20_85_07_10 | 20 | 85 | 07 | 10 | Carbon steel carrier rails | 45-70-05/365 Carbon steel carrier rails;
Pr_20_85_07_11 | 20 | 85 | 07 | 11 | Carbon steel fencing and barrier rails | 45-70-70/365 Carbon steel rails for fencing and barriers;
Pr_20_85_07_12 | 20 | 85 | 07 | 12 | Carbon steel fencing and barrier top rails | 45-70-70/395 Carbon steel top rails for fencing and barriers;
Pr_20_85_07_13 | 20 | 85 | 07 | 13 | Carbon steel safety barrier open box beams | 45-70-70/315 Carbon steel open box beams for safety barriers;
Pr_20_85_07_14 | 20 | 85 | 07 | 14 | Carbon steel safety barrier rectangular hollow sections | 45-70-70/310 Carbon steel rectangular hollow sections for safety barriers;
Pr_20_85_07_15 | 20 | 85 | 07 | 15 | Carbon steel safety barrier tensioned corrugated beams | 45-70-70/320 Carbon steel tensioned corrugated beams for safety barriers;
Pr_20_85_07_16 | 20 | 85 | 07 | 16 | Carbon steel safety barrier transitions and connections | 45-70-70/330 Carbon steel transitions and connections for safety barriers;
Pr_20_85_07_17 | 20 | 85 | 07 | 17 | Carbon steel safety barrier un-tensioned corrugated beams | 45-70-70/325 Carbon steel untensioned corrugated beams for safety barriers;
Pr_20_85_07_18 | 20 | 85 | 07 | 18 | Carbon steel support rails | 45-70-70/415 Carbon steel support rails;
Pr_20_85_07_19 | 20 | 85 | 07 | 19 | Cast iron rails | 45-70-70/370 Cast iron rails;
Pr_20_85_07_20 | 20 | 85 | 07 | 20 | Concrete rails | 45-70-70/380 Precast concrete rails;
Pr_20_85_07_63 | 20 | 85 | 07 | 63 | Plastics rails | 45-70-70/375 Plastics rails;
Pr_20_85_07_65 | 20 | 85 | 07 | 65 | Protective frames | 45-70-70/435 Protective frames;
Pr_20_85_07_83 | 20 | 85 | 07 | 83 | Stainless steel carrier rails | 45-70-05/390 Stainless steel carrier rails;
Pr_20_85_07_84 | 20 | 85 | 07 | 84 | Stainless steel rails | 45-70-70/390 Stainless steel rails;
Pr_20_85_07_85 | 20 | 85 | 07 | 85 | Stainless steel support rails | 45-70-70/420 Stainless steel support rails;
Pr_20_85_07_92 | 20 | 85 | 07 | 92 | Unplasticized polyvinyl chloride (PVC-U) support rails | 45-70-70/425 PVC-U support rails;
Pr_20_85_07_97 | 20 | 85 | 07 | 97 | Wall-mounted furniture support rails | 45-35-35/450 Wall mounted furniture support rails;
Pr_20_85_08 | 20 | 85 | 08 |  | Beams and joists
Pr_20_85_08_02 | 20 | 85 | 08 | 02 | Aluminium structural beams
Pr_20_85_08_11 | 20 | 85 | 08 | 11 | Carbon steel beams
Pr_20_85_08_12 | 20 | 85 | 08 | 12 | Castellated carbon steel beams
Pr_20_85_08_15 | 20 | 85 | 08 | 15 | Concrete beams | 45-15-68/315 Precast concrete beams;
Pr_20_85_08_17 | 20 | 85 | 08 | 17 | Cross laminated timber | 45-60-90/390 Cross laminated timber products;
Pr_20_85_08_33 | 20 | 85 | 08 | 33 | Glued laminated timber | 45-60-90/392 Glued laminated timber products;
Pr_20_85_08_36 | 20 | 85 | 08 | 36 | Hardwood beams
Pr_20_85_08_63 | 20 | 85 | 08 | 63 | Plastics beams
Pr_20_85_08_65 | 20 | 85 | 08 | 65 | Post-tensioned concrete beams
Pr_20_85_08_66 | 20 | 85 | 08 | 66 | Prestressed concrete T-beams | 45-20-66/330 Prestressed concrete T-beams;
Pr_20_85_08_81 | 20 | 85 | 08 | 81 | Softwood beams
Pr_20_85_08_83 | 20 | 85 | 08 | 83 | Stainless steel structural beams
Pr_20_85_08_84 | 20 | 85 | 08 | 84 | Structural wood-composite box beams | 45-60-90/394 Prefabricated structural wood composite I-joists, I-beams and box beams;
Pr_20_85_08_85 | 20 | 85 | 08 | 85 | Structural wood-composite I-beams | 45-60-90/394 Prefabricated structural wood composite I-joists, I-beams and box beams;
Pr_20_85_08_86 | 20 | 85 | 08 | 86 | Structural wood-composite I-joists | 45-60-90/394 Prefabricated structural wood composite I-joists, I-beams and box beams;
Pr_20_85_08_87 | 20 | 85 | 08 | 87 | Structural wood composites | 45-60-90/396 Structural wood composite laminated veneer lumber (LVL), parallel strand lumber (PSL) and laminated strand lumber (LSL) products;
Pr_20_85_09 | 20 | 85 | 09 |  | Brackets
Pr_20_85_09_01 | 20 | 85 | 09 | 01 | Above-ground drainage pipe brackets | 90-10-20/340 Brackets and clips for above ground drainage pipelines;
Pr_20_85_09_02 | 20 | 85 | 09 | 02 | Aluminium brackets | 45-70-05/395 Aluminium brackets;
Pr_20_85_09_03 | 20 | 85 | 09 | 03 | Aluminium bronze brackets | 45-70-05/305 Aluminium bronze brackets;
Pr_20_85_09_05 | 20 | 85 | 09 | 05 | Aluminium downpipe brackets | 45-70-05/425 Aluminium brackets for downpipes;
Pr_20_85_09_07 | 20 | 85 | 09 | 07 | Aluminium rainwater gutter brackets | 45-70-05/420 Aluminium brackets for rainwater gutters;
Pr_20_85_09_09 | 20 | 85 | 09 | 09 | Bracketed angle supports | 45-25-95/400 Bracketed angle support;
Pr_20_85_09_11 | 20 | 85 | 09 | 11 | Carbon steel brackets | 45-70-05/400 Carbon steel brackets;
Pr_20_85_09_12 | 20 | 85 | 09 | 12 | Carbon steel cavity barrier brackets | 45-70-05/335 Carbon steel cavity barrier brackets;
Pr_20_85_09_14 | 20 | 85 | 09 | 14 | Carbon steel fencing brackets | 45-25-38/410 Fencing brackets;
Pr_20_85_09_16 | 20 | 85 | 09 | 16 | Carbon steel masonry brackets | 45-70-05/310 Carbon steel brackets;
Pr_20_85_09_17 | 20 | 85 | 09 | 17 | Cast and wrought iron brackets | 45-70-05/417 Cast and wrought iron brackets;
Pr_20_85_09_18 | 20 | 85 | 09 | 18 | Cast iron downpipe brackets | 45-70-05/435 Cast iron brackets for downpipes;
Pr_20_85_09_19 | 20 | 85 | 09 | 19 | Cast iron rainwater gutter brackets | 45-70-05/430 Cast iron brackets for rainwater gutters;
Pr_20_85_09_20 | 20 | 85 | 09 | 20 | Copper brackets | 45-70-05/315 Copper brackets;
Pr_20_85_09_21 | 20 | 85 | 09 | 21 | Copper downpipe brackets | 45-70-05/445 Copper brackets for downpipes;
Pr_20_85_09_22 | 20 | 85 | 09 | 22 | Copper rainwater gutter brackets | 45-70-05/440 Copper brackets for rainwater gutters;
Pr_20_85_09_23 | 20 | 85 | 09 | 23 | Curtain wall adjustable support brackets | 45-70-05/367 Curtain wall adjustable support brackets;
Pr_20_85_09_24 | 20 | 85 | 09 | 24 | Downpipe brackets
Pr_20_85_09_26 | 20 | 85 | 09 | 26 | Eaves gutter brackets | 90-05-35/450 Eaves gutter brackets;
Pr_20_85_09_28 | 20 | 85 | 09 | 28 | Extinguisher mounting brackets | 45-35-28/460 Mounting brackets;
Pr_20_85_09_30 | 20 | 85 | 09 | 30 | Fire bucket wall brackets | 45-35-10/325 Wall brackets for fire buckets;
Pr_20_85_09_31 | 20 | 85 | 09 | 31 | Galvanized downpipe brackets | 45-70-05/455 Galvanized brackets for downpipes;
Pr_20_85_09_32 | 20 | 85 | 09 | 32 | Galvanized rainwater gutter brackets | 45-70-05/450 Galvanized brackets for rainwater gutters;
Pr_20_85_09_33 | 20 | 85 | 09 | 33 | Galvanized steel brackets | 45-70-05/370 Galvanized steel brackets;
Pr_20_85_09_42 | 20 | 85 | 09 | 42 | Individual masonry brackets | 45-25-95/405 Individual brackets;
Pr_20_85_09_48 | 20 | 85 | 09 | 48 | Louvre and shading mounting brackets | 45-25-50/460 Mounting brackets for louvre and shading systems;
Pr_20_85_09_52 | 20 | 85 | 09 | 52 | Metal timber member fixing brackets | 45-70-05/403 Metal brackets for fixing timber members;
Pr_20_85_09_62 | 20 | 85 | 09 | 62 | Phosphor bronze brackets | 45-70-05/320 Phosphor bronze brackets;
Pr_20_85_09_63 | 20 | 85 | 09 | 63 | Plastics brackets
Pr_20_85_09_72 | 20 | 85 | 09 | 72 | Roof gutter brackets | 90-05-35/460 Roof gutter brackets and straps;
Pr_20_85_09_81 | 20 | 85 | 09 | 81 | Stainless steel brackets | 45-70-05/405 Stainless steel brackets;
Pr_20_85_09_82 | 20 | 85 | 09 | 82 | Stainless steel cavity barrier brackets | 45-70-05/340 Stainless steel cavity barrier brackets;
Pr_20_85_09_84 | 20 | 85 | 09 | 84 | Stainless steel handrail brackets | 45-70-05/410 Stainless steel handrail brackets;
Pr_20_85_09_87 | 20 | 85 | 09 | 87 | Stainless steel masonry brackets | 45-70-05/325 Stainless steel brackets;
Pr_20_85_09_88 | 20 | 85 | 09 | 88 | Sink supports | 45-35-70/347 Supports for sinks;
Pr_20_85_09_92 | 20 | 85 | 09 | 92 | Unplasticized polyvinyl chloride (PVC-U) downpipe brackets | 45-70-05/465 PVC-U brackets for downpipes;
Pr_20_85_09_93 | 20 | 85 | 09 | 93 | Unplasticized polyvinyl chloride (PVC-U) rainwater gutter brackets | 45-70-05/460 PVC-U brackets for rainwater gutters;
Pr_20_85_09_96 | 20 | 85 | 09 | 96 | Wall-hung WC support brackets | 45-35-70/393 Wall hung WC support brackets;
Pr_20_85_09_98 | 20 | 85 | 09 | 98 | Wash basin support brackets | 45-35-70/374 Supports for wash basins;
Pr_20_85_10 | 20 | 85 | 10 |  | Bridge bearings
Pr_20_85_10_20 | 20 | 85 | 10 | 20 | Cylindrical PTFE bearings | 45-70-07/345 Cylindrical PTFE bearings;
Pr_20_85_10_27 | 20 | 85 | 10 | 27 | Elastomeric bearings | 45-70-07/310 Elastomeric bearings;
Pr_20_85_10_35 | 20 | 85 | 10 | 35 | Guide bearings | 45-70-07/330 Guide bearings;
Pr_20_85_10_65 | 20 | 85 | 10 | 65 | Pot bearings | 45-70-07/315 Pot bearings;
Pr_20_85_10_70 | 20 | 85 | 10 | 70 | Restraint bearings | 45-70-07/340 Restraint bearings;
Pr_20_85_10_72 | 20 | 85 | 10 | 72 | Rocker bearings | 45-70-07/325 Rocker bearings;
Pr_20_85_10_73 | 20 | 85 | 10 | 73 | Roller bearings | 45-70-07/335 Roller bearings;
Pr_20_85_10_79 | 20 | 85 | 10 | 79 | Sliding element | 45-70-07/305 Sliding element;
Pr_20_85_10_81 | 20 | 85 | 10 | 81 | Spherical PTFE bearings | 45-70-07/320 Spherical PTFE bearings;
Pr_20_85_11 | 20 | 85 | 11 |  | Bridge suspension cables
Pr_20_85_11_48 | 20 | 85 | 11 | 48 | Locked coil strand | 45-70-15/320 Locked coil strand;
Pr_20_85_11_60 | 20 | 85 | 11 | 60 | Parallel wire strand | 45-70-15/330 Parallel wire strand;
Pr_20_85_11_80 | 20 | 85 | 11 | 80 | Spiral strand | 45-70-15/310 Spiral strand;
Pr_20_85_12 | 20 | 85 | 12 |  | Bunds and ducts
Pr_20_85_12_14 | 20 | 85 | 12 | 14 | Concrete bund units | 45-30-60/410 Precast concrete bund units;
Pr_20_85_12_24 | 20 | 85 | 12 | 24 | Concrete duct units | 45-30-60/430 Precast concrete duct units;
Pr_20_85_13 | 20 | 85 | 13 |  | Concrete base and foundation products
Pr_20_85_13_29 | 20 | 85 | 13 | 29 | Concrete bases for fence posts | 45-15-66/415 Precast concrete fence post bases;
Pr_20_85_13_30 | 20 | 85 | 13 | 30 | Concrete floating slab foundations
Pr_20_85_13_32 | 20 | 85 | 13 | 32 | Concrete foundation pads | 45-15-66/425 Precast concrete foundation pads;
Pr_20_85_13_35 | 20 | 85 | 13 | 35 | Concrete ground beams | 45-15-66/430 Precast concrete ground beams;
Pr_20_85_13_63 | 20 | 85 | 13 | 63 | Concrete plinth units | 45-30-60/420 Precast concrete plinth units;
Pr_20_85_13_65 | 20 | 85 | 13 | 65 | Concrete pocket foundations | 45-15-66/420 Precast concrete pocket foundations;
Pr_20_85_14 | 20 | 85 | 14 |  | Concrete flooring and decking products
Pr_20_85_14_14 | 20 | 85 | 14 | 14 | Concrete hollow core slabs | 45-20-66/310 Precast concrete hollow core slabs;
Pr_20_85_14_15 | 20 | 85 | 14 | 15 | Concrete kentledge blocks | 45-15-66/440 Precast concrete kentledge blocks;
Pr_20_85_14_16 | 20 | 85 | 14 | 16 | Concrete solid slabs | 45-20-66/320 Precast concrete solid slabs;
Pr_20_85_16 | 20 | 85 | 16 |  | Columns and column accessories
Pr_20_85_16_02 | 20 | 85 | 16 | 02 | Aluminium structural columns
Pr_20_85_16_03 | 20 | 85 | 16 | 03 | Aluminium column shoes
Pr_20_85_16_11 | 20 | 85 | 16 | 11 | Carbon steel columns
Pr_20_85_16_12 | 20 | 85 | 16 | 12 | Carbon steel column shoes | 45-60-50/340 Carbon steel column shoes;
Pr_20_85_16_15 | 20 | 85 | 16 | 15 | Concrete columns | 45-15-68/310 Precast concrete columns;
Pr_20_85_16_36 | 20 | 85 | 16 | 36 | Hardwood structural columns
Pr_20_85_16_62 | 20 | 85 | 16 | 62 | Plastics columns
Pr_20_85_16_81 | 20 | 85 | 16 | 81 | Softwood structural columns
Pr_20_85_16_84 | 20 | 85 | 16 | 84 | Stainless steel structural columns
Pr_20_85_16_85 | 20 | 85 | 16 | 85 | Stainless steel column shoes | 45-60-50/350 Stainless steel column shoes;
Pr_20_85_16_86 | 20 | 85 | 16 | 86 | Stone columns
Pr_20_85_16_96 | 20 | 85 | 16 | 96 | Wind posts | 45-25-95/425 Wind posts;
Pr_20_85_28 | 20 | 85 | 28 |  | Erosion control and breakwater products
Pr_20_85_28_09 | 20 | 85 | 28 | 09 | Brushwood fascines
Pr_20_85_28_15 | 20 | 85 | 28 | 15 | Coir erosion mats | 45-65-30/310 Coir rolls, logs and pallets;
Pr_20_85_28_16 | 20 | 85 | 28 | 16 | Concrete tetrapods
Pr_20_85_28_27 | 20 | 85 | 28 | 27 | Erosion control logs | 45-65-30/310 Coir rolls, logs and pallets;
Pr_20_85_28_28 | 20 | 85 | 28 | 28 | Erosion control pallets | 45-65-30/310 Coir rolls, logs and pallets;
Pr_20_85_28_30 | 20 | 85 | 28 | 30 | Flood barriers
Pr_20_85_28_33 | 20 | 85 | 28 | 33 | Galvanized wire bastion cages | 45-65-30/350 Galvanized wire bastion cages;
Pr_20_85_28_34 | 20 | 85 | 28 | 34 | Galvanized wire mattress cages | 45-65-30/340 Galvanized wire mattress cages;
Pr_20_85_28_35 | 20 | 85 | 28 | 35 | Galvanized wire trapion cages | 45-65-30/330 Galvanized wire trapion cages;
Pr_20_85_28_36 | 20 | 85 | 28 | 36 | Galvanized wire gabion cages | 45-65-30/320 Galvanized wire gabion cages;
Pr_20_85_28_38 | 20 | 85 | 28 | 38 | Hessian bags | 45-65-30/355 Hessian bags;
Pr_20_85_28_45 | 20 | 85 | 28 | 45 | Liquid absorbing barriers
Pr_20_85_28_46 | 20 | 85 | 28 | 46 | Liquid absorbing sacks
Pr_20_85_28_62 | 20 | 85 | 28 | 62 | Plastics mattress cages | 45-65-30/360 Plastics mattress cages;
Pr_20_85_28_63 | 20 | 85 | 28 | 63 | Polypropylene bags | 45-65-30/365 Polypropylene bags;
Pr_20_85_28_64 | 20 | 85 | 28 | 64 | Polypropylene (PP) rock rolls | 45-65-30/370 Polypropylene rock rolls;
Pr_20_85_28_75 | 20 | 85 | 28 | 75 | Sand bags
Pr_20_85_32 | 20 | 85 | 32 |  | Frames and grids
Pr_20_85_32_02 | 20 | 85 | 32 | 02 | Aluminium frames | 45-70-30/350 Aluminium frames;
Pr_20_85_32_04 | 20 | 85 | 32 | 04 | Aluminium structural sealant glazing sub-frames | 45-70-30/310 Aluminium subframe for structural sealant glazing;
Pr_20_85_32_11 | 20 | 85 | 32 | 11 | Carbon steel frames | 45-70-30/355 Carbon steel frames;
Pr_20_85_32_12 | 20 | 85 | 32 | 12 | Carbon steel frame fasteners | 45-70-30/415 Carbon steel components in timber frames;
Pr_20_85_32_13 | 20 | 85 | 32 | 13 | Carbon steel structural sealant glazing sub-frames | 45-70-30/320 Carbon steel subframe for structural sealant glazing;
Pr_20_85_32_14 | 20 | 85 | 32 | 14 | Carbon steel dry lining frames | 45-70-30/390 Steel frames for dry linings;
Pr_20_85_32_22 | 20 | 85 | 32 | 22 | Demountable suspended ceiling grids | 45-70-45/335 Demountable suspended ceiling grid;
Pr_20_85_32_30 | 20 | 85 | 32 | 30 | Floor level chute support frames | 45-30-15/330 Floor level support frames;
Pr_20_85_32_80 | 20 | 85 | 32 | 80 | Solar module ballasted mounting frames
Pr_20_85_32_81 | 20 | 85 | 32 | 81 | Solar module free-standing mounting frames
Pr_20_85_32_82 | 20 | 85 | 32 | 82 | Space frames
Pr_20_85_32_84 | 20 | 85 | 32 | 84 | Stainless steel frames | 45-70-30/370 Stainless steel frames;
Pr_20_85_32_85 | 20 | 85 | 32 | 85 | Stainless steel frame fasteners | 45-70-30/420 Stainless steel components in timber frames;
Pr_20_85_32_88 | 20 | 85 | 32 | 88 | Timber dry lining frames | 45-70-30/395 Timber frames for dry lining;
Pr_20_85_32_92 | 20 | 85 | 32 | 92 | Unplasticized polyvinyl chloride (PVC-U) frames | 45-70-30/360 PVC-U frames;
Pr_20_85_32_93 | 20 | 85 | 32 | 93 | Unplasticized polyvinyl chloride (PVC-U) sub-frames | 45-25-97/310 PVC-U subframes;
Pr_20_85_32_94 | 20 | 85 | 32 | 94 | Unplasticized polyvinyl chloride (PVC-U) window sub-frames
Pr_20_85_32_96 | 20 | 85 | 32 | 96 | Wood frames | 45-70-30/365 Wood frames;
Pr_20_85_32_97 | 20 | 85 | 32 | 97 | Wood sub-frames | 45-25-97/320 Wood subframes;
Pr_20_85_32_98 | 20 | 85 | 32 | 98 | Wood window sub-frames
Pr_20_85_46 | 20 | 85 | 46 |  | Lathings and furrings
Pr_20_85_46_21 | 20 | 85 | 46 | 21 | Damp-proof lathings | 45-75-45/310 Damp-proof lathing;
Pr_20_85_46_28 | 20 | 85 | 46 | 28 | Expanded metal lathings | 45-75-45/320 Expanded metal lathing;
Pr_20_85_46_36 | 20 | 85 | 46 | 36 | Hardwood furrings
Pr_20_85_46_52 | 20 | 85 | 46 | 52 | Metal arch form lathings | 45-75-45/330 Metal arch form lathing;
Pr_20_85_46_53 | 20 | 85 | 46 | 53 | Metal furring channels | 45-75-45/380 Metal furring channels;
Pr_20_85_46_96 | 20 | 85 | 46 | 96 | Wood lathings | 45-75-45/340 Wood lathing;
Pr_20_85_46_97 | 20 | 85 | 46 | 97 | Wood tapered furring pieces | 45-75-45/390 Wood tapered firring pieces;
Pr_20_85_47 | 20 | 85 | 47 |  | Legs, pedestals, hangers and stringers
Pr_20_85_47_01 | 20 | 85 | 47 | 01 | Access floor bridging sections | 45-70-45/305 Access floor bridging sections;
Pr_20_85_47_02 | 20 | 85 | 47 | 02 | Access floor pedestals | 45-70-45/310 Access floor pedestals;
Pr_20_85_47_03 | 20 | 85 | 47 | 03 | Access floor stringers | 45-70-45/315 Access floor stringers;
Pr_20_85_47_04 | 20 | 85 | 47 | 04 | Acoustic batten cradles | 45-70-45/320 Acoustic batten cradles;
Pr_20_85_47_20 | 20 | 85 | 47 | 20 | Cubicle and partition legs | 45-70-45/325 Cubicle and partition legs;
Pr_20_85_47_22 | 20 | 85 | 47 | 22 | Decking and paving pedestals | 45-70-45/330 Decking and paving pedestals;
Pr_20_85_47_47 | 20 | 85 | 47 | 47 | Leg supports | 45-70-45/345 Leg supports;
Pr_20_85_47_50 | 20 | 85 | 47 | 50 | Metal hanging rails
Pr_20_85_47_51 | 20 | 85 | 47 | 51 | Metal suspended ceiling hangers | 45-70-45/350 Metal suspended ceiling hangers;
Pr_20_85_47_84 | 20 | 85 | 47 | 84 | Stair stringers
Pr_20_85_47_88 | 20 | 85 | 47 | 88 | Timber dowel hanging rails
Pr_20_85_48 | 20 | 85 | 48 |  | Lintels
Pr_20_85_48_02 | 20 | 85 | 48 | 02 | Aggregate concrete trough lintels | 45-80-50/400 Aggregate concrete trough lintels;
Pr_20_85_48_11 | 20 | 85 | 48 | 11 | Carbon steel lintels | 45-80-50/406 Prefabricated steel lintels;
Pr_20_85_48_13 | 20 | 85 | 48 | 13 | Clay block trough lintels | 45-80-50/402 Clay block trough lintels;
Pr_20_85_48_15 | 20 | 85 | 48 | 15 | Concrete lintels | 45-80-50/404 Precast concrete lintels;
Pr_20_85_48_33 | 20 | 85 | 48 | 33 | Glass-reinforced concrete (GRC) built-in lintel heads | 45-80-50/419 Glass fibre reinforced concrete (GRC) lintel heads;
Pr_20_85_48_34 | 20 | 85 | 48 | 34 | Glass-reinforced concrete (GRC) dressing lintel heads | 45-75-30/385 Glass fibre reinforced concrete (GRC) lintel heads;
Pr_20_85_48_43 | 20 | 85 | 48 | 43 | Inset open fireplace throat-forming lintels and corbel units | 45-80-50/382 Fireplace throat forming lintels and corbel units for inset open fires;
Pr_20_85_48_50 | 20 | 85 | 48 | 50 | Manufactured stone lintels | 45-80-50/410 Manufactured stone lintels;
Pr_20_85_48_56 | 20 | 85 | 48 | 56 | Natural stone lintels | 45-80-50/412 Natural stone lintels;
Pr_20_85_48_67 | 20 | 85 | 48 | 67 | Prestressed concrete lintels | 45-80-50/408 Prestressed concrete lintels;
Pr_20_85_48_88 | 20 | 85 | 48 | 88 | Timber lintels | 45-60-90/368 Timber lintels;
Pr_20_85_50 | 20 | 85 | 50 |  | Masts and poles
Pr_20_85_50_01 | 20 | 85 | 50 | 01 | Aeronautical ground lighting masts | 90-70-02/310 Aeronautical ground lighting mast;
Pr_20_85_50_50 | 20 | 85 | 50 | 50 | Metal windsock masts | 45-70-50/300 Metal windsock mast;
Pr_20_85_50_64 | 20 | 85 | 50 | 64 | Plastics windsock masts | 45-70-50/310 Plastics windsock mast;
Pr_20_85_50_85 | 20 | 85 | 50 | 85 | Surveillance camera masts | 90-75-10/450 Camera masts;
Pr_20_85_50_90 | 20 | 85 | 50 | 90 | Traffic signal pole | 90-70-92/455 Traffic signal pole;
Pr_20_85_62 | 20 | 85 | 62 |  | Piles and ancillary products
Pr_20_85_62_10 | 20 | 85 | 62 | 10 | Carbon steel displacement piles | 45-15-60/330 Steel displacement piles;
Pr_20_85_62_11 | 20 | 85 | 62 | 11 | Carbon steel pile casings
Pr_20_85_62_12 | 20 | 85 | 62 | 12 | Carbon steel pile shoes | 45-15-60/380 Steel shoes for concrete piles;
Pr_20_85_62_13 | 20 | 85 | 62 | 13 | Carbon steel screw piles | 45-15-60/340 Steel screw piles;
Pr_20_85_62_14 | 20 | 85 | 62 | 14 | Carbon steel sheet piles | 45-15-60/320 Steel sheet piles;
Pr_20_85_62_15 | 20 | 85 | 62 | 15 | Cast steel pile shoes | 45-15-60/385 Cast steel pile shoes;
Pr_20_85_62_17 | 20 | 85 | 62 | 17 | Concrete cantilevered knuckle piles
Pr_20_85_62_18 | 20 | 85 | 62 | 18 | Concrete piles | 45-15-60/310 Precast concrete piles;
Pr_20_85_62_19 | 20 | 85 | 62 | 19 | Concrete pile caps
Pr_20_85_62_23 | 20 | 85 | 62 | 23 | Concrete sheet piles | 45-25-66/360 Precast reinforced concrete sheet piles;
Pr_20_85_62_36 | 20 | 85 | 62 | 36 | Hardwood piles
Pr_20_85_62_64 | 20 | 85 | 62 | 64 | Plastics drainage weep holes | 45-15-60/400 Plastics drainage weep holes;
Pr_20_85_62_65 | 20 | 85 | 62 | 65 | Plastics screw piles | 45-15-60/350 Plastics screw piles;
Pr_20_85_62_66 | 20 | 85 | 62 | 66 | Plastics sheet piles | 45-15-60/360 Plastics sheet piles;
Pr_20_85_62_77 | 20 | 85 | 62 | 77 | Sheet pile wall corner connectors | 45-15-60/390 Prefabricated corner connectors to steel sheet pile walls;
Pr_20_85_62_80 | 20 | 85 | 62 | 80 | Softwood piles
Pr_20_85_65 | 20 | 85 | 65 |  | Platforms
Pr_20_85_65_11 | 20 | 85 | 65 | 11 | Concrete platform copings | 45-20-65/330 Precast concrete platform copings;
Pr_20_85_65_13 | 20 | 85 | 65 | 13 | Concrete platform sections | 45-20-65/340 Precast concrete platform sections;
Pr_20_85_65_15 | 20 | 85 | 65 | 15 | Concrete platform slabs | 45-20-65/320 Precast concrete platform slab;
Pr_20_85_65_17 | 20 | 85 | 65 | 17 | Concrete platform units | 45-20-65/310 Precast concrete platform units;
Pr_20_85_65_34 | 20 | 85 | 65 | 34 | Glass reinforced plastics (GRP) modular platform panel | 45-20-65/350 GRP modular platform panel;
Pr_20_85_69 | 20 | 85 | 69 |  | Rail buffer stops
Pr_20_85_69_30 | 20 | 85 | 69 | 30 | Fixed buffer stops | 45-25-70/310 Fixed buffer stop;
Pr_20_85_69_31 | 20 | 85 | 69 | 31 | Friction buffer stops | 45-25-70/320 Friction buffer stop;
Pr_20_85_69_39 | 20 | 85 | 69 | 39 | Hydraulic buffer stops | 45-25-70/330 Hydraulic buffer stop;
Pr_20_85_70 | 20 | 85 | 70 |  | Rail supports and fixings
Pr_20_85_70_02 | 20 | 85 | 70 | 02 | Adjustable rail clips
Pr_20_85_70_06 | 20 | 85 | 70 | 06 | Ballast mats
Pr_20_85_70_15 | 20 | 85 | 70 | 15 | Composite insulator | 45-70-74/315 Composite insulator;
Pr_20_85_70_17 | 20 | 85 | 70 | 17 | Concrete track bed | 45-70-73/310 Precast concrete track bed;
Pr_20_85_70_27 | 20 | 85 | 70 | 27 | Ethyl vinyl acetate rail pad | 45-70-60/305 Ethyl vinyl acetate rail pad;
Pr_20_85_70_34 | 20 | 85 | 70 | 34 | Glass reinforced nylon insulator | 45-70-74/310 Glass reinforced nylon insulator;
Pr_20_85_70_41 | 20 | 85 | 70 | 41 | Insulated third rail support | 45-70-74/320 Insulated third rail support;
Pr_20_85_70_57 | 20 | 85 | 70 | 57 | Nylon insulator | 45-70-74/305 Nylon insulator;
Pr_20_85_70_64 | 20 | 85 | 70 | 64 | Plain line baseplates | 45-70-72/310 Plain Line baseplate;
Pr_20_85_70_65 | 20 | 85 | 70 | 65 | Plastics rail embedment | 45-70-65/310 Plastics rail embedment products;
Pr_20_85_70_70 | 20 | 85 | 70 | 70 | Rail boot | 45-70-65/305 Rail boot;
Pr_20_85_70_71 | 20 | 85 | 70 | 71 | Rail clip and baseplate assemblies
Pr_20_85_70_73 | 20 | 85 | 70 | 73 | Rubber bonded cork rail pad | 45-70-60/315 Rubber bonded cork rail pad;
Pr_20_85_70_74 | 20 | 85 | 70 | 74 | Rubber chamber filling element | 45-70-65/315 Rubber chamber filling element;
Pr_20_85_70_75 | 20 | 85 | 70 | 75 | Rubber rail pad | 45-70-60/310 Rubber rail pad;
Pr_20_85_70_77 | 20 | 85 | 70 | 77 | Switch and crossing baseplates | 45-70-72/305 S&C baseplate;
Pr_20_85_70_89 | 20 | 85 | 70 | 89 | Third rail cover board | 45-70-74/325 Third rail cover board;
Pr_20_85_70_96 | 20 | 85 | 70 | 96 | Weldable rail clips
Pr_20_85_71 | 20 | 85 | 71 |  | Rail rings
Pr_20_85_71_11 | 20 | 85 | 71 | 11 | Carbon steel rings
Pr_20_85_71_12 | 20 | 85 | 71 | 12 | Cast iron bolted rings
Pr_20_85_71_13 | 20 | 85 | 71 | 13 | Cast iron expanded rings
Pr_20_85_71_15 | 20 | 85 | 71 | 15 | Concrete bolted rings
Pr_20_85_71_16 | 20 | 85 | 71 | 16 | Concrete expanded rings
Pr_20_85_71_57 | 20 | 85 | 71 | 57 | Nodular iron rings
Pr_20_85_72 | 20 | 85 | 72 |  | Rail sleepers and bearers
Pr_20_85_72_06 | 20 | 85 | 72 | 06 | Baseplate pads
Pr_20_85_72_11 | 20 | 85 | 72 | 11 | Carbon steel sleepers | 45-70-76/325 Steel sleepers;
Pr_20_85_72_20 | 20 | 85 | 72 | 20 | Concrete bearers | 45-70-76/330 Precast concrete bearers;
Pr_20_85_72_21 | 20 | 85 | 72 | 21 | Concrete monoblock sleepers | 45-70-76/310 Precast concrete monoblock sleepers;
Pr_20_85_72_22 | 20 | 85 | 72 | 22 | Concrete twinblock sleepers | 45-70-76/315 Precast concrete twinblock sleepers;
Pr_20_85_72_36 | 20 | 85 | 72 | 36 | Hardwood sleepers | 45-60-90/436 Hardwood sleepers;
Pr_20_85_72_70 | 20 | 85 | 72 | 70 | Rail pads
Pr_20_85_72_80 | 20 | 85 | 72 | 80 | Sleeper anchors | 45-70-76/340 Sleeper anchor;
Pr_20_85_72_82 | 20 | 85 | 72 | 82 | Sleeper pads
Pr_20_85_72_88 | 20 | 85 | 72 | 88 | Timber bearers | 45-70-76/335 Timber bearers;
Pr_20_85_72_89 | 20 | 85 | 72 | 89 | Timber sleepers | 45-70-76/320 Timber sleepers;
Pr_20_85_76 | 20 | 85 | 76 |  | Shock absorbers
Pr_20_85_76_09 | 20 | 85 | 76 | 09 | Bridge shock absorbers
Pr_20_85_76_76 | 20 | 85 | 76 | 76 | Seismic dampers
Pr_20_85_84 | 20 | 85 | 84 |  | Straps, ties, channels and inserts
Pr_20_85_84_02 | 20 | 85 | 84 | 02 | Aluminium bronze slot ties | 45-50-75/320 Aluminium bronze slot ties;
Pr_20_85_84_04 | 20 | 85 | 84 | 04 | Aluminium bronze wall head restraint slip ties | 45-50-75/350 Aluminium bronze wall head restraint slip ties;
Pr_20_85_84_11 | 20 | 85 | 84 | 11 | Carbon steel cast-in channels | 45-50-50/310 Carbon steel cast-in channels;
Pr_20_85_84_12 | 20 | 85 | 84 | 12 | Carbon steel movement joint lateral restraint slip ties | 45-50-75/360 Carbon steel lateral restraint slip ties for movement joints;
Pr_20_85_84_13 | 20 | 85 | 84 | 13 | Carbon steel lateral restraint straps | 45-50-75/420 Carbon steel lateral restraint straps;
Pr_20_85_84_14 | 20 | 85 | 84 | 14 | Carbon steel slot ties | 45-50-75/325 Carbon steel slot ties;
Pr_20_85_84_15 | 20 | 85 | 84 | 15 | Carbon steel threaded studding ties | 45-50-75/390 Carbon steel threaded studding ties;
Pr_20_85_84_16 | 20 | 85 | 84 | 16 | Carbon steel tie bars | 45-50-75/310 Carbon steel tie bars;
Pr_20_85_84_17 | 20 | 85 | 84 | 17 | Carbon steel vertical restraint straps | 45-50-75/430 Carbon steel vertical restraint straps;
Pr_20_85_84_18 | 20 | 85 | 84 | 18 | Carbon steel wall head restraint slip ties | 45-50-75/370 Carbon steel wall head restraint slip ties;
Pr_20_85_84_19 | 20 | 85 | 84 | 19 | Cavity wall ties | 45-25-95/315 Cavity wall ties to BS EN 845-1;
Pr_20_85_84_20 | 20 | 85 | 84 | 20 | Channel slot ties | 45-25-95/320 Channel slot ties;
Pr_20_85_84_21 | 20 | 85 | 84 | 21 | Copper slot ties | 45-50-75/330 Copper slot ties;
Pr_20_85_84_22 | 20 | 85 | 84 | 22 | Copper wall head restraint slip ties | 45-50-75/375 Copper wall head restraint slip ties;
Pr_20_85_84_28 | 20 | 85 | 84 | 28 | Existing wall tie isolating sleeves
Pr_20_85_84_33 | 20 | 85 | 84 | 33 | General-purpose slip ties | 45-25-95/325 General purpose slip ties;
Pr_20_85_84_36 | 20 | 85 | 84 | 36 | Head restraint slip ties | 45-25-95/370 Head restraint slip ties;
Pr_20_85_84_46 | 20 | 85 | 84 | 46 | Lateral restraint ties | 45-25-95/372 Lateral restraint ties;
Pr_20_85_84_50 | 20 | 85 | 84 | 50 | Masonry repair ties | 45-25-95/327 Masonry repair ties;
Pr_20_85_84_57 | 20 | 85 | 84 | 57 | Non-loadbearing wall head restraints | 45-25-95/375 Restraints at head of non-loadbearing walls;
Pr_20_85_84_61 | 20 | 85 | 84 | 61 | Permanent insulation formwork (PIF) connectors | 45-50-30/410 Connector for permanent insulation formwork;
Pr_20_85_84_62 | 20 | 85 | 84 | 62 | Phosphor bronze slot ties | 45-50-75/335 Phosphor bronze slot ties;
Pr_20_85_84_63 | 20 | 85 | 84 | 63 | Phosphor bronze wall head restraint slip ties | 45-50-75/380 Phosphor bronze wall head restraint slip ties;
Pr_20_85_84_64 | 20 | 85 | 84 | 64 | Polyester (PET) straps
Pr_20_85_84_69 | 20 | 85 | 84 | 69 | Restraint belts
Pr_20_85_84_70 | 20 | 85 | 84 | 70 | Roof gutter straps
Pr_20_85_84_73 | 20 | 85 | 84 | 73 | Shear wall ties | 45-25-95/335 Shear wall ties to BS EN 845-1;
Pr_20_85_84_74 | 20 | 85 | 84 | 74 | Slotted wall channels and brackets | 45-70-05/407 Slotted wall channel;
Pr_20_85_84_75 | 20 | 85 | 84 | 75 | Stainless steel lateral restraint straps | 45-50-75/440 Stainless steel lateral restraint straps;
Pr_20_85_84_76 | 20 | 85 | 84 | 76 | Stainless steel slot ties | 45-50-75/340 Stainless steel slot ties;
Pr_20_85_84_77 | 20 | 85 | 84 | 77 | Stainless steel threaded studding ties | 45-50-75/400 Stainless steel threaded studding ties;
Pr_20_85_84_78 | 20 | 85 | 84 | 78 | Stainless steel tie bars | 45-50-75/315 Stainless steel tie bars;
Pr_20_85_84_79 | 20 | 85 | 84 | 79 | Stainless steel vertical restraint straps | 45-50-75/450 Stainless steel vertical restraint straps;
Pr_20_85_84_80 | 20 | 85 | 84 | 80 | Stainless steel wall head restraint slip ties | 45-50-75/385 Stainless steel wall head restraint slip ties;
Pr_20_85_84_81 | 20 | 85 | 84 | 81 | Stainless steel drive ties | 45-25-95/340 Stainless steel drive ties;
Pr_20_85_84_82 | 20 | 85 | 84 | 82 | Stainless steel resin-bonded ties | 45-25-95/350 Stainless steel resin-bonded ties;
Pr_20_85_84_83 | 20 | 85 | 84 | 83 | Stainless steel expansion ties | 45-25-95/345 Stainless steel expansion ties;
Pr_20_85_84_84 | 20 | 85 | 84 | 84 | Stainless steel cast-in channels | 45-50-50/315 Stainless steel cast-in channels;
Pr_20_85_84_85 | 20 | 85 | 84 | 85 | Stainless steel cladding channels | 45-70-05/380 Stainless steel, cladding channels and ties;
Pr_20_85_84_86 | 20 | 85 | 84 | 86 | Stainless steel cladding ties | 45-70-05/380 Stainless steel, cladding channels and ties;
Pr_20_85_84_87 | 20 | 85 | 84 | 87 | Surface mounted channels | 45-25-95/355 Surface mounted channels;
Pr_20_85_84_88 | 20 | 85 | 84 | 88 | Tension or compression bracing products
Pr_20_85_84_89 | 20 | 85 | 84 | 89 | Tension straps | 45-25-95/380 Tension straps;
Pr_20_85_84_95 | 20 | 85 | 84 | 95 | Wall starters and connectors | 45-25-95/420 Wall starters and connectors;
Pr_20_85_84_97 | 20 | 85 | 84 | 97 | Water-resistant concrete formwork ties | 45-50-75/410 Formwork ties for water resistant concrete;
Pr_20_85_85 | 20 | 85 | 85 |  | Structural bearings
Pr_20_85_85_11 | 20 | 85 | 85 | 11 | Carbon steel stools | 45-15-75/350 Carbon steel stools;
Pr_20_85_85_30 | 20 | 85 | 85 | 30 | Flat jacks | 45-15-75/310 Flat jacks;
Pr_20_85_85_74 | 20 | 85 | 85 | 74 | Rubber bearings | 45-15-75/320 Rubber bearings;
Pr_20_85_85_80 | 20 | 85 | 85 | 80 | Sliding surface bearings | 45-15-75/330 Sliding surface bearings;
Pr_20_85_85_84 | 20 | 85 | 85 | 84 | Stainless steel stools | 45-15-75/360 Stainless steel stools;
Pr_20_85_86 | 20 | 85 | 86 |  | Struts and props
Pr_20_85_86_11 | 20 | 85 | 86 | 11 | Carbon steel struts | 45-70-05/350 Galvanized steel struts;
Pr_20_85_86_30 | 20 | 85 | 86 | 30 | Formwork props | 45-50-30/360 Shoring and propping;
Pr_20_85_86_31 | 20 | 85 | 86 | 31 | Formwork shores | 45-50-30/360 Shoring and propping;
Pr_20_85_86_39 | 20 | 85 | 86 | 39 | Hydraulic jacks
Pr_20_85_86_76 | 20 | 85 | 86 | 76 | Screw jacks
Pr_20_85_86_84 | 20 | 85 | 86 | 84 | Stainless steel struts | 45-70-05/355 Stainless steel struts;
Pr_20_85_86_89 | 20 | 85 | 86 | 89 | Trench boxes or shields
Pr_20_85_86_90 | 20 | 85 | 86 | 90 | Trench shores
Pr_20_85_86_91 | 20 | 85 | 86 | 91 | Trench struts
Pr_20_85_90 | 20 | 85 | 90 |  | Trusses and lattice frames
Pr_20_85_90_02 | 20 | 85 | 90 | 02 | Aluminium lattice trusses and frames | 45-20-90/310 Aluminium lattice truss or frame;
Pr_20_85_90_11 | 20 | 85 | 90 | 11 | Carbon steel lattice floor joists and purlins | 45-20-90/320 Carbon steel lattice floor joist or purlin;
Pr_20_85_90_12 | 20 | 85 | 90 | 12 | Carbon steel pitched roof trusses | 45-20-90/330 Carbon steel pitched roof truss;
Pr_20_85_90_36 | 20 | 85 | 90 | 36 | Hardwood lattice joists
Pr_20_85_90_37 | 20 | 85 | 90 | 37 | Hardwood trussed rafters
Pr_20_85_90_38 | 20 | 85 | 90 | 38 | Hardwood trusses
Pr_20_85_90_81 | 20 | 85 | 90 | 81 | Softwood trusses
Pr_20_85_90_82 | 20 | 85 | 90 | 82 | Softwood trussed rafters | 45-20-90/360 Trussed rafter;
Pr_20_93 | 20 | 93 |  |  | Unit structure and general products
Pr_20_93_33 | 20 | 93 | 33 |  | Glass blocks and panels
Pr_20_93_33_12 | 20 | 93 | 33 | 12 | Cellular glass thermal blocks | 45-80-50/372 Cellular glass thermal blocks;
Pr_20_93_33_30 | 20 | 93 | 33 | 30 | Fire rated glass block wall panels | 45-80-35/340 Fire rated glass block wall panels;
Pr_20_93_33_31 | 20 | 93 | 33 | 31 | Glass block dry joint spacers | 45-80-35/320 Glass block dry joint spacers;
Pr_20_93_33_32 | 20 | 93 | 33 | 32 | Glass block mortar joint spacers | 45-80-35/315 Glass block mortar joint spacers;
Pr_20_93_33_33 | 20 | 93 | 33 | 33 | Glass block wall panels | 45-80-35/345 Glass block wall panels with proprietary jointing system;
Pr_20_93_33_34 | 20 | 93 | 33 | 34 | Glass blocks | 45-80-35/310 Glass blocks;
Pr_20_93_33_52 | 20 | 93 | 33 | 52 | Mortar jointed glass block wall panels | 45-80-35/325 Mortar jointed glass block wall panels;
Pr_20_93_33_53 | 20 | 93 | 33 | 53 | Mortar jointed and sealant pointed glass block wall panels | 45-80-35/330 Mortar jointed and sealant pointed glass block wall panels;
Pr_20_93_33_76 | 20 | 93 | 33 | 76 | Sealant pointed glass block wall panels | 45-80-35/335 Sealant jointed glass block wall panels;
Pr_20_93_37 | 20 | 93 | 37 |  | Headwall and swale inlet products
Pr_20_93_37_62 | 20 | 93 | 37 | 62 | Plastics headwall units | 45-25-40/310 Plastics headwall products;
Pr_20_93_37_63 | 20 | 93 | 37 | 63 | Plastics swale inlets | 45-25-40/320 Plastics swale inlets;
Pr_20_93_37_65 | 20 | 93 | 37 | 65 | Precast concrete headwall units | 45-25-40/305 Pre-cast concrete headwall unit;
Pr_20_93_37_66 | 20 | 93 | 37 | 66 | Precast concrete swale inlets | 45-25-40/315 Precast concrete swale inlets;
Pr_20_93_51 | 20 | 93 | 51 |  | Masonry flooring units
Pr_20_93_51_02 | 20 | 93 | 51 | 02 | Aggregate concrete infill blocks | 45-80-50/360 Aggregate concrete infill blocks;
Pr_20_93_51_05 | 20 | 93 | 51 | 05 | Autoclaved aerated concrete (AAC) infill blocks | 45-80-50/362 Autoclaved aerated concrete (AAC) infill blocks;
Pr_20_93_51_28 | 20 | 93 | 51 | 28 | Expanded polystyrene (EPS) infill blocks | 45-50-30/320 Expanded polystyrene infill blocks;
Pr_20_93_52 | 20 | 93 | 52 |  | Masonry walling units
Pr_20_93_52_01 | 20 | 93 | 52 | 01 | Aggregate concrete blocks | 45-80-50/300 Aggregate concrete blocks;
Pr_20_93_52_02 | 20 | 93 | 52 | 02 | Aggregate concrete bricks | 45-80-50/302 Aggregate concrete bricks;
Pr_20_93_52_05 | 20 | 93 | 52 | 05 | Autoclaved aerated concrete (AAC) blocks | 45-80-50/304 Autoclaved aerated concrete (AAC) blocks;
Pr_20_93_52_11 | 20 | 93 | 52 | 11 | Calcium silicate blocks
Pr_20_93_52_12 | 20 | 93 | 52 | 12 | Calcium silicate bricks
Pr_20_93_52_13 | 20 | 93 | 52 | 13 | Cast stone masonry units | 45-80-50/312 Cast stone - ashlar masonry;
Pr_20_93_52_14 | 20 | 93 | 52 | 14 | Clay blocks | 45-80-50/314 Clay blocks;
Pr_20_93_52_15 | 20 | 93 | 52 | 15 | Clay bricks | 45-80-50/316 Clay bricks;
Pr_20_93_52_23 | 20 | 93 | 52 | 23 | Dimension stones
Pr_20_93_52_27 | 20 | 93 | 52 | 27 | Engineering bricks
Pr_20_93_52_33 | 20 | 93 | 52 | 33 | Glass-reinforced concrete (GRC) blocks
Pr_20_93_52_34 | 20 | 93 | 52 | 34 | Glazed clay bricks
Pr_20_93_52_35 | 20 | 93 | 52 | 35 | Glazed concrete blocks
Pr_20_93_52_36 | 20 | 93 | 52 | 36 | Gypsum blocks | 45-80-50/318 Gypsum blocks;
Pr_20_93_52_42 | 20 | 93 | 52 | 42 | Insulated concrete blocks
Pr_20_93_52_50 | 20 | 93 | 52 | 50 | Manufactured stone blocks | 45-80-50/322 Manufactured stone blocks;
Pr_20_93_52_56 | 20 | 93 | 52 | 56 | Natural dimensioned stones | 45-80-50/324 Natural dimensioned stones;
Pr_20_93_52_57 | 20 | 93 | 52 | 57 | Natural rubble stones | 45-80-50/326 Natural rubble stones;
Pr_20_93_52_58 | 20 | 93 | 52 | 58 | Natural stone plugs | 45-80-50/327 Natural stone plugs;
Pr_20_93_52_71 | 20 | 93 | 52 | 71 | Reclaimed clay bricks | 45-80-50/320 Reclaimed clay bricks;
Pr_20_93_52_73 | 20 | 93 | 52 | 73 | Refractory bricks
Pr_20_93_52_74 | 20 | 93 | 52 | 74 | Replacement natural dimensioned stones
Pr_20_93_52_75 | 20 | 93 | 52 | 75 | Salvaged natural stones | 45-80-50/328 Salvaged natural stones;
Pr_20_93_52_87 | 20 | 93 | 52 | 87 | Terracotta units | 45-80-50/321 Terracotta units;
Pr_20_93_52_89 | 20 | 93 | 52 | 89 | Thin joint autoclaved aerated concrete (AAC) blocks | 45-80-50/306 Thin joint autoclaved aerated concrete (AAC) blocks;
Pr_20_93_71 | 20 | 93 | 71 |  | Retaining wall units
Pr_20_93_71_15 | 20 | 93 | 71 | 15 | Concrete interlocking blocks | 45-25-66/320 Precast concrete interlocking blocks;
Pr_20_93_71_16 | 20 | 93 | 71 | 16 | Concrete crib wall units | 45-25-66/340 Precast concrete crib wall units;
Pr_20_93_71_17 | 20 | 93 | 71 | 17 | Concrete panels | 45-25-66/330 Precast concrete panels;
Pr_20_93_71_18 | 20 | 93 | 71 | 18 | Concrete diaphragm wall units | 45-25-66/350 Precast concrete diaphragm wall units;
Pr_20_93_71_53 | 20 | 93 | 71 | 53 | Modular reinforced concrete stem wall units | 45-25-66/310 Modular precast reinforced concrete stem wall units;
Pr_20_93_71_75 | 20 | 93 | 71 | 75 | Sawn hardwood crib wall units | 45-60-90/440 Sawn timber crib wall units;
Pr_20_93_76 | 20 | 93 | 76 |  | Shaft-lining products
Pr_20_93_76_11 | 20 | 93 | 76 | 11 | Carbon steel shaft-lining segments
Pr_20_93_76_12 | 20 | 93 | 76 | 12 | Cast iron shaft-lining segments
Pr_20_93_76_15 | 20 | 93 | 76 | 15 | Concrete shaft-lining segments
Pr_20_93_76_80 | 20 | 93 | 76 | 80 | Spheroidal graphite iron (SGI) shaft-lining segments
Pr_20_93_84 | 20 | 93 | 84 |  | Structural roofing units
Pr_20_93_84_15 | 20 | 93 | 84 | 15 | Concrete arch units | 45-20-68/310 Precast concrete arch units;
Pr_20_93_84_16 | 20 | 93 | 84 | 16 | Concrete dome units | 45-20-68/320 Precast concrete dome units;
Pr_20_93_84_84 | 20 | 93 | 84 | 84 | Structural insulated roof panels | 45-60-90/410 Structural insulated roof panels;
Pr_20_93_85 | 20 | 93 | 85 |  | Structural walling units
Pr_20_93_85_14 | 20 | 93 | 85 | 14 | Concrete solid wall and composite wall units | 45-25-68/310 Precast concrete solid wall and composite wall units;
Pr_20_93_85_16 | 20 | 93 | 85 | 16 | Concrete structural insulated panels (SIPs) | 45-25-68/320 Precast concrete structural insulated panels (SIPs);
Pr_20_93_85_84 | 20 | 93 | 85 | 84 | Structural insulated wall panels | 45-60-90/415 Structural insulated wall panels;
Pr_20_93_85_88 | 20 | 93 | 85 | 88 | Timber-framed straw-filled panels | 45-60-90/417 Timber framed, straw filled panels;
Pr_20_93_90 | 20 | 93 | 90 |  | Tunnel-lining products
Pr_20_93_90_11 | 20 | 93 | 90 | 11 | Carbon steel tunnel-lining segments | 45-80-92/330 Steel tunnel and shaft lining segments;
Pr_20_93_90_12 | 20 | 93 | 90 | 12 | Cast iron tunnel-lining segments | 45-80-92/320 Cast iron tunnel and shaft lining segments;
Pr_20_93_90_15 | 20 | 93 | 90 | 15 | Concrete tunnel-lining segments | 45-80-92/310 Precast concrete tunnel and shaft lining segments;
Pr_20_93_90_80 | 20 | 93 | 90 | 80 | Spheroidal graphite iron (SGI) tunnel-lining segments | 45-80-92/340 Spheroidal Graphite Iron (SGI) tunnel and shaft lining segments;
Pr_20_96 | 20 | 96 |  |  | Wire structure and general products
Pr_20_96_71 | 20 | 96 | 71 |  | Reinforcement
Pr_20_96_71_10 | 20 | 96 | 71 | 10 | Carbon steel bed joint reinforcement | 45-85-70/310 Carbon steel bed joint reinforcement;
Pr_20_96_71_11 | 20 | 96 | 71 | 11 | Carbon steel cage reinforcement
Pr_20_96_71_12 | 20 | 96 | 71 | 12 | Carbon steel fabric reinforcement | 45-85-70/370 Carbon steel fabric reinforcement;
Pr_20_96_71_13 | 20 | 96 | 71 | 13 | Carbon steel plain bar reinforcement | 45-85-70/374 Carbon steel plain bar reinforcement;
Pr_20_96_71_14 | 20 | 96 | 71 | 14 | Carbon steel ribbed bar reinforcement | 45-85-70/376 Carbon steel ribbed bar reinforcement;
Pr_20_96_71_15 | 20 | 96 | 71 | 15 | Carbon steel post-installed starter bars | 45-85-70/382 Carbon steel post-installed starter bars;
Pr_20_96_71_16 | 20 | 96 | 71 | 16 | Carbon steel tendons | 45-85-70/405 Carbon steel tendons;
Pr_20_96_71_17 | 20 | 96 | 71 | 17 | Copper rod reinforcement | 45-85-70/315 Copper rod reinforcement;
Pr_20_96_71_28 | 20 | 96 | 71 | 28 | Fibre reinforced plastics bar reinforcement | 45-85-70/390 Fibre reinforced plastics bar reinforcement;
Pr_20_96_71_30 | 20 | 96 | 71 | 30 | Fibrous reinforcement | 45-85-70/410 Fibrous reinforcement;
Pr_20_96_71_33 | 20 | 96 | 71 | 33 | Glass fibre fleece reinforcement | 45-85-70/340 Glass fibre fleece reinforcement;
Pr_20_96_71_34 | 20 | 96 | 71 | 34 | Glass fibre mesh reinforcement | 45-85-70/355 Glass fibre mesh reinforcement;
Pr_20_96_71_35 | 20 | 96 | 71 | 35 | Glass fibre reinforcement mats | 45-85-70/335 Glass fibre reinforcement mat;
Pr_20_96_71_36 | 20 | 96 | 71 | 36 | Glass fibre reinforcement tendons
Pr_20_96_71_51 | 20 | 96 | 71 | 51 | Mechanical reinforcement couplers | 45-85-70/400 Mechanical couplers;
Pr_20_96_71_52 | 20 | 96 | 71 | 52 | Meshwork joint reinforcement
Pr_20_96_71_62 | 20 | 96 | 71 | 62 | Phosphor bronze rod reinforcement
Pr_20_96_71_64 | 20 | 96 | 71 | 64 | Polyester (PE) fibre fleece reinforcement | 45-85-70/350 Polyester fibre fleece reinforcement;
Pr_20_96_71_66 | 20 | 96 | 71 | 66 | Prefabricated continuity reinforcement strips | 45-85-70/386 Prefabricated continuity reinforcement strips;
Pr_20_96_71_67 | 20 | 96 | 71 | 67 | Prefabricated reinforcement | 45-85-70/388 Prefabricated reinforcement;
Pr_20_96_71_83 | 20 | 96 | 71 | 83 | Stainless steel bed joint reinforcement | 45-85-70/330 Stainless steel bed joint reinforcement;
Pr_20_96_71_84 | 20 | 96 | 71 | 84 | Stainless steel fabric reinforcement | 45-85-70/372 Stainless steel fabric reinforcement;
Pr_20_96_71_85 | 20 | 96 | 71 | 85 | Stainless steel plain bar reinforcement | 45-85-70/378 Stainless steel plain bar reinforcement;
Pr_20_96_71_86 | 20 | 96 | 71 | 86 | Stainless steel ribbed bar reinforcement | 45-85-70/380 Stainless steel ribbed bar reinforcement;
Pr_20_96_71_87 | 20 | 96 | 71 | 87 | Stainless steel post-installed starter bars | 45-85-70/384 Stainless steel post installed starter bars;
Pr_20_96_71_97 | 20 | 96 | 71 | 97 | Welded wire mesh reinforcement | 45-85-70/365 Welded wire mesh reinforcement;
Pr_20_96_96 | 20 | 96 | 96 |  | Wire fencing ancillary products
Pr_20_96_96_11 | 20 | 96 | 96 | 11 | Carbon steel fencing cleats | 45-25-38/415 Fencing cleats;
Pr_20_96_96_12 | 20 | 96 | 96 | 12 | Carbon steel fencing droppers | 45-25-38/405 Carbon steel droppers;
Pr_20_96_96_13 | 20 | 96 | 96 | 13 | Carbon steel fencing rings | 45-25-38/420 Fixing rings;
Pr_20_96_96_14 | 20 | 96 | 96 | 14 | Carbon steel fencing strainers | 45-25-38/430 Fencing strainers;
Pr_20_96_96_15 | 20 | 96 | 96 | 15 | Carbon steel fencing stretcher bars | 45-25-38/455 Stretcher bars;
Pr_20_96_96_16 | 20 | 96 | 96 | 16 | Carbon steel fencing wedges | 45-25-38/435 Fencing wedges;
Pr_20_96_96_17 | 20 | 96 | 96 | 17 | Carbon steel pre-formed fencing lashing rods | 45-25-38/440 Pre-formed lashing rods;
Pr_20_96_96_72 | 20 | 96 | 96 | 72 | Rotating vane fence toppings | 45-25-38/445 Rotating vane toppings;
Pr_20_96_97 | 20 | 96 | 97 |  | Wires, ropes, twines and chains
Pr_20_96_97_02 | 20 | 96 | 97 | 02 | Aluminium wires | 45-85-95/305 Aluminium wires;
Pr_20_96_97_11 | 20 | 96 | 97 | 11 | Carbon steel barbed tapes | 45-85-95/435 Carbon steel barbed tapes;
Pr_20_96_97_12 | 20 | 96 | 97 | 12 | Carbon steel barbed wires | 45-85-95/310 Carbon steel barbed wires;
Pr_20_96_97_13 | 20 | 96 | 97 | 13 | Carbon steel chains | 45-85-95/415 Carbon steel chains;
Pr_20_96_97_14 | 20 | 96 | 97 | 14 | Carbon steel high tensile barbed wires | 45-85-95/325 High tensile steel barbed wires;
Pr_20_96_97_15 | 20 | 96 | 97 | 15 | Carbon steel high tensile line wires | 45-85-95/330 High tensile steel line wires;
Pr_20_96_97_16 | 20 | 96 | 97 | 16 | Carbon steel razor wires | 45-85-95/315 Carbon steel razor wires;
Pr_20_96_97_17 | 20 | 96 | 97 | 17 | Carbon steel spring wires | 45-85-95/350 Spring steel wires;
Pr_20_96_97_18 | 20 | 96 | 97 | 18 | Carbon steel wire ropes | 45-85-95/385 Carbon steel wire ropes;
Pr_20_96_97_19 | 20 | 96 | 97 | 19 | Carbon steel wires | 45-85-95/320 Carbon steel wires;
Pr_20_96_97_21 | 20 | 96 | 97 | 21 | Copper alloy wires | 45-85-95/322 Copper alloy wires;
Pr_20_96_97_27 | 20 | 96 | 97 | 27 | Electric fence ropes | 45-85-95/390 Electric fence ropes;
Pr_20_96_97_51 | 20 | 96 | 97 | 51 | Mixed fibre ropes
Pr_20_96_97_56 | 20 | 96 | 97 | 56 | Natural ropes | 45-85-95/395 Natural ropes;
Pr_20_96_97_57 | 20 | 96 | 97 | 57 | Natural threads
Pr_20_96_97_58 | 20 | 96 | 97 | 58 | Natural twines | 45-85-95/360 Natural twines;
Pr_20_96_97_60 | 20 | 96 | 97 | 60 | Phosphor bronze wires | 45-85-95/332 Phosphor bronze wires;
Pr_20_96_97_62 | 20 | 96 | 97 | 62 | Plastics chains
Pr_20_96_97_63 | 20 | 96 | 97 | 63 | Plastics wires or lines
Pr_20_96_97_73 | 20 | 96 | 97 | 73 | Shock-absorbing lanyards
Pr_20_96_97_74 | 20 | 96 | 97 | 74 | Stainless steel barbed tapes | 45-85-95/440 Stainless steel barbed tapes;
Pr_20_96_97_75 | 20 | 96 | 97 | 75 | Stainless steel barbed wires | 45-85-95/335 Stainless steel barbed wires;
Pr_20_96_97_76 | 20 | 96 | 97 | 76 | Stainless steel chains | 45-85-95/420 Stainless steel chains;
Pr_20_96_97_77 | 20 | 96 | 97 | 77 | Stainless steel high tensile barbed wires
Pr_20_96_97_78 | 20 | 96 | 97 | 78 | Stainless steel high tensile line wires
Pr_20_96_97_79 | 20 | 96 | 97 | 79 | Stainless steel razor wires | 45-85-95/340 Stainless steel razor wires;
Pr_20_96_97_80 | 20 | 96 | 97 | 80 | Stainless steel spring wires
Pr_20_96_97_81 | 20 | 96 | 97 | 81 | Stainless steel wire ropes | 45-85-95/405 Stainless steel wire rope;
Pr_20_96_97_82 | 20 | 96 | 97 | 82 | Stainless steel wires | 45-85-95/345 Stainless steel wires;
Pr_20_96_97_83 | 20 | 96 | 97 | 83 | Swimming pool flagged ropes | 45-35-90/400 Flagged ropes;
Pr_20_96_97_84 | 20 | 96 | 97 | 84 | Swimming pool false start ropes | 45-35-90/395 False start ropes;
Pr_20_96_97_85 | 20 | 96 | 97 | 85 | Swimming pool lane ropes | 45-35-90/405 Lane ropes;
Pr_20_96_97_86 | 20 | 96 | 97 | 86 | Synthetic chains | 45-85-95/425 Synthetic chains;
Pr_20_96_97_87 | 20 | 96 | 97 | 87 | Synthetic ropes | 45-85-95/400 Synthetic ropes;
Pr_20_96_97_88 | 20 | 96 | 97 | 88 | Synthetic threads | 45-85-95/365 Synthetic twines;
Pr_20_96_97_89 | 20 | 96 | 97 | 89 | Synthetic twines | 45-85-95/375 Synthetic threads;
Pr_25 | 25 |  |  |  | Skin products
Pr_25_30 | 25 | 30 |  |  | Fixed access products
Pr_25_30_30 | 25 | 30 | 30 |  | Floor plates, gratings and edgings
Pr_25_30_30_01 | 25 | 30 | 30 | 01 | Aluminium cold formed planks | 45-30-40/310 Aluminium cold formed planks;
Pr_25_30_30_02 | 25 | 30 | 30 | 02 | Aluminium duckboards
Pr_25_30_30_03 | 25 | 30 | 30 | 03 | Aluminium edging sections | 45-30-40/400 Aluminium edging section;
Pr_25_30_30_04 | 25 | 30 | 30 | 04 | Aluminium expanded gratings | 45-30-40/325 Aluminium expanded gratings;
Pr_25_30_30_05 | 25 | 30 | 30 | 05 | Aluminium open bar metal gratings | 45-30-40/350 Aluminium open bar metal gratings;
Pr_25_30_30_06 | 25 | 30 | 30 | 06 | Aluminium solid metal plates | 45-30-40/375 Aluminium solid metal plates;
Pr_25_30_30_12 | 25 | 30 | 30 | 12 | Carbon steel cold formed planks | 45-30-40/315 Carbon steel cold formed planks;
Pr_25_30_30_14 | 25 | 30 | 30 | 14 | Carbon steel edging sections | 45-30-40/405 Carbon steel edging section;
Pr_25_30_30_16 | 25 | 30 | 30 | 16 | Carbon steel expanded gratings | 45-30-40/330 Carbon steel expanded gratings;
Pr_25_30_30_18 | 25 | 30 | 30 | 18 | Carbon steel open bar metal gratings | 45-30-40/355 Carbon steel open bar metal gratings;
Pr_25_30_30_20 | 25 | 30 | 30 | 20 | Carbon steel solid metal plates
Pr_25_30_30_22 | 25 | 30 | 30 | 22 | Concrete planks
Pr_25_30_30_34 | 25 | 30 | 30 | 34 | Glass-reinforced plastics (GRP) moulded open mesh gratings | 45-30-40/340 GRP moulded open mesh gratings;
Pr_25_30_30_36 | 25 | 30 | 30 | 36 | Hardwood duckboards
Pr_25_30_30_58 | 25 | 30 | 30 | 58 | Open bar glass-reinforced plastics (GRP) gratings | 45-30-40/345 Open bar GRP gratings;
Pr_25_30_30_63 | 25 | 30 | 30 | 63 | Plastics perforated gratings
Pr_25_30_30_80 | 25 | 30 | 30 | 80 | Softwood duckboards
Pr_25_30_30_81 | 25 | 30 | 30 | 81 | Solid glass-reinforced plastics (GRP) plates | 45-30-40/370 Solid GRP plates;
Pr_25_30_30_82 | 25 | 30 | 30 | 82 | Stainless steel cold formed planks | 45-30-40/320 Stainless steel cold formed planks;
Pr_25_30_30_83 | 25 | 30 | 30 | 83 | Stainless steel edging sections | 45-30-40/410 Stainless steel edging section;
Pr_25_30_30_84 | 25 | 30 | 30 | 84 | Stainless steel expanded gratings | 45-30-40/335 Stainless steel expanded gratings;
Pr_25_30_30_85 | 25 | 30 | 30 | 85 | Stainless steel open bar metal gratings | 45-30-40/360 Stainless steel open bar metal gratings;
Pr_25_30_30_86 | 25 | 30 | 30 | 86 | Stainless steel solid metal plates
Pr_25_30_36 | 25 | 30 | 36 |  | Handrails
Pr_25_30_36_03 | 25 | 30 | 36 | 03 | Aluminium handrails | 45-70-70/465 Aluminium handrails;
Pr_25_30_36_11 | 25 | 30 | 36 | 11 | Carbon steel handrails | 45-70-70/475 Low carbon steel handrails;
Pr_25_30_36_50 | 25 | 30 | 36 | 50 | Manufactured stone handrails | 45-70-70/485 Manufactured stone handrails;
Pr_25_30_36_63 | 25 | 30 | 36 | 63 | Plastics handrails
Pr_25_30_36_84 | 25 | 30 | 36 | 84 | Stainless steel handrails | 45-70-70/480 Stainless steel handrails;
Pr_25_30_36_96 | 25 | 30 | 36 | 96 | Wood handrails | 45-70-70/470 Wood handrails;
Pr_25_30_75 | 25 | 30 | 75 |  | Safety cages
Pr_25_30_75_02 | 25 | 30 | 75 | 02 | Aluminium ladder safety cages | 45-30-75/475 Aluminium ladder safety cages;
Pr_25_30_75_15 | 25 | 30 | 75 | 15 | Carbon steel ladder safety cages | 45-30-75/480 Carbon steel ladder safety cages;
Pr_25_30_75_80 | 25 | 30 | 75 | 80 | Stainless steel ladder safety cages | 45-30-75/485 Stainless steel ladder safety cages;
Pr_25_30_85 | 25 | 30 | 85 |  | Stair and ladder units
Pr_25_30_85_02 | 25 | 30 | 85 | 02 | Access ladders
Pr_25_30_85_03 | 25 | 30 | 85 | 03 | Aluminium loft ladders | 45-30-75/400 Aluminium loft ladders;
Pr_25_30_85_11 | 25 | 30 | 85 | 11 | Cat ladders
Pr_25_30_85_16 | 25 | 30 | 85 | 16 | Curved internal staircases | 45-30-75/490 Standard curved internal staircases;
Pr_25_30_85_22 | 25 | 30 | 85 | 22 | Drainage access chamber ladders | 90-05-20/324 Access chamber ladders;
Pr_25_30_85_23 | 25 | 30 | 85 | 23 | Drainage access chamber steps | 90-05-20/326 Access chamber steps;
Pr_25_30_85_36 | 25 | 30 | 85 | 36 | Hardwood loft ladders | 45-30-75/405 Timber loft ladders;
Pr_25_30_85_48 | 25 | 30 | 85 | 48 | Lift pit ladders | 90-80-60/360 Pit ladder;
Pr_25_30_85_64 | 25 | 30 | 85 | 64 | Pool ladders | 45-35-90/365 Vertical pool ladders;
Pr_25_30_85_65 | 25 | 30 | 85 | 65 | Pool stepladders | 45-35-90/370 Inclined pool stepladders;
Pr_25_30_85_73 | 25 | 30 | 85 | 73 | Roll-up ladders
Pr_25_30_85_79 | 25 | 30 | 85 | 79 | Sliding ladders
Pr_25_30_85_84 | 25 | 30 | 85 | 84 | Spiral internal staircases
Pr_25_30_85_85 | 25 | 30 | 85 | 85 | Step-over ladders
Pr_25_30_85_86 | 25 | 30 | 85 | 86 | Straight internal staircases | 45-30-75/495 Standard straight internal staircases;
Pr_25_30_85_90 | 25 | 30 | 85 | 90 | Travelling ladders | 45-35-74/440 Travelling ladders;
Pr_25_30_86 | 25 | 30 | 86 |  | Surface level traffic control products
Pr_25_30_86_03 | 25 | 30 | 86 | 03 | Aluminium alloy vehicle flow plates | 45-20-80/323 Aluminium alloy vehicle flow plates;
Pr_25_30_86_04 | 25 | 30 | 86 | 04 | Aluminium alloy vehicle stops | 45-20-80/331 Aluminium alloy vehicle stops;
Pr_25_30_86_11 | 25 | 30 | 86 | 11 | Carbon steel vehicle flow plates | 45-20-80/325 Carbon steel vehicle flow plates;
Pr_25_30_86_12 | 25 | 30 | 86 | 12 | Carbon steel vehicle stops | 45-20-80/333 Carbon steel vehicle stops;
Pr_25_30_86_15 | 25 | 30 | 86 | 15 | Concrete demarcation units | 45-20-80/314 Precast demarcation units;
Pr_25_30_86_60 | 25 | 30 | 86 | 60 | Pavement extenders | 45-20-80/312 Pavement extenders;
Pr_25_30_86_72 | 25 | 30 | 86 | 72 | Rising kerbs | 45-20-80/321 Rising kerbs;
Pr_25_30_86_73 | 25 | 30 | 86 | 73 | Rising ramp vehicle barriers
Pr_25_30_86_74 | 25 | 30 | 86 | 74 | Rising spike vehicle stops
Pr_25_30_86_75 | 25 | 30 | 86 | 75 | Rubber vehicle stops | 45-20-80/337 Rubber vehicle stops;
Pr_25_30_86_83 | 25 | 30 | 86 | 83 | Speed restriction ramps | 45-20-80/315 Speed restriction ramps;
Pr_25_30_86_88 | 25 | 30 | 86 | 88 | Timber vehicle stops | 45-20-80/335 Timber vehicle stops;
Pr_25_30_86_90 | 25 | 30 | 86 | 90 | Traffic calming speed cushions | 45-20-80/313 Precast concrete traffic calming speed cushions;
Pr_25_30_86_91 | 25 | 30 | 86 | 91 | Traffic islands | 45-20-80/310 Traffic islands;
Pr_25_30_90 | 25 | 30 | 90 |  | Treads and landing units
Pr_25_30_90_10 | 25 | 30 | 90 | 10 | Carbon steel stair treads | 45-30-40/380 Carbon steel stair treads;
Pr_25_30_90_11 | 25 | 30 | 90 | 11 | Concrete glazed stair treads | 45-30-60/370 Precast concrete glazed stair treads;
Pr_25_30_90_12 | 25 | 30 | 90 | 12 | Concrete glazed stair landing panels | 45-20-60/370 Precast concrete glazed stair landing panels;
Pr_25_30_90_13 | 25 | 30 | 90 | 13 | Concrete helical stair flight units | 45-30-60/310 Precast concrete helical stair flight units;
Pr_25_30_90_14 | 25 | 30 | 90 | 14 | Concrete spiral stair flight units | 45-30-60/320 Precast concrete spiral stair flight units;
Pr_25_30_90_15 | 25 | 30 | 90 | 15 | Concrete stair flight and landing units | 45-30-60/350 Precast concrete stair flight and landing units;
Pr_25_30_90_16 | 25 | 30 | 90 | 16 | Concrete stair flight units | 45-30-60/340 Precast concrete stair flight units;
Pr_25_30_90_17 | 25 | 30 | 90 | 17 | Concrete stair landing units | 45-30-60/360 Precast concrete stair landing units;
Pr_25_30_90_18 | 25 | 30 | 90 | 18 | Concrete step units | 45-30-60/330 Precast concrete step units;
Pr_25_30_90_33 | 25 | 30 | 90 | 33 | Glass stair treads | 45-20-60/375 Precast concrete glazed stair tread panels;
Pr_25_30_90_36 | 25 | 30 | 90 | 36 | Hardwood stair treads
Pr_25_30_90_63 | 25 | 30 | 90 | 63 | Plastics stair treads
Pr_25_30_90_81 | 25 | 30 | 90 | 81 | Softwood stair treads
Pr_25_30_90_83 | 25 | 30 | 90 | 83 | Stainless steel stair treads | 45-30-40/385 Stainless steel stair treads;
Pr_25_30_90_84 | 25 | 30 | 90 | 84 | Stone stair treads
Pr_25_30_90_85 | 25 | 30 | 90 | 85 | Stone step units | 45-30-75/380 Manufactured stone step units;
Pr_25_31 | 25 | 31 |  |  | Formless skin products
Pr_25_31_28 | 25 | 31 | 28 |  | Expanding foams
Pr_25_31_28_65 | 25 | 31 | 28 | 65 | Polyisocyanurate (PIR) foam insulation | 45-55-45/400 Polyisocyanurate (PIR) foam insulation;
Pr_25_31_28_66 | 25 | 31 | 28 | 66 | Polyurethane (PUR) injected foam insulation | 45-55-45/345 Polyurethane foam cavity insulation;
Pr_25_31_28_67 | 25 | 31 | 28 | 67 | Polyurethane (PUR) foam insulation | 45-55-45/410 Polyurethane (PUR) foam insulation;
Pr_25_31_28_93 | 25 | 31 | 28 | 93 | Urea-formaldehyde foam (UFF) insulation | 45-55-45/350 Urea-formaldehyde foam cavity insulation;
Pr_25_31_28_94 | 25 | 31 | 28 | 94 | Vermin and insect-proof expanding foams
Pr_25_31_48 | 25 | 31 | 48 |  | Loose insulation
Pr_25_31_48_12 | 25 | 31 | 48 | 12 | Cellulose fibre loose insulation | 45-55-45/360 Cellulose fibres;
Pr_25_31_48_27 | 25 | 31 | 48 | 27 | Expanded cork loose insulation | 45-55-45/370 Expanded cork loose fill insulation;
Pr_25_31_48_28 | 25 | 31 | 48 | 28 | Expanded polystyrene (EPS) bead insulation | 45-55-45/320 Expanded polystyrene (EPS) bead insulation;
Pr_25_31_48_34 | 25 | 31 | 48 | 34 | Granular mineral wool insulation | 45-55-45/440 Granular mineral wool insulation;
Pr_25_31_48_61 | 25 | 31 | 48 | 61 | Perlite loose insulation | 45-55-45/390 Perlite insulation;
Pr_25_31_48_66 | 25 | 31 | 48 | 66 | Polyurethane (PUR) foam chip insulation | 45-55-45/340 Polyurethane foam chip insulation;
Pr_25_31_48_71 | 25 | 31 | 48 | 71 | Recycled paper loose insulation
Pr_25_31_48_76 | 25 | 31 | 48 | 76 | Sea grass loose insulation
Pr_25_31_48_94 | 25 | 31 | 48 | 94 | Vermiculite loose insulation | 45-55-45/430 Vermiculite insulation;
Pr_25_57 | 25 | 57 |  |  | Non-rigid sheet, mat and strip skin products
Pr_25_57_06 | 25 | 57 | 06 |  | Batt and quilt products
Pr_25_57_06_02 | 25 | 57 | 06 | 02 | Aerogel blanket insulation | 45-45-70/320 Aerogel blanket insulation;
Pr_25_57_06_15 | 25 | 57 | 06 | 15 | Cotton fibre batt insulation | 45-45-70/325 Cotton fibre batt insulation;
Pr_25_57_06_28 | 25 | 57 | 06 | 28 | Felt backing insulation | 45-45-70/410 Felt backing insulation;
Pr_25_57_06_30 | 25 | 57 | 06 | 30 | Flexible glass wool mat insulation | 45-45-70/330 Flexible glass wool mat insulation;
Pr_25_57_06_31 | 25 | 57 | 06 | 31 | Flexible rock wool mat insulation | 45-45-70/335 Flexible rock wool mat insulation;
Pr_25_57_06_32 | 25 | 57 | 06 | 32 | Formed recycled paper insulation
Pr_25_57_06_34 | 25 | 57 | 06 | 34 | Glass fibre insulation | 45-55-45/380 Glass fibre insulation;
Pr_25_57_06_37 | 25 | 57 | 06 | 37 | Hemp fibre insulation | 45-45-70/340 Hemp fibre insulation;
Pr_25_57_06_47 | 25 | 57 | 06 | 47 | Lift car protective quilts | 90-80-60/370 Protective quilts;
Pr_25_57_06_50 | 25 | 57 | 06 | 50 | Mineral fibre slab insulation | 45-45-70/380 Mineral fibre slab insulation;
Pr_25_57_06_51 | 25 | 57 | 06 | 51 | Mineral wool fibre insulation | 45-55-45/330 Mineral wool fibre insulation;
Pr_25_57_06_52 | 25 | 57 | 06 | 52 | Mineral wool flexible insulation
Pr_25_57_06_53 | 25 | 57 | 06 | 53 | Mineral wool insulation | 45-45-70/355 Mineral wool insulation;
Pr_25_57_06_54 | 25 | 57 | 06 | 54 | Mineral wool resilient layer sound insulation | 45-45-70/345 Mineral wool resilient layer sound insulation;
Pr_25_57_06_55 | 25 | 57 | 06 | 55 | Mineral wool resilient strip sound insulation | 45-45-70/350 Mineral wool resilient strip sound insulation;
Pr_25_57_06_56 | 25 | 57 | 06 | 56 | Mineral wool slab insulation | 45-45-70/385 Mineral wool slab insulation;
Pr_25_57_06_57 | 25 | 57 | 06 | 57 | Multifoil blanket insulation | 45-45-70/360 Multifoil blanket insulation;
Pr_25_57_06_71 | 25 | 57 | 06 | 71 | Resilient layer insulation | 45-45-70/437 Resilient layer insulation;
Pr_25_57_06_76 | 25 | 57 | 06 | 76 | Sheep wool insulation | 45-45-70/365 Sheep wool insulation;
Pr_25_57_06_94 | 25 | 57 | 06 | 94 | Vacuum insulated panels | 45-45-70/390 Vacuum insulated panels;
Pr_25_57_06_97 | 25 | 57 | 06 | 97 | Wood fibre batt insulation | 45-45-70/370 Wood fibre batt insulation;
Pr_25_57_08 | 25 | 57 | 08 |  | Bitumen-based membranes, sheets and fabrics
Pr_25_57_08_08 | 25 | 57 | 08 | 08 | Bitumen sheets | 45-65-50/304 Bitumen sheets;
Pr_25_57_08_58 | 25 | 57 | 08 | 58 | Pitch polymer membranes | 45-65-50/307 Pitch polymer membranes;
Pr_25_57_08_71 | 25 | 57 | 08 | 71 | Reinforced bitumen membrane perforated underlays | 45-65-50/312 Reinforced bitumen membrane perforated underlay;
Pr_25_57_08_75 | 25 | 57 | 08 | 75 | Reinforced bitumen roofing sheets | 45-65-50/301 Reinforced bitumen sheets for roofing;
Pr_25_57_10 | 25 | 57 | 10 |  | Building papers and vapour permeable sheets
Pr_25_57_10_04 | 25 | 57 | 10 | 04 | Aluminium foil/ kraft paper laminates
Pr_25_57_10_08 | 25 | 57 | 10 | 08 | Bitumen bonded kraft papers
Pr_25_57_10_09 | 25 | 57 | 10 | 09 | Building papers | 45-65-50/322 Building paper;
Pr_25_57_10_12 | 25 | 57 | 10 | 12 | Cellulose based building papers
Pr_25_57_10_37 | 25 | 57 | 10 | 37 | High density polyethylene (PE-HD) vapour permeable sheets
Pr_25_57_10_45 | 25 | 57 | 10 | 45 | Kraft papers
Pr_25_57_10_47 | 25 | 57 | 10 | 47 | Low density polyethylene (PE-LD) vapour permeable sheets
Pr_25_57_10_62 | 25 | 57 | 10 | 62 | Polyethylene coated kraft papers
Pr_25_57_10_64 | 25 | 57 | 10 | 64 | Polyolefin vapour permeable sheets
Pr_25_57_10_66 | 25 | 57 | 10 | 66 | Polypropylene vapour permeable sheets
Pr_25_57_10_68 | 25 | 57 | 10 | 68 | Polypropylene and polythylene laminate vapour permeable sheets
Pr_25_57_10_94 | 25 | 57 | 10 | 94 | Vapour permeable sheets | 45-65-50/323 Vapour permeable sheets;
Pr_25_57_21 | 25 | 57 | 21 |  | Damp-proof courses and cavity trays
Pr_25_57_21_06 | 25 | 57 | 21 | 06 | Bitumen-based damp-proof courses and cavity trays | 45-25-20/305 Bitumen based damp proof courses and/ or cavity trays;
Pr_25_57_21_08 | 25 | 57 | 21 | 08 | Bitumen polymer damp-proof courses and cavity trays | 45-25-20/310 Bitumen polymer damp proof courses and/ or cavity trays;
Pr_25_57_21_12 | 25 | 57 | 21 | 12 | Cavity closer and damp-proof course supports | 45-25-20/305 Bitumen based damp proof courses and/ or cavity trays;
Pr_25_57_21_13 | 25 | 57 | 21 | 13 | Clay brick damp-proof courses
Pr_25_57_21_14 | 25 | 57 | 21 | 14 | Cold-applied roofing membrane adhesive damp-proof course joint sealers
Pr_25_57_21_16 | 25 | 57 | 21 | 16 | Coping or capping damp-proof courses
Pr_25_57_21_18 | 25 | 57 | 21 | 18 | Copper damp-proof courses and cavity trays | 45-25-20/320 Copper damp proof courses and/ or cavity trays;
Pr_25_57_21_27 | 25 | 57 | 21 | 27 | Ethylene propylene (EP) damp-proof courses and cavity trays | 45-25-20/337 Plastics damp proof courses and/ or cavity trays;
Pr_25_57_21_33 | 25 | 57 | 21 | 33 | Gas resistant preformed cavity trays | 45-25-20/405 Gas resistant preformed cavity trays;
Pr_25_57_21_34 | 25 | 57 | 21 | 34 | Gas resistant preformed cavity trays and cloaks
Pr_25_57_21_35 | 25 | 57 | 21 | 35 | Gas-resistant damp-proof courses | 45-25-20/330 Gas-resistant damp proof courses and/ or cavity trays;
Pr_25_57_21_36 | 25 | 57 | 21 | 36 | Granite damp-proof courses
Pr_25_57_21_42 | 25 | 57 | 21 | 42 | Insertion cavity trays | 45-25-20/410 Insertion cavity trays;
Pr_25_57_21_43 | 25 | 57 | 21 | 43 | Insulated damp proof courses | 45-25-20/355 Insulated damp proof courses;
Pr_25_57_21_44 | 25 | 57 | 21 | 44 | Joist seals | 45-25-20/460 Joist seals;
Pr_25_57_21_48 | 25 | 57 | 21 | 48 | Lead damp-proof courses and cavity trays | 45-25-20/335 Lead damp proof courses and/ or cavity trays;
Pr_25_57_21_50 | 25 | 57 | 21 | 50 | Mastic asphalt (MA) damp-proof courses | 45-25-20/360 Mastic asphalt damp proof courses;
Pr_25_57_21_61 | 25 | 57 | 21 | 61 | Pitch polymer damp-proof courses and cavity trays | 45-25-20/340 Pitch polymer damp proof courses and/ or cavity trays;
Pr_25_57_21_63 | 25 | 57 | 21 | 63 | Polyethylene (PE) damp-proof courses and cavity trays | 45-25-20/337 Plastics damp proof courses and/ or cavity trays;
Pr_25_57_21_64 | 25 | 57 | 21 | 64 | Polypropylene (PP) damp-proof courses and cavity trays | 45-25-20/337 Plastics damp proof courses and/ or cavity trays;
Pr_25_57_21_65 | 25 | 57 | 21 | 65 | Polymeric damp proof courses
Pr_25_57_21_66 | 25 | 57 | 21 | 66 | Preformed cavity trays | 45-25-20/415 Preformed cavity trays;
Pr_25_57_21_67 | 25 | 57 | 21 | 67 | Preformed cavity trays and cloaks
Pr_25_57_21_68 | 25 | 57 | 21 | 68 | Preformed damp-proof courses | 45-25-20/365 Preformed dpcs;
Pr_25_57_21_72 | 25 | 57 | 21 | 72 | Rising damp remedial units | 45-25-38/460 Rising damp remedial units;
Pr_25_57_21_80 | 25 | 57 | 21 | 80 | Slate damp-proof courses
Pr_25_57_51 | 25 | 57 | 51 |  | Membranes, liners, flexible sheets and fabrics
Pr_25_57_51_02 | 25 | 57 | 51 | 02 | Acrylonitrile butadiene styrene (ABS) studded membranes | 45-65-50/354 High density polyethylene studded sheets;
Pr_25_57_51_10 | 25 | 57 | 51 | 10 | Butyl rubber (polyisobutylene isoprene (IIR)) geomembranes
Pr_25_57_51_11 | 25 | 57 | 51 | 11 | Carborundum slip resistant paper
Pr_25_57_51_13 | 25 | 57 | 51 | 13 | Chlorinated polyethylene (PE-C) geomembranes
Pr_25_57_51_14 | 25 | 57 | 51 | 14 | Chlorosulfonated polyethylene (PE-CS) geomembranes
Pr_25_57_51_16 | 25 | 57 | 51 | 16 | Coated polyester fabrics
Pr_25_57_51_27 | 25 | 57 | 51 | 27 | Ethylene propylene diene monomer (EPDM) geomembranes
Pr_25_57_51_30 | 25 | 57 | 51 | 30 | Flexible pond liners | 90-15-90/481 Flexible pond liners;
Pr_25_57_51_31 | 25 | 57 | 51 | 31 | Flexible polyolefin (FPO) polymeric membranes
Pr_25_57_51_33 | 25 | 57 | 51 | 33 | Glass fibre fleeces | 45-65-50/338 Glass fibre fleece;
Pr_25_57_51_35 | 25 | 57 | 51 | 35 | Glass-reinforced plastics (GRP) sheet liners | 45-60-60/350 GRP sheet liners;
Pr_25_57_51_36 | 25 | 57 | 51 | 36 | High-density polyethylene (PE-HD) studded sheets
Pr_25_57_51_38 | 25 | 57 | 51 | 38 | High impact polystyrene (HIPS) studded sheets
Pr_25_57_51_42 | 25 | 57 | 51 | 42 | Integrated flexible photovoltaic (PV) module membranes
Pr_25_57_51_51 | 25 | 57 | 51 | 51 | Membrane walkways | 45-65-50/390 Polymeric membrane walkways;
Pr_25_57_51_52 | 25 | 57 | 51 | 52 | Metallized plastics window films
Pr_25_57_51_54 | 25 | 57 | 51 | 54 | Modified acrylic fabric
Pr_25_57_51_60 | 25 | 57 | 51 | 60 | Plastics window films | 45-65-50/332 Plastics window films;
Pr_25_57_51_61 | 25 | 57 | 51 | 61 | Plastics preformed liners | 45-60-60/360 Plastics preformed liners;
Pr_25_57_51_66 | 25 | 57 | 51 | 66 | Polymeric membranes | 45-65-50/363 Polymeric membranes;
Pr_25_57_51_68 | 25 | 57 | 51 | 68 | Polypropylene (PP) studded sheets | 45-65-50/354 High density polyethylene studded sheets;
Pr_25_57_51_70 | 25 | 57 | 51 | 70 | Polyvinyl chloride geomembranes
Pr_25_57_51_74 | 25 | 57 | 51 | 74 | Rubber studded sheets | 45-65-50/354 High density polyethylene studded sheets;
Pr_25_57_51_79 | 25 | 57 | 51 | 79 | Slip-resistant sheets and strips | 45-20-62/345 Slip-resistant sheet and strips;
Pr_25_57_51_88 | 25 | 57 | 51 | 88 | Thermoplastic polyolefin elastomer (TPE) polymeric membranes
Pr_25_57_51_95 | 25 | 57 | 51 | 95 | Vinyl ethylene terpolymer (VET) polymeric membranes
Pr_25_57_53 | 25 | 57 | 53 |  | Moisture retention sheets
Pr_25_57_53_30 | 25 | 57 | 53 | 30 | Foamed aminoplastic resin moisture retention mats
Pr_25_57_53_50 | 25 | 57 | 53 | 50 | Mineral wool water retention geotextiles
Pr_25_57_53_62 | 25 | 57 | 53 | 62 | Polyacrylonitrile (PAN) water retention geotextiles
Pr_25_57_53_63 | 25 | 57 | 53 | 63 | Polyamide water retention geotextiles
Pr_25_57_53_65 | 25 | 57 | 53 | 65 | Polypropylene water retention geotextiles
Pr_25_57_56 | 25 | 57 | 56 |  | Netting and non-reinforcement mesh
Pr_25_57_56_07 | 25 | 57 | 56 | 07 | Bird deterrent nets | 45-35-22/335 Net bird deterrents;
Pr_25_57_56_14 | 25 | 57 | 56 | 14 | Cleft chestnut palisade rolls | 45-65-56/460 Cleft chestnut palisade rolls;
Pr_25_57_56_15 | 25 | 57 | 56 | 15 | Continuous chain link metal mesh | 45-65-56/370 Continuous chain link mesh;
Pr_25_57_56_16 | 25 | 57 | 56 | 16 | Coarse woven plastics mesh
Pr_25_57_56_27 | 25 | 57 | 56 | 27 | Expanded metal mesh | 45-65-56/320 Expanded metal mesh;
Pr_25_57_56_28 | 25 | 57 | 56 | 28 | Extruded plastics mesh
Pr_25_57_56_29 | 25 | 57 | 56 | 29 | Fine woven plastics mesh
Pr_25_57_56_34 | 25 | 57 | 56 | 34 | Glass fibre mesh | 45-65-56/310 Glass fibre mesh;
Pr_25_57_56_52 | 25 | 57 | 56 | 52 | Metallic nets | 45-65-56/400 Metallic net;
Pr_25_57_56_56 | 25 | 57 | 56 | 56 | Natural nets | 45-65-56/410 Natural net;
Pr_25_57_56_61 | 25 | 57 | 56 | 61 | Perforated metal mesh | 45-65-56/330 Perforated metal mesh;
Pr_25_57_56_64 | 25 | 57 | 56 | 64 | Plastics nets | 45-65-56/420 Plastics net;
Pr_25_57_56_85 | 25 | 57 | 56 | 85 | Spun-bonded plastics mesh | 45-65-56/340 Plastics mesh;
Pr_25_57_56_95 | 25 | 57 | 56 | 95 | Welded metal mesh | 45-65-56/350 Welded metal mesh;
Pr_25_57_56_96 | 25 | 57 | 56 | 96 | Wire netting
Pr_25_57_56_97 | 25 | 57 | 56 | 97 | Woven metal mesh | 45-65-56/360 Woven metal mesh;
Pr_25_57_61 | 25 | 57 | 61 |  | Plant-fibre based membranes, liners, flexible sheet and fabrics
Pr_25_57_61_15 | 25 | 57 | 61 | 15 | Coir geotextiles
Pr_25_57_61_29 | 25 | 57 | 61 | 29 | Flax geotextiles
Pr_25_57_61_37 | 25 | 57 | 61 | 37 | Hemp geotextiles
Pr_25_57_61_44 | 25 | 57 | 61 | 44 | Jute geotextiles
Pr_25_57_61_59 | 25 | 57 | 61 | 59 | Plant and natural fibre linings | 45-65-50/344 Plant and natural fibre linings;
Pr_25_57_61_60 | 25 | 57 | 61 | 60 | Paper pulp linings
Pr_25_57_61_79 | 25 | 57 | 61 | 79 | Sisal membranes
Pr_25_57_61_80 | 25 | 57 | 61 | 80 | Sisal jute mix membranes
Pr_25_57_61_95 | 25 | 57 | 61 | 95 | Wood fibre membranes
Pr_25_57_61_97 | 25 | 57 | 61 | 97 | Wool membranes
Pr_25_57_61_98 | 25 | 57 | 61 | 98 | Wool felt membranes
Pr_25_57_65 | 25 | 57 | 65 |  | Plastics membranes
Pr_25_57_65_37 | 25 | 57 | 65 | 37 | High density polyethylene (PE-HD) sheets
Pr_25_57_65_47 | 25 | 57 | 65 | 47 | Low density polyethylene (PE-LD) sheets
Pr_25_57_65_60 | 25 | 57 | 65 | 60 | Plastics sheets | 45-65-50/325 Plastics sheets;
Pr_25_57_65_62 | 25 | 57 | 65 | 62 | Polyester sheets
Pr_25_57_65_63 | 25 | 57 | 65 | 63 | Polyethylene sheets
Pr_25_57_65_65 | 25 | 57 | 65 | 65 | Polypropylene sheets
Pr_25_57_65_66 | 25 | 57 | 65 | 66 | Polypropylene and polyethylene laminate sheets
Pr_25_57_65_67 | 25 | 57 | 65 | 67 | Polytetrafluorethylene (PTFE) sheets
Pr_25_57_65_69 | 25 | 57 | 65 | 69 | Polyvinyl chloride (PVC) sheets
Pr_25_57_65_70 | 25 | 57 | 65 | 70 | Polyvinylidene fluoride (PVDF) sheets
Pr_25_57_65_92 | 25 | 57 | 65 | 92 | Unplasticized polyvinyl chloride (PVC-U) sheets
Pr_25_57_85 | 25 | 57 | 85 |  | Synthetic filter fabrics
Pr_25_57_85_10 | 25 | 57 | 85 | 10 | Capillary fleece
Pr_25_57_85_62 | 25 | 57 | 85 | 62 | Polyester fibre fleece
Pr_25_57_85_64 | 25 | 57 | 85 | 64 | Polyester filter geotextiles
Pr_25_57_85_66 | 25 | 57 | 85 | 66 | Polyethylene filter geotextiles
Pr_25_57_85_68 | 25 | 57 | 85 | 68 | Polypropylene filter geotextiles
Pr_25_57_85_70 | 25 | 57 | 85 | 70 | Polyvinylidene fluoride (PVDF) hydrophobic geotextiles
Pr_25_57_90 | 25 | 57 | 90 |  | Tensile, stretch and suspended fabrics
Pr_25_57_90_03 | 25 | 57 | 90 | 03 | Aramid tensile fabrics
Pr_25_57_90_15 | 25 | 57 | 90 | 15 | Cotton canvas tensile fabrics
Pr_25_57_90_29 | 25 | 57 | 90 | 29 | Fabrics for tensile applications | 45-65-50/330 Fabrics for tensile applications;
Pr_25_57_90_34 | 25 | 57 | 90 | 34 | Glass fibre tensile fabrics
Pr_25_57_90_63 | 25 | 57 | 90 | 63 | Polyester tensile fabrics
Pr_25_57_90_67 | 25 | 57 | 90 | 67 | Polytetrafluoroethylene (PTFE) tensile fabrics
Pr_25_57_90_69 | 25 | 57 | 90 | 69 | Polyurethane coated polyester stretch fabric membranes
Pr_25_57_90_71 | 25 | 57 | 90 | 71 | Polyvinyl chloride (PVC) stretch fabric membranes
Pr_25_57_90_75 | 25 | 57 | 90 | 75 | Sailcloth
Pr_25_57_90_81 | 25 | 57 | 90 | 81 | Solar glass weave tensile fabrics
Pr_25_57_90_84 | 25 | 57 | 90 | 84 | Stretch fabric membranes | 45-65-50/384 Stretch fabric membranes;
Pr_25_57_90_85 | 25 | 57 | 90 | 85 | Suspended fabric panels | 45-65-50/386 Suspended fabric panels;
Pr_25_71 | 25 | 71 |  |  | Rigid board, panel and sheet products
Pr_25_71_14 | 25 | 71 | 14 |  | Cladding and lining panels (Lightweight cladding and roofing panels)
Pr_25_71_14_01 | 25 | 71 | 14 | 01 | Aggregate-faced glass reinforced plastics (GRP) panels | 45-25-45/305 Aggregate faced GRP panels;
Pr_25_71_14_02 | 25 | 71 | 14 | 02 | Aluminium cassette panels | 45-25-45/310 Aluminium cassette panels;
Pr_25_71_14_05 | 25 | 71 | 14 | 05 | Aluminium composite material (ACM) panels | 45-25-45/315 Aluminium composite material (ACM’s) panels;
Pr_25_71_14_06 | 25 | 71 | 14 | 06 | Aluminium composite panels | 45-25-45/320 Aluminium composite panels;
Pr_25_71_14_07 | 25 | 71 | 14 | 07 | Aluminium external panels | 45-25-45/325 Aluminium external panels;
Pr_25_71_14_08 | 25 | 71 | 14 | 08 | Aluminium infill panels | 45-25-45/330 Aluminium infill panels;
Pr_25_71_14_09 | 25 | 71 | 14 | 09 | Aluminium internal panels | 45-25-45/335 Aluminium internal panels;
Pr_25_71_14_11 | 25 | 71 | 14 | 11 | Carbon steel composite panels | 45-25-45/340 Carbon steel composite panels;
Pr_25_71_14_12 | 25 | 71 | 14 | 12 | Carbon steel external panels | 45-25-45/345 Carbon steel external panels;
Pr_25_71_14_13 | 25 | 71 | 14 | 13 | Carbon steel infill panels | 45-25-45/350 Carbon steel infill panels;
Pr_25_71_14_14 | 25 | 71 | 14 | 14 | Carbon steel internal panels | 45-25-45/355 Carbon steel internal panels;
Pr_25_71_14_15 | 25 | 71 | 14 | 15 | Ceramic panels | 45-25-45/360 Ceramic panels;
Pr_25_71_14_16 | 25 | 71 | 14 | 16 | Column casings
Pr_25_71_14_18 | 25 | 71 | 14 | 18 | Composite and recycled plastics sheets | 45-65-60/320 Plastics, composite and recycled plastics sheets;
Pr_25_71_14_19 | 25 | 71 | 14 | 19 | Composite stone panels | 45-25-45/365 Composite stone panels;
Pr_25_71_14_20 | 25 | 71 | 14 | 20 | Compressed rock fibre panels | 45-25-45/370 Compressed rock fibre panels;
Pr_25_71_14_30 | 25 | 71 | 14 | 30 | Fibre cement panels
Pr_25_71_14_31 | 25 | 71 | 14 | 31 | Fireproof casings
Pr_25_71_14_34 | 25 | 71 | 14 | 34 | Glass reinforced plastics (GRP) panels
Pr_25_71_14_56 | 25 | 71 | 14 | 56 | Natural stone panels | 45-25-45/380 Natural stone panels;
Pr_25_71_14_62 | 25 | 71 | 14 | 62 | Plastics sheet wall claddings | 45-65-60/310 Plastic sheet wall cladding;
Pr_25_71_14_65 | 25 | 71 | 14 | 65 | Pre-weathered zinc cassette panels | 45-25-45/385 Preweathered zinc cassette panels;
Pr_25_71_14_82 | 25 | 71 | 14 | 82 | Stainless steel cassette panels | 45-25-45/390 Stainless steel cassette panels;
Pr_25_71_14_83 | 25 | 71 | 14 | 83 | Stainless steel composite panels | 45-25-45/395 Stainless steel composite panels;
Pr_25_71_14_84 | 25 | 71 | 14 | 84 | Stainless steel external panels | 45-25-45/400 Stainless steel external panels;
Pr_25_71_14_85 | 25 | 71 | 14 | 85 | Stainless steel infill panels | 45-25-45/405 Stainless steel infill panels;
Pr_25_71_14_86 | 25 | 71 | 14 | 86 | Stainless steel internal panels | 45-25-45/410 Stainless steel internal panels;
Pr_25_71_14_88 | 25 | 71 | 14 | 88 | Terracotta panels | 45-25-45/415 Terracotta panels;
Pr_25_71_14_98 | 25 | 71 | 14 | 98 | Wood fibre-reinforced thermosetting resin external panels | 45-25-45/375 Exterior quality wood fibre reinforced thermosetting resin panels;
Pr_25_71_29 | 25 | 71 | 29 |  | Falsework and formwork
Pr_25_71_29_04 | 25 | 71 | 29 | 04 | Architectural finish permanent formwork linings | 45-50-30/440 Architectural finish permanent formwork lining;
Pr_25_71_29_11 | 25 | 71 | 29 | 11 | Carbon steel permanent joint formers | 45-50-30/340 Prefabricated carbon steel permanent joint formers;
Pr_25_71_29_14 | 25 | 71 | 29 | 14 | Collapsible (wet) board substructure formwork | 45-50-30/370 Collapsible board substructure formwork (collapsed by wetting);
Pr_25_71_29_15 | 25 | 71 | 29 | 15 | Collapsible board substructure formwork | 45-50-30/380 Collapsible board substructure formwork;
Pr_25_71_29_16 | 25 | 71 | 29 | 16 | Compressible board substructure formwork | 45-50-30/390 Compressible board substructure formwork;
Pr_25_71_29_17 | 25 | 71 | 29 | 17 | Concrete permanent side forms | 45-50-30/330 Precast concrete permanent side forms;
Pr_25_71_29_24 | 25 | 71 | 29 | 24 | Duct formers | 45-50-30/465 Duct formers for prestressing tendons;
Pr_25_71_29_28 | 25 | 71 | 29 | 28 | Expanded carbon steel mesh formwork | 45-50-30/460 Expanded steel mesh formwork;
Pr_25_71_29_37 | 25 | 71 | 29 | 37 | High density expanded polystyrene (HDPS) ventilated substructure formwork | 45-50-30/400 High density expanded polystyrene ventilated substructure formwork;
Pr_25_71_29_56 | 25 | 71 | 29 | 56 | Non-critical permanent formwork | 45-50-30/470 Non-critical permanent formwork;
Pr_25_71_29_60 | 25 | 71 | 29 | 60 | Permanent concrete composite wall panels | 45-50-30/490 Composite wall panels;
Pr_25_71_29_62 | 25 | 71 | 29 | 62 | Permanent insulation formwork (PIF) | 45-50-30/420 Permanent insulation formwork (PIF);
Pr_25_71_29_64 | 25 | 71 | 29 | 64 | Permanent timber formwork | 45-60-90/438 Permanent timber formwork;
Pr_25_71_29_72 | 25 | 71 | 29 | 72 | Ribbed carbon steel mesh formwork | 45-50-30/480 Ribbed steel mesh formwork;
Pr_25_71_29_76 | 25 | 71 | 29 | 76 | Scaffolding and accessories | 45-50-30/350 Scaffolding and accessories;
Pr_25_71_29_86 | 25 | 71 | 29 | 86 | Suspended in situ concrete construction permanent insulation formwork (PIF) | 45-50-30/430 Permanent insulation formwork (PIF) for suspended in situ concrete construction;
Pr_25_71_29_88 | 25 | 71 | 29 | 88 | Timber scaffold boards | 45-50-30/365 Timber scaffold boards;
Pr_25_71_33 | 25 | 71 | 33 |  | Glass and glazing sheets and profiles
Pr_25_71_33_02 | 25 | 71 | 33 | 02 | Annealed glass sheets | 45-65-40/310 Annealed glass;
Pr_25_71_33_16 | 25 | 71 | 33 | 16 | Corrugated wired glass sheets
Pr_25_71_33_33 | 25 | 71 | 33 | 33 | Glass beams | 45-65-40/375 Glass beams;
Pr_25_71_33_34 | 25 | 71 | 33 | 34 | Glass fins | 45-65-40/380 Glass fins;
Pr_25_71_33_35 | 25 | 71 | 33 | 35 | Glass panels | 45-25-05/320 Glass panels;
Pr_25_71_33_37 | 25 | 71 | 33 | 37 | Heat strengthened glass sheets | 45-65-40/315 Heat strengthened glass;
Pr_25_71_33_42 | 25 | 71 | 33 | 42 | Insulated glass units (IGUs) | 45-65-40/370 Insulated glass units (IGUs);
Pr_25_71_33_46 | 25 | 71 | 33 | 46 | Laminated glass sheets | 45-65-40/320 Laminated glass;
Pr_25_71_33_47 | 25 | 71 | 33 | 47 | Lead and X-ray glass sheets | 45-65-40/325 Lead or X-ray glass;
Pr_25_71_33_65 | 25 | 71 | 33 | 65 | Plastics glazing sheets | 45-65-40/330 Plastics glazing sheet;
Pr_25_71_33_77 | 25 | 71 | 33 | 77 | Sealed insulated glass units
Pr_25_71_33_84 | 25 | 71 | 33 | 84 | Stained glass sheets
Pr_25_71_33_88 | 25 | 71 | 33 | 88 | Thermally toughened glass sheets | 45-65-40/335 Thermally toughened glass;
Pr_25_71_33_92 | 25 | 71 | 33 | 92 | U-profiled glass channels | 45-65-40/385 U profiled glass channels;
Pr_25_71_33_97 | 25 | 71 | 33 | 97 | Wired glass sheets | 45-65-40/340 Wired glass;
Pr_25_71_42 | 25 | 71 | 42 |  | Infill panels
Pr_25_71_42_12 | 25 | 71 | 42 | 12 | Cement-bonded wood-wool infill panels
Pr_25_71_42_52 | 25 | 71 | 42 | 52 | Metal tray infill panels
Pr_25_71_42_54 | 25 | 71 | 42 | 54 | Mineral fibre infill panels
Pr_25_71_42_59 | 25 | 71 | 42 | 59 | Open-cell infill panels
Pr_25_71_42_60 | 25 | 71 | 42 | 60 | Panel diffuser infill panels
Pr_25_71_42_63 | 25 | 71 | 42 | 63 | Plastics-faced gypsum plasterboard infill panels
Pr_25_71_42_70 | 25 | 71 | 42 | 70 | Raised access floor panels | 45-45-00/320 Raised access floor panels;
Pr_25_71_42_71 | 25 | 71 | 42 | 71 | Raised access floor panels with finish | 45-45-00/330 Raised access floor panels with integral finishes;
Pr_25_71_42_72 | 25 | 71 | 42 | 72 | Resin-bonded mineral wool infill panels
Pr_25_71_42_73 | 25 | 71 | 42 | 73 | Rigid urethane foam infill panels
Pr_25_71_42_94 | 25 | 71 | 42 | 94 | Veneered wood-composite infill panels
Pr_25_71_43 | 25 | 71 | 43 |  | Interior linings
Pr_25_71_43_33 | 25 | 71 | 43 | 33 | Glass-reinforced plastics (GRP) ceilings
Pr_25_71_43_34 | 25 | 71 | 43 | 34 | Glass-reinforced plastics (GRP) linings
Pr_25_71_43_62 | 25 | 71 | 43 | 62 | Plastics linings | 45-75-95/380 Plastics linings;
Pr_25_71_44 | 25 | 71 | 44 |  | Joint fillers
Pr_25_71_44_06 | 25 | 71 | 44 | 06 | Bitumen-impregnated softboard joint fillers | 45-45-95/400 Bitumen impregnated softboard joint filler;
Pr_25_71_44_08 | 25 | 71 | 44 | 08 | Bitumen rubber expansion joint fillers | 45-80-35/350 Bitumen rubber;
Pr_25_71_44_15 | 25 | 71 | 44 | 15 | Cork board joint fillers | 45-45-95/420 Cork board joint filler;
Pr_25_71_44_28 | 25 | 71 | 44 | 28 | Extruded polyethylene (PE) foam joint fillers | 45-45-65/400 Extruded polyethylene foam joint filler;
Pr_25_71_44_53 | 25 | 71 | 44 | 53 | Mineral fibre joint fillers
Pr_25_71_50 | 25 | 71 | 50 |  | Metal panels
Pr_25_71_50_02 | 25 | 71 | 50 | 02 | Aluminium expanded mesh panels | 45-25-05/330 Aluminium expanded mesh panels;
Pr_25_71_50_03 | 25 | 71 | 50 | 03 | Aluminium vertical bar panels | 45-25-05/335 Aluminium vertical bar panel;
Pr_25_71_50_04 | 25 | 71 | 50 | 04 | Aluminium sheet panels | 45-25-05/325 Aluminium sheet panels;
Pr_25_71_50_06 | 25 | 71 | 50 | 06 | Base boards
Pr_25_71_50_12 | 25 | 71 | 50 | 12 | Carbon steel expanded mesh panels | 45-25-05/345 Carbon steel expanded mesh panels;
Pr_25_71_50_13 | 25 | 71 | 50 | 13 | Carbon steel framed vertical bar and rail panels | 45-25-05/365 Carbon steel vertical bar and rail panels;
Pr_25_71_50_14 | 25 | 71 | 50 | 14 | Carbon steel framed vertical bar panels | 45-25-05/355 Carbon steel framed vertical bar panel;
Pr_25_71_50_15 | 25 | 71 | 50 | 15 | Carbon steel framed vertical section panels | 45-25-05/370 Carbon steel framed vertical section panel;
Pr_25_71_50_16 | 25 | 71 | 50 | 16 | Carbon steel palisade fence panels | 45-25-05/360 Carbon steel palisade fence panels;
Pr_25_71_50_17 | 25 | 71 | 50 | 17 | Carbon steel sheet | 45-25-05/340 Carbon steel sheet panels;
Pr_25_71_50_18 | 25 | 71 | 50 | 18 | Carbon steel vertical section and rail panels | 45-25-05/375 Carbon steel vertical section and rail panel;
Pr_25_71_50_19 | 25 | 71 | 50 | 19 | Carbon steel welded mesh panels | 45-25-05/350 Carbon steel welded mesh panels;
Pr_25_71_50_20 | 25 | 71 | 50 | 20 | Cast iron vertical bar and rail panels | 45-25-05/380 Cast iron vertical bar and rail panel;
Pr_25_71_50_21 | 25 | 71 | 50 | 21 | Composite fence panels | 45-25-05/302 Composite fence panels;
Pr_25_71_50_22 | 25 | 71 | 50 | 22 | Composite panels
Pr_25_71_50_23 | 25 | 71 | 50 | 23 | Composite wildlife panels
Pr_25_71_50_24 | 25 | 71 | 50 | 24 | Decorative metal panels
Pr_25_71_50_39 | 25 | 71 | 50 | 39 | Hurdles
Pr_25_71_50_51 | 25 | 71 | 50 | 51 | Mesh panels
Pr_25_71_50_60 | 25 | 71 | 50 | 60 | Palisade panel
Pr_25_71_50_61 | 25 | 71 | 50 | 61 | Panels with vertical infill
Pr_25_71_50_79 | 25 | 71 | 50 | 79 | Sheet panels
Pr_25_71_50_80 | 25 | 71 | 50 | 80 | Stainless steel expanded mesh panels | 45-25-05/385 Stainless steel expanded mesh panels;
Pr_25_71_50_81 | 25 | 71 | 50 | 81 | Stainless steel vertical bar panels | 45-25-05/395 Stainless steel vertical bar panel;
Pr_25_71_50_82 | 25 | 71 | 50 | 82 | Stainless steel vertical bar and rail panels | 45-25-05/410 Stainless steel vertical bar and rail panel;
Pr_25_71_50_83 | 25 | 71 | 50 | 83 | Stainless steel sheet panels | 45-25-05/390 Stainless steel sheet panels;
Pr_25_71_50_84 | 25 | 71 | 50 | 84 | Stainless steel welded mesh panels | 45-25-05/397 Stainless steel welded mesh panels;
Pr_25_71_50_93 | 25 | 71 | 50 | 93 | Vitreous enamel steel composite panels
Pr_25_71_50_94 | 25 | 71 | 50 | 94 | Vitreous enamel steel panels
Pr_25_71_50_95 | 25 | 71 | 50 | 95 | Welded steel hurdles | 45-25-05/415 Welded steel hurdles;
Pr_25_71_50_96 | 25 | 71 | 50 | 96 | Wrought iron decorative panels | 45-25-05/400 Wrought iron decorative panels;
Pr_25_71_50_97 | 25 | 71 | 50 | 97 | Wrought iron vertical bar panels | 45-25-05/405 Wrought iron vertical bar panel;
Pr_25_71_50_98 | 25 | 71 | 50 | 98 | Wrought iron vertical bar and rail panels | 45-25-05/420 Wrought iron vertical bar and rail panel;
Pr_25_71_51 | 25 | 71 | 51 |  | Metal sheets and strips
Pr_25_71_51_01 | 25 | 71 | 51 | 01 | Aluminium sheets, strips and plates | 45-60-50/376 Aluminium alloy sheet, strip and plate;
Pr_25_71_51_02 | 25 | 71 | 51 | 02 | Aluminium long strips | 45-65-52/305 Aluminium long strip;
Pr_25_71_51_03 | 25 | 71 | 51 | 03 | Aluminium profiled sheets | 45-65-52/310 Aluminium profiled sheet;
Pr_25_71_51_04 | 25 | 71 | 51 | 04 | Aluminium profiled sheet decking | 45-65-52/315 Aluminium profiled sheet decking;
Pr_25_71_51_05 | 25 | 71 | 51 | 05 | Aluminium sheets | 45-65-52/320 Aluminium sheet;
Pr_25_71_51_06 | 25 | 71 | 51 | 06 | Aluminium traditional sheets | 45-65-52/325 Aluminium traditional sheet;
Pr_25_71_51_11 | 25 | 71 | 51 | 11 | Carbon steel linings | 45-65-52/345 Low carbon steel linings;
Pr_25_71_51_12 | 25 | 71 | 51 | 12 | Carbon steel pressed panels
Pr_25_71_51_14 | 25 | 71 | 51 | 14 | Carbon steel sheet walkway reinforcement | 45-65-52/360 Low carbon steel sheet walkway reinforcement;
Pr_25_71_51_15 | 25 | 71 | 51 | 15 | Carbon steel sheets | 45-65-52/355 Low carbon steel sheet;
Pr_25_71_51_16 | 25 | 71 | 51 | 16 | Copper long strips | 45-65-52/330 Copper long strip;
Pr_25_71_51_17 | 25 | 71 | 51 | 17 | Copper traditional sheets | 45-65-52/340 Copper traditional sheet;
Pr_25_71_51_33 | 25 | 71 | 51 | 33 | Galvanized carbon steel profiled sheets | 45-65-52/350 Carbon steel profiled sheet;
Pr_25_71_51_38 | 25 | 71 | 51 | 38 | Hollow-core metal sheets
Pr_25_71_51_46 | 25 | 71 | 51 | 46 | Lead machine cast sheets | 45-65-52/365 Lead machine cast sheet;
Pr_25_71_51_47 | 25 | 71 | 51 | 47 | Lead rolled sheets | 45-65-52/370 Lead rolled sheet;
Pr_25_71_51_52 | 25 | 71 | 51 | 52 | Metal profiled sheets | 45-65-52/445 Custom made metal profiled sheet;
Pr_25_71_51_82 | 25 | 71 | 51 | 82 | Stainless steel sheets, strips and plates for construction
Pr_25_71_51_83 | 25 | 71 | 51 | 83 | Stainless steel sheets, strips and plates for general purpose
Pr_25_71_51_84 | 25 | 71 | 51 | 84 | Stainless steel long strips and sheets | 45-65-52/405 Stainless steel long strip and sheet;
Pr_25_71_51_85 | 25 | 71 | 51 | 85 | Stainless steel profiled sheets | 45-65-52/410 Stainless steel profiled sheets;
Pr_25_71_51_86 | 25 | 71 | 51 | 86 | Stainless steel sheets | 45-65-52/415 Stainless steel sheet;
Pr_25_71_51_87 | 25 | 71 | 51 | 87 | Stainless steel traditional sheets | 45-65-52/420 Stainless steel traditional sheet;
Pr_25_71_51_88 | 25 | 71 | 51 | 88 | Steel plate, sheet and strip | 45-65-52/385 Steel plate, sheet and strip;
Pr_25_71_51_89 | 25 | 71 | 51 | 89 | Steel profiled sheet | 45-65-52/400 Steel profiled sheet;
Pr_25_71_51_97 | 25 | 71 | 51 | 97 | Zinc traditional sheets | 45-65-52/435 Zinc traditional sheet – standard temper alloy;
Pr_25_71_51_98 | 25 | 71 | 51 | 98 | Zinc soft temper alloy strips | 45-65-52/425 Zinc strip – soft temper alloy;
Pr_25_71_51_99 | 25 | 71 | 51 | 99 | Zinc standard temper alloy strips | 45-65-52/430 Zinc strip – standard temper alloy;
Pr_25_71_52 | 25 | 71 | 52 |  | Mineral-based boards and sheets
Pr_25_71_52_11 | 25 | 71 | 52 | 11 | Carbon-neutral gypsum plasterboards | 45-45-50/460 Specialist gypsum plasterboards;
Pr_25_71_52_12 | 25 | 71 | 52 | 12 | Carbon steel-faced plasterboard panels | 45-45-50/480 Steel faced plasterboard panel;
Pr_25_71_52_13 | 25 | 71 | 52 | 13 | Cellular glass insulation boards | 45-45-50/325 Cellular glass insulation board;
Pr_25_71_52_15 | 25 | 71 | 52 | 15 | Compressed mineral wool fire protection boards | 45-45-50/330 Compressed mineral wool fire protection board;
Pr_25_71_52_17 | 25 | 71 | 52 | 17 | Compressed vermiculite fire protection boards | 45-45-50/335 Compressed vermiculite fire protection board;
Pr_25_71_52_21 | 25 | 71 | 52 | 21 | Enhanced-strength gypsum plasterboards | 45-45-50/435 Enhanced strength gypsum plasterboard - type R;
Pr_25_71_52_22 | 25 | 71 | 52 | 22 | Expanded perlite boards | 45-45-50/340 Expanded perlite board;
Pr_25_71_52_23 | 25 | 71 | 52 | 23 | Fibre-reinforced calcium silicate boards | 45-45-50/345 Fibre-reinforced calcium silicate board;
Pr_25_71_52_24 | 25 | 71 | 52 | 24 | Fibre-reinforced calcium silicate fire protection boards | 45-45-50/350 Fibre reinforced calcium silicate fire protection board;
Pr_25_71_52_25 | 25 | 71 | 52 | 25 | Fibre-reinforced cement boards | 45-45-50/355 Fibre reinforced cement board;
Pr_25_71_52_26 | 25 | 71 | 52 | 26 | Fibre-reinforced cement profiled sheets | 45-65-54/321 Fibre reinforced cement profiled sheets;
Pr_25_71_52_27 | 25 | 71 | 52 | 27 | Fibre-reinforced cement sheets | 45-65-54/320 Fibre reinforced cement sheet;
Pr_25_71_52_28 | 25 | 71 | 52 | 28 | Fibre-reinforced cement weatherboards | 45-45-50/305 Fibre reinforced cement weatherboard;
Pr_25_71_52_29 | 25 | 71 | 52 | 29 | Fibre-reinforced gypsum boards | 45-45-50/465 Fibre-reinforced gypsum board;
Pr_25_71_52_30 | 25 | 71 | 52 | 30 | Fibre-reinforced gypsum floor boards | 45-45-50/470 Fibre-reinforced gypsum floor board;
Pr_25_71_52_31 | 25 | 71 | 52 | 31 | Fibre-reinforced magnesium silicate boards | 45-45-50/360 Fibre reinforced magnesium silicate board;
Pr_25_71_52_32 | 25 | 71 | 52 | 32 | Filled fibre-reinforced calcium silicate fire protection boards | 45-45-50/365 Filled fibre reinforced calcium silicate fire protection board;
Pr_25_71_52_33 | 25 | 71 | 52 | 33 | Fire-resistant gypsum plasterboards | 45-45-50/415 Fire-resistant gypsum plasterboard - type F;
Pr_25_71_52_34 | 25 | 71 | 52 | 34 | Gypsum baseboards | 45-45-50/430 Gypsum baseboard - type P;
Pr_25_71_52_35 | 25 | 71 | 52 | 35 | Gypsum core boards | 45-45-50/440 Gypsum core board - type F;
Pr_25_71_52_36 | 25 | 71 | 52 | 36 | Gypsum planks | 45-45-50/395 19 mm gypsum plank - type A;
Pr_25_71_52_37 | 25 | 71 | 52 | 37 | Gypsum plasterboards, type A | 45-45-50/390 Standard gypsum plasterboard - type A;
Pr_25_71_52_38 | 25 | 71 | 52 | 38 | Gypsum plasterboards, type D | 45-45-50/400 10 kg/m2 gypsum plasterboard - type D;
Pr_25_71_52_39 | 25 | 71 | 52 | 39 | Gypsum plasterboard with combined properties | 45-45-50/455 Gypsum plasterboard with combined properties;
Pr_25_71_52_40 | 25 | 71 | 52 | 40 | Gypsum sheathing plasterboards | 45-45-50/410 Gypsum sheathing plasterboard - type E;
Pr_25_71_52_41 | 25 | 71 | 52 | 41 | Impact-resistant gypsum plasterboards | 45-45-50/425 Impact-resistant gypsum plasterboard - type I;
Pr_25_71_52_47 | 25 | 71 | 52 | 47 | Linoleum composite laminate strips and boards | 45-45-50/310 Linoleum composite laminate strips and board;
Pr_25_71_52_50 | 25 | 71 | 52 | 50 | Magnesium oxide board | 45-45-50/375 Magnesium oxide board;
Pr_25_71_52_52 | 25 | 71 | 52 | 52 | Moisture-resistant gypsum plasterboards | 45-45-50/420 Moisture-resistant gypsum plasterboard - type H;
Pr_25_71_52_63 | 25 | 71 | 52 | 63 | Plasterboard panels | 45-45-50/475 Prefabricated plasterboard panel;
Pr_25_71_52_80 | 25 | 71 | 52 | 80 | Sound insulation gypsum plasterboards | 45-45-50/405 Sound insulation gypsum plasterboard - type D;
Pr_25_71_52_88 | 25 | 71 | 52 | 88 | Thermal laminate gypsum plasterboards | 45-45-50/450 Thermal laminate gypsum plasterboard;
Pr_25_71_52_94 | 25 | 71 | 52 | 94 | Vapour check gypsum plasterboards | 45-45-50/445 Vapour check gypsum plasterboard;
Pr_25_71_52_95 | 25 | 71 | 52 | 95 | Vermiculite-silicate fire protection boards | 45-45-50/370 Vermiculite-silicate fire protection board;
Pr_25_71_52_99 | 25 | 71 | 52 | 99 | X-ray resistant gypsum plasterboards | 45-45-50/460 Specialist gypsum plasterboards;
Pr_25_71_53 | 25 | 71 | 53 |  | Mirrors
Pr_25_71_53_06 | 25 | 71 | 53 | 06 | Bathroom mirrors | 45-35-72/336 Mirrors;
Pr_25_71_53_30 | 25 | 71 | 53 | 30 | Framed glass mirrors
Pr_25_71_53_31 | 25 | 71 | 53 | 31 | Framed metal mirrors
Pr_25_71_53_32 | 25 | 71 | 53 | 32 | Framed plastics mirrors
Pr_25_71_53_46 | 25 | 71 | 53 | 46 | Large mirrors | 45-35-55/310 Large mirrors;
Pr_25_71_53_70 | 25 | 71 | 53 | 70 | Rail mirrors
Pr_25_71_53_73 | 25 | 71 | 53 | 73 | Road mirrors
Pr_25_71_53_82 | 25 | 71 | 53 | 82 | Small mirrors | 45-35-55/320 Small mirrors;
Pr_25_71_53_91 | 25 | 71 | 53 | 91 | Unframed glass mirrors
Pr_25_71_53_92 | 25 | 71 | 53 | 92 | Unframed metal mirrors
Pr_25_71_53_93 | 25 | 71 | 53 | 93 | Unframed plastics mirrors
Pr_25_71_57 | 25 | 71 | 57 |  | Non-metal barrier panels
Pr_25_71_57_11 | 25 | 71 | 57 | 11 | Cement-bonded particleboard framed panels | 45-25-05/450 Cement bonded particleboard panels;
Pr_25_71_57_12 | 25 | 71 | 57 | 12 | Concrete base boards | 45-25-05/310 Precast concrete base boards;
Pr_25_71_57_13 | 25 | 71 | 57 | 13 | Concrete parapet base panels
Pr_25_71_57_14 | 25 | 71 | 57 | 14 | Concrete base panels
Pr_25_71_57_15 | 25 | 71 | 57 | 15 | Concrete fence panel tops | 45-25-05/315 Precast concrete fence panel tops;
Pr_25_71_57_16 | 25 | 71 | 57 | 16 | Concrete fence panels | 45-25-05/312 Precast concrete fence panels;
Pr_25_71_57_17 | 25 | 71 | 57 | 17 | Concrete containment parapet units | 45-25-05/316 Precast concrete vehicle containment parapet units;
Pr_25_71_57_18 | 25 | 71 | 57 | 18 | Concrete safety barrier panels | 45-25-05/317 Precast concrete vehicle safety barrier units;
Pr_25_71_57_22 | 25 | 71 | 57 | 22 | Decorative concrete fence panels
Pr_25_71_57_24 | 25 | 71 | 57 | 24 | Decorative timber panels
Pr_25_71_57_34 | 25 | 71 | 57 | 34 | Glass barrier panels
Pr_25_71_57_35 | 25 | 71 | 57 | 35 | Glazing plastics framed panels | 45-25-05/440 Glazing plastics framed panels;
Pr_25_71_57_37 | 25 | 71 | 57 | 37 | Hardwood base boards | 45-25-05/455 Hardwood base boards;
Pr_25_71_57_38 | 25 | 71 | 57 | 38 | Hardwood framed panels | 45-25-05/465 Hardwood panels;
Pr_25_71_57_39 | 25 | 71 | 57 | 39 | Hardwood palisade panels | 45-25-05/460 Hardwood palisade panels;
Pr_25_71_57_40 | 25 | 71 | 57 | 40 | Hazel wattle hurdles | 45-25-05/470 Hazel wattle hurdles;
Pr_25_71_57_44 | 25 | 71 | 57 | 44 | Jet blast deflectors | 45-25-09/300 Jet blast deflector;
Pr_25_71_57_60 | 25 | 71 | 57 | 60 | Partition panels | 45-35-80/420 Panel partitions;
Pr_25_71_57_61 | 25 | 71 | 57 | 61 | Partition screens
Pr_25_71_57_62 | 25 | 71 | 57 | 62 | Plastics framed panels | 45-25-05/445 Plastics framed panels;
Pr_25_71_57_63 | 25 | 71 | 57 | 63 | Plastics panels | 45-25-05/435 Plastics panels;
Pr_25_71_57_64 | 25 | 71 | 57 | 64 | Plastics panel fence tops | 45-25-05/430 Plastics panel fence tops;
Pr_25_71_57_65 | 25 | 71 | 57 | 65 | Plywood framed panels | 45-25-05/475 Plywood panels;
Pr_25_71_57_66 | 25 | 71 | 57 | 66 | Polymer based boards
Pr_25_71_57_67 | 25 | 71 | 57 | 67 | Polymer based panels
Pr_25_71_57_73 | 25 | 71 | 57 | 73 | Room divider panels
Pr_25_71_57_80 | 25 | 71 | 57 | 80 | Sliding stacking panel partitions | 45-25-28/370 Sliding stacking panel partitions;
Pr_25_71_57_81 | 25 | 71 | 57 | 81 | Softwood base boards | 45-25-05/485 Softwood base boards;
Pr_25_71_57_82 | 25 | 71 | 57 | 82 | Softwood framed panels | 45-25-05/480 Softwood panels;
Pr_25_71_57_83 | 25 | 71 | 57 | 83 | Softwood palisade fence panels | 45-25-05/490 Softwood palisade fence panels;
Pr_25_71_57_87 | 25 | 71 | 57 | 87 | Timber base boards
Pr_25_71_57_88 | 25 | 71 | 57 | 88 | Timber board panels
Pr_25_71_57_90 | 25 | 71 | 57 | 90 | Timber sheet panels
Pr_25_71_57_97 | 25 | 71 | 57 | 97 | Wattle hurdles
Pr_25_71_57_98 | 25 | 71 | 57 | 98 | Willow wattle hurdles | 45-25-05/495 Willow wattle hurdles;
Pr_25_71_63 | 25 | 71 | 63 |  | Plastics-based boards and sheets
Pr_25_71_63_15 | 25 | 71 | 63 | 15 | Compact or solid grade high-pressure laminate (HPL) boards | 45-45-65/360 Compact or solid grade laminates (HPL);
Pr_25_71_63_24 | 25 | 71 | 63 | 24 | Drainage layer corrugated boards | 45-45-65/370 Corrugated board drainage layers;
Pr_25_71_63_26 | 25 | 71 | 63 | 26 | Expanded polystyrene (EPS) boards | 45-45-65/380 Expanded polystyrene (EPS) board;
Pr_25_71_63_27 | 25 | 71 | 63 | 27 | Extruded polyethylene (PE) foam boards | 45-45-65/390 Extruded polyethylene foam board;
Pr_25_71_63_29 | 25 | 71 | 63 | 29 | Extruded polystyrene (XPS) boards | 45-45-65/410 Extruded polystyrene (XPS) board;
Pr_25_71_63_33 | 25 | 71 | 63 | 33 | Glass-reinforced plastics (GRP) profiled panels
Pr_25_71_63_34 | 25 | 71 | 63 | 34 | Glass-reinforced plastics (GRP) profiled sheets | 45-65-60/340 GRP profiled sheets;
Pr_25_71_63_38 | 25 | 71 | 63 | 38 | Hollow-core plastics sheets
Pr_25_71_63_59 | 25 | 71 | 63 | 59 | Phenolic foam boards | 45-45-65/420 Phenolic foam board;
Pr_25_71_63_60 | 25 | 71 | 63 | 60 | Plastics and composite material boards | 45-45-65/330 Plastics and composite material boards;
Pr_25_71_63_61 | 25 | 71 | 63 | 61 | Plastics base boards | 45-25-05/425 Plastics base boards;
Pr_25_71_63_62 | 25 | 71 | 63 | 62 | Plastics composite and recycled sheets
Pr_25_71_63_63 | 25 | 71 | 63 | 63 | Plastics composite laminate strips and boards | 45-45-65/310 Plastics composite laminate strips and boards;
Pr_25_71_63_64 | 25 | 71 | 63 | 64 | Plastics weatherboards | 45-45-65/320 Plastics weatherboards;
Pr_25_71_63_65 | 25 | 71 | 63 | 65 | Polycarbonate profiled sheets | 45-65-60/350 Polycarbonate profiled sheets;
Pr_25_71_63_66 | 25 | 71 | 63 | 66 | Polyisocyanurate (PIR) foam boards | 45-45-65/430 Polyisocyanurate (PIR) foam board;
Pr_25_71_63_67 | 25 | 71 | 63 | 67 | Polyurethane (PUR) foam boards | 45-45-65/440 Polyurethane (PUR) foam board;
Pr_25_71_63_72 | 25 | 71 | 63 | 72 | Recycled plastics deck boards | 45-45-65/350 Recycled plastics deck boards;
Pr_25_71_63_81 | 25 | 71 | 63 | 81 | Solid surface resin-based sheets
Pr_25_71_63_92 | 25 | 71 | 63 | 92 | Unplasticized polyvinyl chloride (PVC-U) deck boards | 45-45-65/340 PVC-U deck boards;
Pr_25_71_63_93 | 25 | 71 | 63 | 93 | Unplasticized polyvinyl chloride (PVC-U) profiled sheets | 45-65-60/360 PVC-U profiled sheets;
Pr_25_71_94 | 25 | 71 | 94 |  | Veneers and facings
Pr_25_71_94_06 | 25 | 71 | 94 | 06 | Balancing veneers | 45-65-95/310 Balancing veneers;
Pr_25_71_94_22 | 25 | 71 | 94 | 22 | Decorative continuous laminates (DCL or CPL) | 45-65-95/315 Decorative continuous laminates (DCL or CPL);
Pr_25_71_94_29 | 25 | 71 | 94 | 29 | Fabric facings | 45-65-95/335 Decorative facings;
Pr_25_71_94_37 | 25 | 71 | 94 | 37 | High-pressure decorative laminates (HPL or HPDL) | 45-65-95/320 High pressure decorative laminate (HPL or HPDL);
Pr_25_71_94_46 | 25 | 71 | 94 | 46 | Leather facings | 45-65-95/325 Specialist facings;
Pr_25_71_94_51 | 25 | 71 | 94 | 51 | Melamine veneer facings | 45-65-95/325 Specialist facings;
Pr_25_71_94_52 | 25 | 71 | 94 | 52 | Metal sheet facings | 45-65-95/325 Specialist facings;
Pr_25_71_94_94 | 25 | 71 | 94 | 94 | Veneer edgings and lippings | 45-65-95/330 Edgings and lippings;
Pr_25_71_94_95 | 25 | 71 | 94 | 95 | Vinyl sheet facings | 45-65-95/325 Specialist facings;
Pr_25_71_94_98 | 25 | 71 | 94 | 98 | Wood veneers | 45-65-95/305 Wood veneers;
Pr_25_71_97 | 25 | 71 | 97 |  | Wood-based boards
Pr_25_71_97_05 | 25 | 71 | 97 | 05 | Bitumen-impregnated fibreboards
Pr_25_71_97_07 | 25 | 71 | 97 | 07 | Bitumen-impregnated softboards | 45-45-95/395 Bitumen impregnated softboard;
Pr_25_71_97_08 | 25 | 71 | 97 | 08 | Blockboard core plywoods | 45-45-95/405 Blockboard core plywood;
Pr_25_71_97_12 | 25 | 71 | 97 | 12 | Cement-bonded particleboards | 45-45-95/410 Cement-bonded particleboard;
Pr_25_71_97_16 | 25 | 71 | 97 | 16 | Corkboards | 45-45-95/415 Corkboard;
Pr_25_71_97_17 | 25 | 71 | 97 | 17 | Cork composite laminate strips and boards | 45-45-95/310 Cork composite laminate strips and boards;
Pr_25_71_97_21 | 25 | 71 | 97 | 21 | Decorative laminated paper
Pr_25_71_97_22 | 25 | 71 | 97 | 22 | Decorative laminated plastics sheet veneered panels | 45-45-95/425 Decorative laminated plastics sheet veneered panels;
Pr_25_71_97_33 | 25 | 71 | 97 | 33 | General and utility veneer plywoods | 45-45-95/430 General or utility veneer plywood;
Pr_25_71_97_34 | 25 | 71 | 97 | 34 | Gypsum-bonded fire protection boards | 45-45-95/435 Gypsum bonded wood particle boards and fire protection boards;
Pr_25_71_97_35 | 25 | 71 | 97 | 35 | Gypsum-bonded wood particle boards | 45-45-95/435 Gypsum bonded wood particle boards and fire protection boards;
Pr_25_71_97_36 | 25 | 71 | 97 | 36 | Hardboards | 45-45-95/440 Hardboard;
Pr_25_71_97_37 | 25 | 71 | 97 | 37 | Hardwood deck boards | 45-45-95/315 Hardwood deck boards;
Pr_25_71_97_38 | 25 | 71 | 97 | 38 | Hardwood fence boards | 45-45-95/320 Hardwood fence boards;
Pr_25_71_97_42 | 25 | 71 | 97 | 42 | Hardwood strips | 45-45-95/390 Wood strips and boards;
Pr_25_71_97_43 | 25 | 71 | 97 | 43 | Hardwood weatherboards | 45-45-95/325 Hardwood weatherboards;
Pr_25_71_97_44 | 25 | 71 | 97 | 44 | Hollow-core particleboards
Pr_25_71_97_46 | 25 | 71 | 97 | 46 | Laminboard core plywoods | 45-45-95/445 Laminboard core plywood;
Pr_25_71_97_50 | 25 | 71 | 97 | 50 | Marine plywoods | 45-45-95/450 Marine plywood;
Pr_25_71_97_52 | 25 | 71 | 97 | 52 | Medium boards | 45-45-95/455 Medium board;
Pr_25_71_97_53 | 25 | 71 | 97 | 53 | Medium density fibreboards | 45-45-95/460 Medium density fibreboard;
Pr_25_71_97_54 | 25 | 71 | 97 | 54 | Modified wood boards | 45-45-95/330 Modified wood boards;
Pr_25_71_97_55 | 25 | 71 | 97 | 55 | Modified wood weather boards | 45-45-95/332 Modified wood weather boards;
Pr_25_71_97_58 | 25 | 71 | 97 | 58 | Oriented strand boards | 45-45-95/465 Oriented strand board;
Pr_25_71_97_60 | 25 | 71 | 97 | 60 | Particleboards | 45-45-95/470 Particleboard;
Pr_25_71_97_65 | 25 | 71 | 97 | 65 | Polymer-coated plywoods
Pr_25_71_97_77 | 25 | 71 | 97 | 77 | Softboards | 45-45-95/475 Softboard;
Pr_25_71_97_78 | 25 | 71 | 97 | 78 | Softwood deck boards | 45-45-95/335 Softwood deck boards;
Pr_25_71_97_79 | 25 | 71 | 97 | 79 | Softwood fence boards | 45-45-95/340 Softwood fence boards;
Pr_25_71_97_83 | 25 | 71 | 97 | 83 | Softwood strips | 45-45-95/390 Wood strips and boards;
Pr_25_71_97_84 | 25 | 71 | 97 | 84 | Softwood weatherboards | 45-45-95/350 Softwood weatherboards;
Pr_25_71_97_85 | 25 | 71 | 97 | 85 | Specialist veneer plywoods | 45-45-95/480 Specialist veneer plywood;
Pr_25_71_97_86 | 25 | 71 | 97 | 86 | Structural veneer plywoods | 45-45-95/485 Structural veneer plywood;
Pr_25_71_97_87 | 25 | 71 | 97 | 87 | Timber floor boards | 45-45-95/355 Timber floor boards;
Pr_25_71_97_88 | 25 | 71 | 97 | 88 | Timber lining boards | 45-45-95/360 Timber lining boards;
Pr_25_71_97_89 | 25 | 71 | 97 | 89 | Timber sarking boards | 45-45-95/365 Timber sarking boards;
Pr_25_71_97_91 | 25 | 71 | 97 | 91 | Visual grade general veneer plywoods | 45-45-95/487 Visual grade general veneer plywood;
Pr_25_71_97_92 | 25 | 71 | 97 | 92 | Wood fibre boards | 45-45-95/490 Wood fibre board;
Pr_25_71_97_93 | 25 | 71 | 97 | 93 | Wood laminate strips and boards | 45-45-95/370 Wood laminate strips and boards;
Pr_25_71_97_94 | 25 | 71 | 97 | 94 | Wood-plastics composite deck boards | 45-45-95/385 Wood plastics composite deck boards;
Pr_25_71_97_95 | 25 | 71 | 97 | 95 | Wood-plastics composite weatherboards | 45-45-95/375 Wood-plastics composite weatherboards;
Pr_25_71_97_97 | 25 | 71 | 97 | 97 | Wood-wool boards | 45-45-95/495 Wood wool board;
Pr_25_71_97_98 | 25 | 71 | 97 | 98 | Wood-resin composite weatherboards | 45-45-95/380 Wood-resin composite weatherboards;
Pr_25_80 | 25 | 80 |  |  | Smoke and fire control products
Pr_25_80_79 | 25 | 80 | 79 |  | Smoke and fire barriers
Pr_25_80_79_01 | 25 | 80 | 79 | 01 | Active smoke barriers | 90-45-80/320 Standard active smoke barriers;
Pr_25_80_79_37 | 25 | 80 | 79 | 37 | High temperature active smoke barriers | 90-45-80/330 High temperature active smoke barriers;
Pr_25_80_79_86 | 25 | 80 | 79 | 86 | Static smoke barriers | 90-45-80/310 Static smoke barriers;
Pr_25_80_80 | 25 | 80 | 80 |  | Smoke and fire cavity barriers
Pr_25_80_80_14 | 25 | 80 | 80 | 14 | Coated woven glass fibre cloth flexible cavity barriers | 45-45-70/445 Coated woven glass fibre cloth flexible cavity barriers;
Pr_25_80_80_30 | 25 | 80 | 80 | 30 | Fire insulating caps | 45-45-70/430 Fire insulating caps;
Pr_25_80_80_42 | 25 | 80 | 80 | 42 | Intumescent coated foil mesh flexible cavity barriers | 45-45-70/460 Intumescent coated foil mesh flexible cavity barriers;
Pr_25_80_80_43 | 25 | 80 | 80 | 43 | Intumescent sheet cavity barriers | 45-45-70/470 Intumescent sheet cavity barriers;
Pr_25_80_80_51 | 25 | 80 | 80 | 51 | Mineral wool wire reinforced mattress cavity barriers | 45-45-70/440 Mineral wool wire reinforced mattress cavity barriers;
Pr_25_80_80_79 | 25 | 80 | 80 | 79 | Sleeved mineral wool small cavity barriers | 45-45-70/465 Sleeved mineral wool small cavity barriers;
Pr_25_80_80_82 | 25 | 80 | 80 | 82 | Sprayed mineral coated wire mesh flexible cavity barriers | 45-45-70/455 Sprayed mineral coated wire mesh flexible cavity barriers;
Pr_25_80_80_96 | 25 | 80 | 80 | 96 | Wired mineral wool batt flexible cavity barriers | 45-45-70/450 Wired mineral wool batt flexible cavity barriers;
Pr_25_80_81 | 25 | 80 | 81 |  | Smoke and fire stopping
Pr_25_80_81_12 | 25 | 80 | 81 | 12 | Ceramic fibre fire stopping | 45-45-70/425 Ceramic fibre fire protection;
Pr_25_80_81_29 | 25 | 80 | 81 | 29 | Flexible intumescent gap seals | 45-45-70/433 Flexible intumescent gap sealer;
Pr_25_80_81_34 | 25 | 80 | 81 | 34 | Glass oxide fire stopping | 45-45-70/415 Glass oxide fire protection;
Pr_25_80_81_42 | 25 | 80 | 81 | 42 | Intumescent linear gap seals | 90-55-10-470 Intumescent linear gap seals;
Pr_25_80_81_43 | 25 | 80 | 81 | 43 | Intumescent pillows | 45-45-70/435 Intumescent pillows;
Pr_25_80_81_51 | 25 | 80 | 81 | 51 | Mineral wool fire stopping | 45-45-70/427 Mineral wool fire stopping;
Pr_25_93 | 25 | 93 |  |  | Unit skin products
Pr_25_93_47 | 25 | 93 | 47 |  | Level crossing surfacing products
Pr_25_93_47_27 | 25 | 93 | 47 | 27 | Embedded rail modular concrete level crossing units | 45-20-50/310 Embedded rail modular precast concrete level crossing unit;
Pr_25_93_47_52 | 25 | 93 | 47 | 52 | Modular panel level crossings | 45-20-50/305 Modular panel level crossing;
Pr_25_93_50 | 25 | 93 | 50 |  | Masonry capping and coping units
Pr_25_93_50_02 | 25 | 93 | 50 | 02 | Aluminium capping units | 45-25-75/356 Aluminium capping units;
Pr_25_93_50_03 | 25 | 93 | 50 | 03 | Aluminium coping units | 45-25-75/326 Aluminium coping units;
Pr_25_93_50_10 | 25 | 93 | 50 | 10 | Calcium silicate capping units
Pr_25_93_50_11 | 25 | 93 | 50 | 11 | Calcium silicate coping units
Pr_25_93_50_13 | 25 | 93 | 50 | 13 | Cast stone capping units | 45-25-75/344 Cast stone capping units;
Pr_25_93_50_14 | 25 | 93 | 50 | 14 | Cast stone coping units | 45-25-75/314 Cast stone coping units;
Pr_25_93_50_16 | 25 | 93 | 50 | 16 | Clay brick capping units | 45-25-75/352 Clay brick capping units;
Pr_25_93_50_17 | 25 | 93 | 50 | 17 | Clay brick coping units | 45-25-75/322 Clay brick coping units;
Pr_25_93_50_19 | 25 | 93 | 50 | 19 | Clayware capping units | 45-25-75/340 Clayware capping units;
Pr_25_93_50_20 | 25 | 93 | 50 | 20 | Clayware coping units | 45-25-75/310 Clayware coping units;
Pr_25_93_50_22 | 25 | 93 | 50 | 22 | Concrete capping units | 45-25-75/342 Precast concrete capping units;
Pr_25_93_50_23 | 25 | 93 | 50 | 23 | Concrete coping units | 45-25-75/312 Precast concrete coping units;
Pr_25_93_50_34 | 25 | 93 | 50 | 34 | Glass-reinforced concrete (GRC) coping units | 45-25-75/324 Glass fibre reinforced concrete (GRC) copings;
Pr_25_93_50_55 | 25 | 93 | 50 | 55 | Natural stone capping units | 45-25-75/348 Natural stone capping units;
Pr_25_93_50_56 | 25 | 93 | 50 | 56 | Natural stone coping units | 45-25-75/318 Natural stone coping units;
Pr_25_93_50_76 | 25 | 93 | 50 | 76 | Slate capping units | 45-25-75/346 Slate capping units;
Pr_25_93_50_77 | 25 | 93 | 50 | 77 | Slate coping units | 45-25-75/316 Slate coping units;
Pr_25_93_51 | 25 | 93 | 51 |  | Masonry dressing units
Pr_25_93_51_35 | 25 | 93 | 51 | 35 | Glass-reinforced concrete (GRC) built-in gable vents | 45-80-50/417 Glass fibre reinforced concrete (GRC) gable vents;
Pr_25_93_51_36 | 25 | 93 | 51 | 36 | Glass-reinforced concrete (GRC) built-in keystones | 45-80-50/415 Glass fibre reinforced concrete (GRC) clip over keystones;
Pr_25_93_51_37 | 25 | 93 | 51 | 37 | Glass-reinforced concrete (GRC) built-in plinths and string courses | 45-80-50/421 Glass fibre reinforced concrete (GRC) plinths and string courses;
Pr_25_93_51_38 | 25 | 93 | 51 | 38 | Glass-reinforced concrete (GRC) built-in quoins | 45-80-50/423 Glass fibre reinforced concrete (GRC) quoins;
Pr_25_93_51_39 | 25 | 93 | 51 | 39 | Glass-reinforced concrete (GRC) dressing gable vents
Pr_25_93_51_40 | 25 | 93 | 51 | 40 | Glass-reinforced concrete (GRC) dressing keystones | 45-75-30/380 Glass fibre reinforced concrete (GRC) keystones;
Pr_25_93_51_41 | 25 | 93 | 51 | 41 | Glass-reinforced concrete (GRC) dressing plinths and string courses | 45-75-30/390 Glass fibre reinforced concrete (GRC) plinths and string courses;
Pr_25_93_51_42 | 25 | 93 | 51 | 42 | Glass-reinforced concrete (GRC) dressing quoins | 45-75-30/395 Glass fibre reinforced concrete (GRC) quoins;
Pr_25_93_51_56 | 25 | 93 | 51 | 56 | Natural stone cornices
Pr_25_93_51_57 | 25 | 93 | 51 | 57 | Natural stone dentils
Pr_25_93_51_58 | 25 | 93 | 51 | 58 | Natural stone quoins
Pr_25_93_52 | 25 | 93 | 52 |  | Masonry openings units
Pr_25_93_52_11 | 25 | 93 | 52 | 11 | Calcium silicate sills
Pr_25_93_52_12 | 25 | 93 | 52 | 12 | Cast stone sills | 45-25-75/374 Cast stone sills;
Pr_25_93_52_13 | 25 | 93 | 52 | 13 | Clay brick sills | 45-25-75/382 Clay brick sills;
Pr_25_93_52_14 | 25 | 93 | 52 | 14 | Clayware sills | 45-25-75/370 Clayware sills;
Pr_25_93_52_15 | 25 | 93 | 52 | 15 | Concrete sills | 45-25-75/372 Precast concrete sills;
Pr_25_93_52_28 | 25 | 93 | 52 | 28 | External extension sills | 45-25-75/410 External extension sills;
Pr_25_93_52_33 | 25 | 93 | 52 | 33 | Glass-reinforced concrete (GRC) bay window sills | 45-25-75/384 Glass fibre reinforced concrete (GRC) bay window sills;
Pr_25_93_52_34 | 25 | 93 | 52 | 34 | Glass-reinforced concrete (GRC) door canopies | 45-75-30/365 Glass fibre reinforced concrete (GRC) door canopies;
Pr_25_93_52_35 | 25 | 93 | 52 | 35 | Glass-reinforced concrete (GRC) door surrounds | 45-75-30/370 Glass fibre reinforced concrete (GRC) door surrounds;
Pr_25_93_52_36 | 25 | 93 | 52 | 36 | Glass-reinforced concrete (GRC) sills | 45-25-75/385 Glass fibre reinforced concrete (GRC) sills;
Pr_25_93_52_37 | 25 | 93 | 52 | 37 | Glass-reinforced concrete (GRC) fireplace and hearth surrounds | 45-75-30/375 Glass fibre reinforced concrete (GRC) fireplace surrounds and hearths;
Pr_25_93_52_56 | 25 | 93 | 52 | 56 | Natural stone sills | 45-25-75/378 Natural stone sills;
Pr_25_93_52_76 | 25 | 93 | 52 | 76 | Slate sills | 45-25-75/376 Slate sills;
Pr_25_93_54 | 25 | 93 | 54 |  | Metal capping and coping units
Pr_25_93_54_02 | 25 | 93 | 54 | 02 | Aluminium capping units
Pr_25_93_54_03 | 25 | 93 | 54 | 03 | Aluminium coping units
Pr_25_93_54_15 | 25 | 93 | 54 | 15 | Copper capping units
Pr_25_93_54_16 | 25 | 93 | 54 | 16 | Copper coping units
Pr_25_93_54_46 | 25 | 93 | 54 | 46 | Lead capping units
Pr_25_93_54_47 | 25 | 93 | 54 | 47 | Lead coping units
Pr_25_93_54_98 | 25 | 93 | 54 | 98 | Zinc capping units
Pr_25_93_54_99 | 25 | 93 | 54 | 99 | Zinc coping units
Pr_25_93_55 | 25 | 93 | 55 |  | Metal sills
Pr_25_93_55_84 | 25 | 93 | 55 | 84 | Steel sills | 45-25-75/400 Steel sills;
Pr_25_93_60 | 25 | 93 | 60 |  | Paving units
Pr_25_93_60_02 | 25 | 93 | 60 | 02 | Aluminium edge
Pr_25_93_60_05 | 25 | 93 | 60 | 05 | Asphalt kerbs
Pr_25_93_60_09 | 25 | 93 | 60 | 09 | Clay pavers | 45-20-64/340 Clay pavers;
Pr_25_93_60_10 | 25 | 93 | 60 | 10 | Clay paving tiles | 45-20-64/345 Paving tiles;
Pr_25_93_60_11 | 25 | 93 | 60 | 11 | Clay surface channels | 45-20-64/335 Clay surface channels;
Pr_25_93_60_12 | 25 | 93 | 60 | 12 | Combined drainage and kerb units | 90-05-20/420 Combined drainage and kerb units;
Pr_25_93_60_13 | 25 | 93 | 60 | 13 | Concrete cellular pavers | 45-20-64/390 Precast concrete cellular pavers;
Pr_25_93_60_14 | 25 | 93 | 60 | 14 | Concrete surface channels | 45-20-64/360 Precast concrete surface channels;
Pr_25_93_60_15 | 25 | 93 | 60 | 15 | Concrete edging units | 45-20-64/365 Precast concrete edgings;
Pr_25_93_60_16 | 25 | 93 | 60 | 16 | Concrete flags | 45-20-64/395 Precast concrete flags;
Pr_25_93_60_17 | 25 | 93 | 60 | 17 | Concrete paving blocks | 45-20-64/400 Precast concrete paving blocks;
Pr_25_93_60_18 | 25 | 93 | 60 | 18 | Concrete kerbs | 45-20-64/370 Precast concrete kerbs;
Pr_25_93_60_19 | 25 | 93 | 60 | 19 | Concrete pavers | 45-20-64/400 Precast concrete paving blocks;
Pr_25_93_60_20 | 25 | 93 | 60 | 20 | Concrete quadrant and angle kerbs | 45-20-64/375 Precast concrete quadrant and angle kerbs;
Pr_25_93_60_21 | 25 | 93 | 60 | 21 | Concrete safety kerbs | 45-20-64/385 Precast concrete safety kerbs;
Pr_25_93_60_22 | 25 | 93 | 60 | 22 | Concrete setts | 45-20-64/410 Precast concrete setts;
Pr_25_93_60_23 | 25 | 93 | 60 | 23 | Concrete tactile flags | 45-20-64/425 Precast concrete tactile flags;
Pr_25_93_60_24 | 25 | 93 | 60 | 24 | Concrete transition and dropper kerbs | 45-20-64/380 Precast concrete transition and dropper kerbs;
Pr_25_93_60_33 | 25 | 93 | 60 | 33 | Glass-reinforced concrete (GRC) paving tiles
Pr_25_93_60_54 | 25 | 93 | 60 | 54 | Natural stone cobbles | 45-20-64/310 Natural stone cobbles;
Pr_25_93_60_55 | 25 | 93 | 60 | 55 | Natural stone surface channels | 45-20-64/311 Natural stone surface channels;
Pr_25_93_60_56 | 25 | 93 | 60 | 56 | Natural stone kerbs | 45-20-64/315 Natural stone kerb units;
Pr_25_93_60_57 | 25 | 93 | 60 | 57 | Natural stone setts | 45-20-64/320 Natural stone setts;
Pr_25_93_60_58 | 25 | 93 | 60 | 58 | Natural stone paving slabs | 45-20-64/325 Natural stone slabs;
Pr_25_93_60_59 | 25 | 93 | 60 | 59 | Natural stone tactile pavers | 45-20-64/330 Natural stone tactile pavers;
Pr_25_93_60_61 | 25 | 93 | 60 | 61 | Plastics cellular pavers | 45-20-64/440 Polymer cellular pavers;
Pr_25_93_60_62 | 25 | 93 | 60 | 62 | Plastics kerbs | 45-20-64/430 Polymer kerbs;
Pr_25_93_60_63 | 25 | 93 | 60 | 63 | Plastics pavers | 45-20-64/435 Polymer pavers;
Pr_25_93_60_65 | 25 | 93 | 60 | 65 | Plastics surface channels
Pr_25_93_60_78 | 25 | 93 | 60 | 78 | Special composite paving units | 45-20-64/450 Special units;
Pr_25_93_60_80 | 25 | 93 | 60 | 80 | Stainless steel edge
Pr_25_93_70 | 25 | 93 | 70 |  | Rail track paving
Pr_25_93_70_11 | 25 | 93 | 70 | 11 | Cattle-cum-trespass guards | 45-20-69/300 Cattle-cum-trespass guards;
Pr_25_93_70_70 | 25 | 93 | 70 | 70 | Rail infill panels | 45-20-69/305 Rail infill panel;
Pr_25_93_72 | 25 | 93 | 72 |  | Roofing and cladding units
Pr_25_93_72_08 | 25 | 93 | 72 | 08 | Bitumen membrane shingles | 45-80-90/310 Bitumen membrane shingles;
Pr_25_93_72_11 | 25 | 93 | 72 | 11 | Ceramic slates | 45-80-90/315 Ceramic slates;
Pr_25_93_72_12 | 25 | 93 | 72 | 12 | Clay interlocking tiles | 45-80-90/324 Clay tiles interlocking;
Pr_25_93_72_13 | 25 | 93 | 72 | 13 | Clay plain tiles | 45-80-90/328 Clay tiles plain;
Pr_25_93_72_14 | 25 | 93 | 72 | 14 | Clay tile coursing fittings | 45-80-90/320 Clay tiles coursing fittings;
Pr_25_93_72_15 | 25 | 93 | 72 | 15 | Clay tile ornamental fittings | 45-80-90/326 Clay tiles ornamental fittings;
Pr_25_93_72_16 | 25 | 93 | 72 | 16 | Clay tile vertical tiling angle fittings | 45-80-90/338 Clay tiles vertical tiling angle fittings;
Pr_25_93_72_17 | 25 | 93 | 72 | 17 | Concrete interlocking tiles | 45-80-90/344 Concrete tiles interlocking;
Pr_25_93_72_18 | 25 | 93 | 72 | 18 | Concrete plain tiles | 45-80-90/348 Concrete tiles plain;
Pr_25_93_72_19 | 25 | 93 | 72 | 19 | Concrete tile coursing fittings | 45-80-90/340 Concrete tiles coursing fittings;
Pr_25_93_72_20 | 25 | 93 | 72 | 20 | Concrete tile ornamental fittings | 45-80-90/346 Concrete tiles ornamental fittings;
Pr_25_93_72_21 | 25 | 93 | 72 | 21 | Concrete tile vertical tiling angle fittings | 45-80-90/358 Concrete tiles vertical tiling angle fittings;
Pr_25_93_72_30 | 25 | 93 | 72 | 30 | Fibre cement slates | 45-80-90/360 Fibre cement slates;
Pr_25_93_72_31 | 25 | 93 | 72 | 31 | Fibre-cement slate coursing fittings | 45-80-90/362 Fibre cement slates coursing fittings;
Pr_25_93_72_36 | 25 | 93 | 72 | 36 | Hardwood shakes
Pr_25_93_72_37 | 25 | 93 | 72 | 37 | Hardwood shingles
Pr_25_93_72_52 | 25 | 93 | 72 | 52 | Metal tiles | 45-80-90/380 Metal tiles;
Pr_25_93_72_56 | 25 | 93 | 72 | 56 | Natural slates | 45-80-90/394 Natural slates;
Pr_25_93_72_57 | 25 | 93 | 72 | 57 | Natural stone slates | 45-80-90/400 Natural stone slates;
Pr_25_93_72_72 | 25 | 93 | 72 | 72 | Reconstituted interlocking slates | 45-80-90/390 Reconstituted slates interlocking;
Pr_25_93_72_73 | 25 | 93 | 72 | 73 | Reconstituted slate coursing fittings | 45-80-90/388 Reconstituted slates coursing fittings;
Pr_25_93_72_79 | 25 | 93 | 72 | 79 | Slate coursing fittings | 45-80-90/396 Natural slates coursing fittings;
Pr_25_93_72_96 | 25 | 93 | 72 | 96 | Wood shakes | 45-80-90/410 Wood shakes;
Pr_25_93_72_97 | 25 | 93 | 72 | 97 | Wood shingles | 45-80-90/414 Wood shingles;
Pr_25_93_72_98 | 25 | 93 | 72 | 98 | Wood shingle pattern fittings | 45-80-90/418 Wood shingles pattern fittings;
Pr_25_96 | 25 | 96 |  |  | Grid and grating skin products
Pr_25_96_35 | 25 | 96 | 35 |  | Grids and grilles
Pr_25_96_35_03 | 25 | 96 | 35 | 03 | Aluminium cattle grids | 45-20-80/301 Aluminium cattle grids;
Pr_25_96_35_11 | 25 | 96 | 35 | 11 | Carbon steel cattle grids | 45-20-80/303 Carbon steel cattle grids;
Pr_25_96_35_31 | 25 | 96 | 35 | 31 | Footway gratings | 45-20-80/305 Footway gratings;
Pr_25_96_35_53 | 25 | 96 | 35 | 53 | Metal armouring grilles | 45-85-70/420 Metal armouring grilles;
Pr_25_96_35_71 | 25 | 96 | 35 | 71 | Recycled plastics cattle grids | 45-20-80/307 Cattle grids;
Pr_25_96_35_76 | 25 | 96 | 35 | 76 | Sewage screens
Pr_25_96_35_96 | 25 | 96 | 35 | 96 | Water grilles
Pr_30 | 30 |  |  |  | Opening products
Pr_30_31 | 30 | 31 |  |  | Formless openings products
Pr_30_31_68 | 30 | 31 | 68 |  | Putties and glazing compounds
Pr_30_31_68_42 | 30 | 31 | 68 | 42 | Intumescent putties | 45-55-75/405 Intumescent putties;
Pr_30_31_68_47 | 30 | 31 | 68 | 47 | Linseed oil putties | 45-55-75/410 Linseed oil putties;
Pr_30_31_68_51 | 30 | 31 | 68 | 51 | Metal casement putties | 45-55-75/415 Metal casement putties;
Pr_30_31_68_56 | 30 | 31 | 68 | 56 | Non-setting glazing compounds | 45-55-75/420 Nonsetting glazing compounds;
Pr_30_31_68_74 | 30 | 31 | 68 | 74 | Rubberizing glazing compounds | 45-55-75/425 Rubberizing glazing compounds;
Pr_30_31_76 | 30 | 31 | 76 |  | Sealants
Pr_30_31_76_02 | 30 | 31 | 76 | 02 | Acrylic construction joint sealants | 45-55-75/320 Acrylic construction joint sealants;
Pr_30_31_76_09 | 30 | 31 | 76 | 09 | Butyl rubber construction joint sealants | 45-55-75/325 Butyl rubber construction joint sealants;
Pr_30_31_76_14 | 30 | 31 | 76 | 14 | Cold-applied bituminous joint sealants | 45-55-75/385 Cold applied bituminous joint sealants;
Pr_30_31_76_15 | 30 | 31 | 76 | 15 | Cold-applied concrete pavement bituminous joint sealants | 45-55-75/390 Cold applied bituminous joint sealants for concrete pavements;
Pr_30_31_76_16 | 30 | 31 | 76 | 16 | Construction joint sealants | 45-55-75/315 Construction joint sealants;
Pr_30_31_76_26 | 30 | 31 | 76 | 26 | Edge sealants | 45-35-62/410 Edge sealants;
Pr_30_31_76_33 | 30 | 31 | 76 | 33 | Glazing compounds and sealants | 45-55-75/350 Glazing compounds or sealants;
Pr_30_31_76_34 | 30 | 31 | 76 | 34 | Glazing joint sealants
Pr_30_31_76_38 | 30 | 31 | 76 | 38 | Hot-applied bituminous joint sealants | 45-55-75/395 Hot applied bituminous joint sealants;
Pr_30_31_76_39 | 30 | 31 | 76 | 39 | Hydrophilic sealants | 45-55-75/342 Hydrophilic sealants;
Pr_30_31_76_40 | 30 | 31 | 76 | 40 | Intumescent firestop sealants | 45-55-75/368 Intumescent firestop sealant;
Pr_30_31_76_41 | 30 | 31 | 76 | 41 | Intumescent foam fillers | 45-55-75/375 Intumescent foam fillers;
Pr_30_31_76_58 | 30 | 31 | 76 | 58 | Oil-based mastic joint sealants | 45-55-75/330 Oil based mastic joint sealants;
Pr_30_31_76_62 | 30 | 31 | 76 | 62 | Polysulfide construction joint sealants | 45-55-75/335 Polysulfide construction joint sealants;
Pr_30_31_76_63 | 30 | 31 | 76 | 63 | Polysulfide glazing compounds and sealants | 45-55-75/355 Polysulfide glazing compounds or sealants;
Pr_30_31_76_65 | 30 | 31 | 76 | 65 | Polyurethane (PUR) construction joint sealants | 45-55-75/340 Polyurethane construction joint sealants;
Pr_30_31_76_66 | 30 | 31 | 76 | 66 | Polyurethane (PUR) expanding foam fillers | 45-55-75/370 Foam fillers;
Pr_30_31_76_77 | 30 | 31 | 76 | 77 | Silicone construction joint sealants | 45-55-75/345 Silicone construction joint sealants;
Pr_30_31_76_78 | 30 | 31 | 76 | 78 | Silicone glazing compounds and sealants | 45-55-75/360 Silicone glazing compounds or sealants;
Pr_30_31_76_84 | 30 | 31 | 76 | 84 | Structural sealant glazing bonding sealants | 45-55-75/362 Bonding sealants for structural sealant glazing;
Pr_30_31_76_85 | 30 | 31 | 76 | 85 | Structural sealant glazing weather sealants | 45-55-75/365 Weatherseal sealants for structural sealant glazing;
Pr_30_31_76_96 | 30 | 31 | 76 | 96 | Waterproof gap filling sealants | 45-55-75/367 Gap filling waterproofing sealants;
Pr_30_36 | 30 | 36 |  |  | Hardware products
Pr_30_36_08 | 30 | 36 | 08 |  | Bolting, latching and locking hardware
Pr_30_36_08_06 | 30 | 36 | 08 | 06 | Barrel bolts
Pr_30_36_08_11 | 30 | 36 | 08 | 11 | Cabinet locks
Pr_30_36_08_12 | 30 | 36 | 08 | 12 | Cam locks
Pr_30_36_08_15 | 30 | 36 | 08 | 15 | Coin-operated locks
Pr_30_36_08_16 | 30 | 36 | 08 | 16 | Combination padlocks
Pr_30_36_08_18 | 30 | 36 | 08 | 18 | Cremorne bolts
Pr_30_36_08_19 | 30 | 36 | 08 | 19 | Cylinder locks
Pr_30_36_08_20 | 30 | 36 | 08 | 20 | Deadbolts
Pr_30_36_08_21 | 30 | 36 | 08 | 21 | Digital door locks
Pr_30_36_08_22 | 30 | 36 | 08 | 22 | Door bolts
Pr_30_36_08_23 | 30 | 36 | 08 | 23 | Door catches | 45-25-18/320 Door catches;
Pr_30_36_08_24 | 30 | 36 | 08 | 24 | Door latches | 45-25-18/310 Door and window locks and latches;
Pr_30_36_08_26 | 30 | 36 | 08 | 26 | Door privacy indicator bolts | 45-25-18/340 Door privacy indicator bolts;
Pr_30_36_08_27 | 30 | 36 | 08 | 27 | Electric locks
Pr_30_36_08_28 | 30 | 36 | 08 | 28 | Emergency exit devices | 45-25-18/350 Emergency exit devices;
Pr_30_36_08_29 | 30 | 36 | 08 | 29 | Espagnolette bolts | 45-25-18/400 Multipoint handle operated espagnolette bolts;
Pr_30_36_08_30 | 30 | 36 | 08 | 30 | Fanlight catches | 45-25-18/360 Fanlight catches;
Pr_30_36_08_31 | 30 | 36 | 08 | 31 | Field gate spring catch sets | 45-25-18/370 Field gate spring catch sets;
Pr_30_36_08_32 | 30 | 36 | 08 | 32 | Flush bolts
Pr_30_36_08_33 | 30 | 36 | 08 | 33 | Furniture locks
Pr_30_36_08_34 | 30 | 36 | 08 | 34 | Gate latches and catches | 45-25-18/380 Gate latches and catches;
Pr_30_36_08_35 | 30 | 36 | 08 | 35 | Gate throw over loops | 45-25-18/390 Gate throw over loops;
Pr_30_36_08_42 | 30 | 36 | 08 | 42 | Indicator locks
Pr_30_36_08_43 | 30 | 36 | 08 | 43 | Key card locks
Pr_30_36_08_44 | 30 | 36 | 08 | 44 | Key deposit locks
Pr_30_36_08_45 | 30 | 36 | 08 | 45 | Knob locks
Pr_30_36_08_46 | 30 | 36 | 08 | 46 | Lever handle locks
Pr_30_36_08_48 | 30 | 36 | 08 | 48 | Locker hasps
Pr_30_36_08_50 | 30 | 36 | 08 | 50 | Magnetic locks
Pr_30_36_08_51 | 30 | 36 | 08 | 51 | Microswitch locks
Pr_30_36_08_52 | 30 | 36 | 08 | 52 | Mortice bolts
Pr_30_36_08_53 | 30 | 36 | 08 | 53 | Mortice locks
Pr_30_36_08_54 | 30 | 36 | 08 | 54 | Multipoint door locks | 45-25-18/330 Door multipoint and special function locks;
Pr_30_36_08_56 | 30 | 36 | 08 | 56 | Night latches
Pr_30_36_08_60 | 30 | 36 | 08 | 60 | Pad bolts
Pr_30_36_08_61 | 30 | 36 | 08 | 61 | Padlock hasps and staples | 45-25-18/410 Padlock hasps and staples;
Pr_30_36_08_62 | 30 | 36 | 08 | 62 | Padlocks and keys | 45-25-18/420 Padlocks;
Pr_30_36_08_63 | 30 | 36 | 08 | 63 | Panic exit devices | 45-25-18/430 Panic exit devices;
Pr_30_36_08_68 | 30 | 36 | 08 | 68 | Push-button locks
Pr_30_36_08_71 | 30 | 36 | 08 | 71 | Rim locks
Pr_30_36_08_73 | 30 | 36 | 08 | 73 | Roller catch
Pr_30_36_08_75 | 30 | 36 | 08 | 75 | Safety deposit locks
Pr_30_36_08_76 | 30 | 36 | 08 | 76 | Sash locks
Pr_30_36_08_77 | 30 | 36 | 08 | 77 | Single point bolts | 45-25-18/440 Single point bolts;
Pr_30_36_08_84 | 30 | 36 | 08 | 84 | Special function door locks | 45-25-18/330 Door multipoint and special function locks;
Pr_30_36_08_87 | 30 | 36 | 08 | 87 | Thief resistant door locks | 45-25-18/450 Thief resistant door locks;
Pr_30_36_08_88 | 30 | 36 | 08 | 88 | Time delay locks
Pr_30_36_08_91 | 30 | 36 | 08 | 91 | Tubular mortice latches
Pr_30_36_08_94 | 30 | 36 | 08 | 94 | Vending machine locks
Pr_30_36_08_95 | 30 | 36 | 08 | 95 | Window casement fasteners | 45-25-60/385 Window casement fasteners;
Pr_30_36_08_96 | 30 | 36 | 08 | 96 | Window latches | 45-25-18/310 Door and window locks and latches;
Pr_30_36_08_97 | 30 | 36 | 08 | 97 | Window locks | 45-25-18/460 Window locks;
Pr_30_36_08_98 | 30 | 36 | 08 | 98 | Window sash fasteners | 45-25-18/470 Window sash fasteners;
Pr_30_36_33 | 30 | 36 | 33 |  | General hardware
Pr_30_36_33_20 | 30 | 36 | 33 | 20 | Door edge protectors | 45-25-38/375 Door edge protectors;
Pr_30_36_33_22 | 30 | 36 | 33 | 22 | Door knockers | 45-25-38/315 Door knockers;
Pr_30_36_33_24 | 30 | 36 | 33 | 24 | Door stops | 45-25-38/320 Door stops;
Pr_30_36_33_27 | 30 | 36 | 33 | 27 | Escutcheons | 45-25-38/325 Escutcheons;
Pr_30_36_33_29 | 30 | 36 | 33 | 29 | Finger plates
Pr_30_36_33_45 | 30 | 36 | 33 | 45 | Kick plates | 45-25-38/340 Kick plates;
Pr_30_36_33_68 | 30 | 36 | 33 | 68 | Push plates | 45-25-60/370 Push plates;
Pr_30_36_33_72 | 30 | 36 | 33 | 72 | Roses
Pr_30_36_33_76 | 30 | 36 | 33 | 76 | Security viewers | 45-25-38/360 Security viewers;
Pr_30_36_36 | 30 | 36 | 36 |  | Hinges and hanging hardware
Pr_30_36_36_04 | 30 | 36 | 36 | 04 | Anti finger-trap stiles | 45-25-42/310 Anti finger-trap stiles;
Pr_30_36_36_06 | 30 | 36 | 36 | 06 | Ball-bearing hinges
Pr_30_36_36_07 | 30 | 36 | 36 | 07 | Barrel hinges
Pr_30_36_36_08 | 30 | 36 | 36 | 08 | Boxed sash window hanging fittings | 45-25-42/320 Boxed sash window hanging fittings;
Pr_30_36_36_09 | 30 | 36 | 36 | 09 | Butt door hinges | 45-25-42/340 Door hinges;
Pr_30_36_36_10 | 30 | 36 | 36 | 10 | Butt window hinges | 45-25-42/450 Window hinges;
Pr_30_36_36_11 | 30 | 36 | 36 | 11 | Cabinet and counter top hinges | 45-25-42/330 Cabinet and counter top hinges;
Pr_30_36_36_15 | 30 | 36 | 36 | 15 | Concealed hinges
Pr_30_36_36_16 | 30 | 36 | 36 | 16 | Continuous hinges | 45-25-42/340 Door hinges;
Pr_30_36_36_17 | 30 | 36 | 36 | 17 | Cranked hinges | 45-25-42/340 Door hinges;
Pr_30_36_36_22 | 30 | 36 | 36 | 22 | Door pivots | 45-25-42/350 Door pivots;
Pr_30_36_36_23 | 30 | 36 | 36 | 23 | Door track and running gear | 45-25-42/360 Door track and running gear;
Pr_30_36_36_24 | 30 | 36 | 36 | 24 | Drawer runners | 45-25-42/370 Drawer runners;
Pr_30_36_36_28 | 30 | 36 | 36 | 28 | Field gate hinges | 45-25-42/380 Field gate hinges;
Pr_30_36_36_29 | 30 | 36 | 36 | 29 | Floor springs | 45-25-42/390 Floor springs;
Pr_30_36_36_30 | 30 | 36 | 36 | 30 | Flush hinges
Pr_30_36_36_31 | 30 | 36 | 36 | 31 | Friction hinges
Pr_30_36_36_32 | 30 | 36 | 36 | 32 | Friction pivot window hinges | 45-25-42/450 Window hinges;
Pr_30_36_36_34 | 30 | 36 | 36 | 34 | Gate hinges | 45-25-42/400 Gate hinges;
Pr_30_36_36_46 | 30 | 36 | 36 | 46 | Lift-off hinges
Pr_30_36_36_66 | 30 | 36 | 36 | 66 | Projection door hinges | 45-25-42/340 Door hinges;
Pr_30_36_36_67 | 30 | 36 | 36 | 67 | Projection window hinges | 45-25-42/460 Window projection hinges;
Pr_30_36_36_71 | 30 | 36 | 36 | 71 | Rising butt door hinges | 45-25-42/340 Door hinges;
Pr_30_36_36_75 | 30 | 36 | 36 | 75 | Sash window spiral balances | 45-25-42/410 Sash window spiral balances;
Pr_30_36_36_79 | 30 | 36 | 36 | 79 | Single axis door hinges | 45-25-42/420 Single axis door hinges;
Pr_30_36_36_80 | 30 | 36 | 36 | 80 | Single axis window hinges | 45-25-42/430 Single axis window hinges;
Pr_30_36_36_84 | 30 | 36 | 36 | 84 | Spring hinges | 45-25-42/340 Door hinges;
Pr_30_36_36_88 | 30 | 36 | 36 | 88 | Tee hinges | 45-25-42/340 Door hinges;
Pr_30_36_36_96 | 30 | 36 | 36 | 96 | Window friction pivot hinges | 45-25-42/440 Window friction pivot hinges;
Pr_30_36_59 | 30 | 36 | 59 |  | Opening hardware
Pr_30_36_59_15 | 30 | 36 | 59 | 15 | Controlled door closers | 45-25-60/305 Controlled door closers;
Pr_30_36_59_22 | 30 | 36 | 59 | 22 | Door coordinators | 45-25-60/310 Door coordinators;
Pr_30_36_59_24 | 30 | 36 | 59 | 24 | Door limiting stays | 45-25-60/320 Door limiting stays;
Pr_30_36_59_25 | 30 | 36 | 59 | 25 | Door lever handle sets | 45-25-60/315 Door lever handle sets;
Pr_30_36_59_31 | 30 | 36 | 59 | 31 | Furniture stays
Pr_30_36_59_32 | 30 | 36 | 59 | 32 | Garage door holders | 45-25-60/325 Garage door holders;
Pr_30_36_59_33 | 30 | 36 | 59 | 33 | Gate closers | 45-25-60/330 Gate closers;
Pr_30_36_59_34 | 30 | 36 | 59 | 34 | Gate handles | 45-25-60/335 Gate handles;
Pr_30_36_59_35 | 30 | 36 | 59 | 35 | Gate springs | 45-25-60/340 Gate springs;
Pr_30_36_59_36 | 30 | 36 | 59 | 36 | Gate wheels | 45-25-60/345 Gate wheels;
Pr_30_36_59_38 | 30 | 36 | 59 | 38 | Holders and hooks | 45-25-60/350 Holders and hooks;
Pr_30_36_59_45 | 30 | 36 | 59 | 45 | Knobs | 45-25-60/355 Knobsets;
Pr_30_36_59_50 | 30 | 36 | 59 | 50 | Magnetic hold
Pr_30_36_59_52 | 30 | 36 | 59 | 52 | Midrail push plates | 45-25-60/360 Midrail push plates;
Pr_30_36_59_64 | 30 | 36 | 59 | 64 | Pull handles | 45-25-60/365 Pull handles;
Pr_30_36_59_76 | 30 | 36 | 59 | 76 | Sash window pulls | 45-25-60/375 Sash window pulls;
Pr_30_36_59_92 | 30 | 36 | 59 | 92 | Uncontrolled door closers | 45-25-60/380 Uncontrolled door closers;
Pr_30_36_59_94 | 30 | 36 | 59 | 94 | Window casement stays | 45-25-60/390 Window casement stays;
Pr_30_36_59_95 | 30 | 36 | 59 | 95 | Window latch and lock operating handles | 45-25-60/395 Window latch and lock operating handles;
Pr_30_36_59_96 | 30 | 36 | 59 | 96 | Window over centre casement stays | 45-25-60/400 Window over centre casement stays;
Pr_30_36_59_97 | 30 | 36 | 59 | 97 | Window remote manual openers | 45-25-60/405 Window remote manual openers;
Pr_30_36_59_98 | 30 | 36 | 59 | 98 | Window restrictor stays | 45-25-60/410 Window restrictor stays;
Pr_30_59 | 30 | 59 |  |  | Openings and opening component products
Pr_30_59_01 | 30 | 59 | 01 |  | Access ramps
Pr_30_59_01_11 | 30 | 59 | 01 | 11 | Vehicle ramps
Pr_30_59_01_23 | 30 | 59 | 01 | 23 | Dog ramps
Pr_30_59_01_96 | 30 | 59 | 01 | 96 | Wheelchair ramps
Pr_30_59_07 | 30 | 59 | 07 |  | Blinds and shading devices
Pr_30_59_07_03 | 30 | 59 | 07 | 03 | Anti-glare screens | 45-25-10/400 Anti-glare screens;
Pr_30_59_07_05 | 30 | 59 | 07 | 05 | Awnings | 45-25-10/310 Awnings;
Pr_30_59_07_07 | 30 | 59 | 07 | 07 | Blackout blinds
Pr_30_59_07_26 | 30 | 59 | 07 | 26 | External roller blinds | 45-25-10/362 Exterior roller blinds;
Pr_30_59_07_27 | 30 | 59 | 07 | 27 | External venetian blinds | 45-25-10/372 Exterior venetian blinds;
Pr_30_59_07_60 | 30 | 59 | 07 | 60 | Panel blinds | 45-25-10/400 Panel blinds;
Pr_30_59_07_64 | 30 | 59 | 07 | 64 | Pinoleum blinds | 45-25-10/340 Pinoleum blinds;
Pr_30_59_07_66 | 30 | 59 | 07 | 66 | Pleated blinds | 45-25-10/350 Pleated blinds;
Pr_30_59_07_72 | 30 | 59 | 07 | 72 | Roller blinds | 45-25-10/360 Roller blinds;
Pr_30_59_07_73 | 30 | 59 | 07 | 73 | Roman blinds | 45-25-10/390 Roman blinds;
Pr_30_59_07_86 | 30 | 59 | 07 | 86 | Sunscreens
Pr_30_59_07_94 | 30 | 59 | 07 | 94 | Venetian blinds | 45-25-10/370 Venetian blinds;
Pr_30_59_07_95 | 30 | 59 | 07 | 95 | Vertical blinds | 45-25-10/380 Vertical blinds;
Pr_30_59_07_96 | 30 | 59 | 07 | 96 | Wood shutters | 45-25-10/320 Wood shutters;
Pr_30_59_09 | 30 | 59 | 09 |  | Brise-soleils and components
Pr_30_59_09_01 | 30 | 59 | 09 | 01 | Aluminium brise-soleil brace arms/struts | 45-25-50/439 Aluminium brise-soleil struts;
Pr_30_59_09_02 | 30 | 59 | 09 | 02 | Aluminium brise-soleil carrier members | 45-25-50/415 Aluminium brise-soleil carrier members;
Pr_30_59_09_03 | 30 | 59 | 09 | 03 | Aluminium brise-soleil louvre blades | 45-25-50/395 Aluminium brise-soleil louvre blades;
Pr_30_59_09_04 | 30 | 59 | 09 | 04 | Aluminium brise-soleil support arms | 45-25-50/425 Aluminium brise-soleil support arms;
Pr_30_59_09_05 | 30 | 59 | 09 | 05 | Aluminium brise-soleil units | 45-25-50/420 Brise-soleil fixed blade panels;
Pr_30_59_09_11 | 30 | 59 | 09 | 11 | Carbon steel brise-soleil brace arms/struts | 45-25-50/440 Carbon steel brise-soleil struts;
Pr_30_59_09_12 | 30 | 59 | 09 | 12 | Carbon steel brise-soleil carrier members | 45-25-50/416 Carbon steel brise-soleil carrier members;
Pr_30_59_09_13 | 30 | 59 | 09 | 13 | Carbon steel brise-soleil louvre blades | 45-25-50/405 Carbon steel brise-soleil louvre blades;
Pr_30_59_09_14 | 30 | 59 | 09 | 14 | Carbon steel brise-soleil support arms | 45-25-50/430 Carbon steel brise-soleil support arms;
Pr_30_59_09_15 | 30 | 59 | 09 | 15 | Carbon steel brise-soleil units | 45-25-50/420 Brise-soleil fixed blade panels;
Pr_30_59_09_33 | 30 | 59 | 09 | 33 | Glass brise-soleil louvre blades | 45-25-50/400 Glass brise-soleil louvre blades;
Pr_30_59_09_62 | 30 | 59 | 09 | 62 | Plastics brise-soleil louvre blades
Pr_30_59_09_63 | 30 | 59 | 09 | 63 | Plastics brise-soleil units
Pr_30_59_09_82 | 30 | 59 | 09 | 82 | Stainless steel brise-soleil brace arms/struts | 45-25-50/445 Stainless steel brise-soleil struts;
Pr_30_59_09_83 | 30 | 59 | 09 | 83 | Stainless steel brise-soleil carrier members | 45-25-50/417 Stainless steel brise-soleil carrier members;
Pr_30_59_09_84 | 30 | 59 | 09 | 84 | Stainless steel brise-soleil louvre blades | 45-25-50/408 Stainless steel brise-soleil louvre blades;
Pr_30_59_09_85 | 30 | 59 | 09 | 85 | Stainless steel brise-soleil support arms | 45-25-50/435 Stainless steel brise-soleil support arms;
Pr_30_59_09_86 | 30 | 59 | 09 | 86 | Stainless steel brise-soleil units | 45-25-50/420 Brise-soleil fixed blade panels;
Pr_30_59_09_90 | 30 | 59 | 09 | 90 | Wood brise-soleil carrier members | 45-25-50/418 Wood brise-soleil carrier members;
Pr_30_59_09_91 | 30 | 59 | 09 | 91 | Wood brise-soleil louvre blades | 45-25-50/410 Wood brise-soleil louvre blades;
Pr_30_59_09_92 | 30 | 59 | 09 | 92 | Wood brise-soleil support arms | 45-25-50/437 Wood brise-soleil support arms;
Pr_30_59_09_93 | 30 | 59 | 09 | 93 | Wood brise-soleil units | 45-25-50/420 Brise-soleil fixed blade panels;
Pr_30_59_23 | 30 | 59 | 23 |  | Door frames and leaves
Pr_30_59_23_02 | 30 | 59 | 23 | 02 | Aluminium door frames | 45-25-28/310 Aluminium door frames;
Pr_30_59_23_11 | 30 | 59 | 23 | 11 | Carbon steel door frames | 45-25-28/314 Steel door frames;
Pr_30_59_23_15 | 30 | 59 | 23 | 15 | Composite door frames | 45-25-28/312 Composite door frames;
Pr_30_59_23_16 | 30 | 59 | 23 | 16 | Composite door leaves | 45-25-28/320 Composite door leaves;
Pr_30_59_23_32 | 30 | 59 | 23 | 32 | Frameless glass door leaves | 45-25-28/322 Frameless glass door leaves;
Pr_30_59_23_50 | 30 | 59 | 23 | 50 | Matchboarded door leaves | 45-25-28/324 Matchboarded door leaves;
Pr_30_59_23_53 | 30 | 59 | 23 | 53 | Metal door leaves | 45-25-28/326 Metal door leaves;
Pr_30_59_23_84 | 30 | 59 | 23 | 84 | Stainless steel door frames | 45-25-28/314 Steel door frames;
Pr_30_59_23_91 | 30 | 59 | 23 | 91 | Unplasticized polyvinylchloride (PVC-U) door frames
Pr_30_59_23_92 | 30 | 59 | 23 | 92 | Unplasticized polyvinylchloride (PVC-U) door leaves | 45-25-28/328 PVC-U door leaves;
Pr_30_59_23_96 | 30 | 59 | 23 | 96 | Wood door frames | 45-25-28/316 Wood door frames;
Pr_30_59_23_97 | 30 | 59 | 23 | 97 | Wood flush door leaves | 45-25-28/330 Wood flush door leaves;
Pr_30_59_23_98 | 30 | 59 | 23 | 98 | Wood panelled door leaves | 45-25-28/332 Wood panelled door leaves;
Pr_30_59_24 | 30 | 59 | 24 |  | Doorsets
Pr_30_59_24_04 | 30 | 59 | 24 | 04 | Automatic revolving doorsets | 45-25-28/352 Automatic revolving doorsets;
Pr_30_59_24_14 | 30 | 59 | 24 | 14 | Collapsible gate and grille sets | 45-25-28/356 Collapsible gate and grille sets;
Pr_30_59_24_15 | 30 | 59 | 24 | 15 | Combination doorsets
Pr_30_59_24_16 | 30 | 59 | 24 | 16 | Composite doorsets | 45-25-28/342 Composite doorsets;
Pr_30_59_24_28 | 30 | 59 | 24 | 28 | Fire doorsets
Pr_30_59_24_30 | 30 | 59 | 24 | 30 | Flexible doorsets | 45-25-28/358 Flexible doorsets;
Pr_30_59_24_37 | 30 | 59 | 24 | 37 | High security doorsets | 45-25-28/372 High security doorsets;
Pr_30_59_24_38 | 30 | 59 | 24 | 38 | High speed doorsets | 45-25-28/360 High speed doorsets;
Pr_30_59_24_48 | 30 | 59 | 24 | 48 | Loading bay doorsets
Pr_30_59_24_50 | 30 | 59 | 24 | 50 | Manual revolving doorsets | 45-25-28/354 Manual revolving doorsets;
Pr_30_59_24_52 | 30 | 59 | 24 | 52 | Metal doorsets | 45-25-28/344 Metal doorsets;
Pr_30_59_24_64 | 30 | 59 | 24 | 64 | Polyvinylchloride (PVC) strip curtain sets
Pr_30_59_24_75 | 30 | 59 | 24 | 75 | Sectional overhead doorsets | 45-25-28/364 Sectional overhead doorsets;
Pr_30_59_24_80 | 30 | 59 | 24 | 80 | Sliding door and partition sets | 45-25-28/366 Sliding door and partition sets;
Pr_30_59_24_81 | 30 | 59 | 24 | 81 | Sliding folding shutter doorsets | 45-25-28/368 Sliding folding shutter doorsets;
Pr_30_59_24_92 | 30 | 59 | 24 | 92 | Unplasticized polyvinylchloride (PVC-U) doorsets | 45-25-28/346 PVC-U doorsets;
Pr_30_59_24_93 | 30 | 59 | 24 | 93 | Up-and-over doorsets | 45-25-28/374 Up-and-over doorsets;
Pr_30_59_24_97 | 30 | 59 | 24 | 97 | Wood doorsets | 45-25-28/348 Wood doorsets;
Pr_30_59_28 | 30 | 59 | 28 |  | Escape products
Pr_30_59_28_26 | 30 | 59 | 28 | 26 | Escape chairs
Pr_30_59_28_27 | 30 | 59 | 28 | 27 | Escape chutes
Pr_30_59_28_28 | 30 | 59 | 28 | 28 | Escape slides
Pr_30_59_28_78 | 30 | 59 | 28 | 78 | Slings
Pr_30_59_29 | 30 | 59 | 29 |  | Fixed roof ventilators, terminals and accessories
Pr_30_59_29_02 | 30 | 59 | 29 | 02 | Abutment ventilators | 45-20-75/330 Abutment ventilators;
Pr_30_59_29_15 | 30 | 59 | 29 | 15 | Combined eaves fascia grilles and ventilator trays | 45-20-75/380 Combined eaves fascia grilles and ventilator trays;
Pr_30_59_29_30 | 30 | 59 | 29 | 30 | Flat roof ventilators | 45-20-75/340 Flat roof ventilators;
Pr_30_59_29_62 | 30 | 59 | 29 | 62 | Plastics eaves underlay support | 45-20-75/310 Plastics eaves underlay support;
Pr_30_59_29_64 | 30 | 59 | 29 | 64 | Plastics rafter ventilator trays | 45-20-75/320 Plastics rafter trays;
Pr_30_59_29_71 | 30 | 59 | 29 | 71 | Roof ridge ventilator tiles | 45-20-75/360 Ridge ventilation tiles;
Pr_30_59_29_72 | 30 | 59 | 29 | 72 | Roof slope terminals | 45-20-75/370 Roof slope terminals;
Pr_30_59_29_73 | 30 | 59 | 29 | 73 | Roof slope ventilator tiles | 45-20-75/375 Roof slope ventilator tiles;
Pr_30_59_29_74 | 30 | 59 | 29 | 74 | Roof terminals | 45-20-75/350 Ridge terminals;
Pr_30_59_29_75 | 30 | 59 | 29 | 75 | Roof ventilator unit | 45-25-99/450 Roof ventilator unit;
Pr_30_59_29_82 | 30 | 59 | 29 | 82 | Strip ventilators | 45-20-75/410 Strip ventilators;
Pr_30_59_33 | 30 | 59 | 33 |  | Gate surrounds and leaves
Pr_30_59_33_02 | 30 | 59 | 33 | 02 | Aluminium sheet gate leaves | 45-25-35/351 Aluminium sheet gate leaves;
Pr_30_59_33_03 | 30 | 59 | 33 | 03 | Aluminium vertical rail gate leaves | 45-25-35/353 Aluminium vertical rail gate leaves;
Pr_30_59_33_11 | 30 | 59 | 33 | 11 | Carbon steel expanded mesh gate leaves | 45-25-35/361 Carbon steel expanded mesh gate leaves;
Pr_30_59_33_12 | 30 | 59 | 33 | 12 | Carbon steel field gate leaves | 45-25-35/363 Carbon steel field gate leaves;
Pr_30_59_33_13 | 30 | 59 | 33 | 13 | Carbon steel palisade gate leaves | 45-25-35/365 Carbon steel palisade gate leaves;
Pr_30_59_33_14 | 30 | 59 | 33 | 14 | Carbon steel sheet gate leaves | 45-25-35/367 Carbon steel sheet gate leaves;
Pr_30_59_33_15 | 30 | 59 | 33 | 15 | Carbon steel vertical section gate leaves | 45-25-35/369 Carbon steel vertical section gate leaves;
Pr_30_59_33_16 | 30 | 59 | 33 | 16 | Carbon steel welded mesh gate leaves | 45-25-35/371 Carbon steel welded mesh gate leaves;
Pr_30_59_33_33 | 30 | 59 | 33 | 33 | Gate arches | 45-25-35/421 Gate arch;
Pr_30_59_33_34 | 30 | 59 | 33 | 34 | Glass infill gate leaves | 45-25-35/401 Glass infill gate leaves;
Pr_30_59_33_35 | 30 | 59 | 33 | 35 | Glazing plastics gate leaves | 45-25-35/391 Glazing plastics gate leaves;
Pr_30_59_33_36 | 30 | 59 | 33 | 36 | Hardwood field gate leaves | 45-25-35/415 Wood field gate leaves;
Pr_30_59_33_37 | 30 | 59 | 33 | 37 | Hardwood gate leaves | 45-25-35/413 Prefabricated wood gate leaves;
Pr_30_59_33_38 | 30 | 59 | 33 | 38 | Hardwood gate surrounds | 45-25-35/427 Wood gate surrounds;
Pr_30_59_33_39 | 30 | 59 | 33 | 39 | Hardwood palisade gate leaves | 45-25-35/417 Wood palisade gate leaves;
Pr_30_59_33_52 | 30 | 59 | 33 | 52 | Metal gate surrounds | 45-25-35/425 Metal gate surrounds;
Pr_30_59_33_62 | 30 | 59 | 33 | 62 | Plastics gate leaves | 45-25-35/393 Prefabricated plastics gate leaves;
Pr_30_59_33_63 | 30 | 59 | 33 | 63 | Plywood sheet gate leaves | 45-25-35/411 Plywood sheet gate leaves;
Pr_30_59_33_78 | 30 | 59 | 33 | 78 | Stainless steel expanded mesh gate leaves | 45-25-35/373 Stainless steel expanded mesh gate leaves;
Pr_30_59_33_82 | 30 | 59 | 33 | 82 | Stainless steel sheet gate leaves | 45-25-35/375 Stainless steel sheet gate leaves;
Pr_30_59_33_84 | 30 | 59 | 33 | 84 | Stainless steel vertical rail gate leaves | 45-25-35/377 Stainless steel vertical rail gate leaves;
Pr_30_59_33_98 | 30 | 59 | 33 | 98 | Wrought iron decorative gate leaves | 45-25-35/381 Wrought iron decorative gate leaves;
Pr_30_59_33_99 | 30 | 59 | 33 | 99 | Wrought iron vertical rail gate leaves | 45-25-35/383 Wrought iron vertical rail gate leaves;
Pr_30_59_34 | 30 | 59 | 34 |  | Gates and turnstiles
Pr_30_59_34_01 | 30 | 59 | 34 | 01 | Aluminium full height turnstiles | 45-25-35/341 Aluminium full height turnstiles;
Pr_30_59_34_02 | 30 | 59 | 34 | 02 | Aluminium gates | 45-25-35/301 Aluminium gates;
Pr_30_59_34_03 | 30 | 59 | 34 | 03 | Aluminium safety gates | 45-30-75/455 Aluminium safety gates;
Pr_30_59_34_10 | 30 | 59 | 34 | 10 | Canal lock gates
Pr_30_59_34_11 | 30 | 59 | 34 | 11 | Carbon steel bridle gates | 45-25-35/321 Carbon steel bridle gates;
Pr_30_59_34_12 | 30 | 59 | 34 | 12 | Carbon steel dog gates | 45-25-35/323 Carbon steel dog gates;
Pr_30_59_34_13 | 30 | 59 | 34 | 13 | Carbon steel full height turnstiles | 45-25-35/343 Carbon steel full height turnstiles;
Pr_30_59_34_14 | 30 | 59 | 34 | 14 | Carbon steel gates | 45-25-35/303 Carbon steel gates;
Pr_30_59_34_15 | 30 | 59 | 34 | 15 | Carbon steel half height turnstiles | 45-25-35/345 Carbon steel half height turnstiles;
Pr_30_59_34_16 | 30 | 59 | 34 | 16 | Carbon steel kissing gates | 45-25-35/325 Carbon steel kissing gates;
Pr_30_59_34_17 | 30 | 59 | 34 | 17 | Carbon steel motorbike inhibitors | 45-25-35/327 Carbon steel motorbike inhibitors;
Pr_30_59_34_18 | 30 | 59 | 34 | 18 | Carbon steel safety gates | 45-30-75/460 Carbon steel safety gates;
Pr_30_59_34_20 | 30 | 59 | 34 | 20 | Composite gates | 45-25-35/305 Composite gates;
Pr_30_59_34_30 | 30 | 59 | 34 | 30 | Flood gates
Pr_30_59_34_35 | 30 | 59 | 34 | 35 | Glazed gates | 45-25-35/309 Glazed gates;
Pr_30_59_34_36 | 30 | 59 | 34 | 36 | Hardwood bridle gates | 45-25-35/331 Wood bridle gates;
Pr_30_59_34_37 | 30 | 59 | 34 | 37 | Hardwood dog gates | 45-25-35/333 Wood dog gates;
Pr_30_59_34_38 | 30 | 59 | 34 | 38 | Hardwood gates | 45-25-35/315 Wood gates;
Pr_30_59_34_39 | 30 | 59 | 34 | 39 | Hardwood kissing gates | 45-25-35/335 Wood kissing gates;
Pr_30_59_34_40 | 30 | 59 | 34 | 40 | Hardwood ladder stiles | 45-25-35/337 Wood ladder stiles;
Pr_30_59_34_41 | 30 | 59 | 34 | 41 | Hardwood post and rail stiles | 45-25-35/339 Wood post and rail stiles;
Pr_30_59_34_65 | 30 | 59 | 34 | 65 | Plastics gates | 45-25-35/311 Plastics gates;
Pr_30_59_34_78 | 30 | 59 | 34 | 78 | Stainless steel full height turnstiles | 45-25-35/347 Stainless steel full height turnstiles;
Pr_30_59_34_80 | 30 | 59 | 34 | 80 | Stainless steel gates | 45-25-35/313 Stainless steel gates;
Pr_30_59_34_88 | 30 | 59 | 34 | 88 | Stainless steel half height turnstiles | 45-25-35/349 Stainless steel half height turnstiles;
Pr_30_59_34_90 | 30 | 59 | 34 | 90 | Stainless steel safety gates | 45-30-75/465 Stainless steel safety gates;
Pr_30_59_34_98 | 30 | 59 | 34 | 98 | Wrought iron gates | 45-25-35/317 Wrought iron gates;
Pr_30_59_36 | 30 | 59 | 36 |  | Hatches and access panels
Pr_30_59_36_01 | 30 | 59 | 36 | 01 | Access panels | 45-45-00/310 Access panels;
Pr_30_59_36_02 | 30 | 59 | 36 | 02 | Aluminium access hatches | 45-25-28/426 Aluminium access hatches;
Pr_30_59_36_11 | 30 | 59 | 36 | 11 | Carbon steel access hatches | 45-25-28/428 Carbon steel access hatches;
Pr_30_59_36_25 | 30 | 59 | 36 | 25 | Ductwork access doorsets
Pr_30_59_36_30 | 30 | 59 | 36 | 30 | Floor hatches | 45-25-28/420 Floor hatches;
Pr_30_59_36_50 | 30 | 59 | 36 | 50 | Manual trapdoors
Pr_30_59_36_64 | 30 | 59 | 36 | 64 | Polyvinylchloride (PVC) strip curtain sets
Pr_30_59_36_74 | 30 | 59 | 36 | 74 | Roof hatches | 45-25-28/422 Roof hatches;
Pr_30_59_36_76 | 30 | 59 | 36 | 76 | Self-closing safety hatches | 45-30-75/470 Self closing safety hatches;
Pr_30_59_36_78 | 30 | 59 | 36 | 78 | Self-closing trapdoors | 45-25-28/432 Self closing trapdoor;
Pr_30_59_36_80 | 30 | 59 | 36 | 80 | Stainless steel access hatches | 45-25-28/430 Stainless steel access hatches;
Pr_30_59_36_96 | 30 | 59 | 36 | 96 | Wall hatches | 45-25-28/424 Wall hatches;
Pr_30_59_46 | 30 | 59 | 46 |  | Lift barriers
Pr_30_59_46_46 | 30 | 59 | 46 | 46 | Lift landing doorsets | 90-80-60/320 Landing doors, frames and sills;
Pr_30_59_46_47 | 30 | 59 | 46 | 47 | Lift landing frames | 90-80-60/320 Landing doors, frames and sills;
Pr_30_59_46_48 | 30 | 59 | 46 | 48 | Lift landing sills | 90-80-60/320 Landing doors, frames and sills;
Pr_30_59_46_49 | 30 | 59 | 46 | 49 | Lift platform barriers
Pr_30_59_46_63 | 30 | 59 | 46 | 63 | Platform lift landing doorsets and gates
Pr_30_59_48 | 30 | 59 | 48 |  | Louvres and components
Pr_30_59_48_02 | 30 | 59 | 48 | 02 | Aluminium louvre blades | 45-25-50/360 Aluminium louvre blades;
Pr_30_59_48_03 | 30 | 59 | 48 | 03 | Aluminium louvre frames | 45-25-50/340 Aluminium louvre frames;
Pr_30_59_48_04 | 30 | 59 | 48 | 04 | Aluminium louvre panel units | 45-25-50/305 Aluminium louvre panel units;
Pr_30_59_48_11 | 30 | 59 | 48 | 11 | Carbon steel louvre blades | 45-25-50/370 Carbon steel louvre blades;
Pr_30_59_48_12 | 30 | 59 | 48 | 12 | Carbon steel louvre frames | 45-25-50/345 Carbon steel louvre frames;
Pr_30_59_48_13 | 30 | 59 | 48 | 13 | Carbon steel louvre panel units | 45-25-50/310 Carbon steel louvre panel units;
Pr_30_59_48_34 | 30 | 59 | 48 | 34 | Glass louvre blades | 45-25-50/365 Glass louvre blades;
Pr_30_59_48_52 | 30 | 59 | 48 | 52 | Mirror louvre units
Pr_30_59_48_65 | 30 | 59 | 48 | 65 | Plastic louvre blades | 45-25-50/375 Plastic louvre blades;
Pr_30_59_48_77 | 30 | 59 | 48 | 77 | Screening and ventilation access doors | 45-25-50/335 Screening and ventilation louvre access doors;
Pr_30_59_48_78 | 30 | 59 | 48 | 78 | Screening and ventilation louvre support frames | 45-25-50/330 Screening and ventilation louvre support frames;
Pr_30_59_48_83 | 30 | 59 | 48 | 83 | Stainless steel louvre blades | 45-25-50/380 Stainless steel louvre blades;
Pr_30_59_48_84 | 30 | 59 | 48 | 84 | Stainless steel louvre frames | 45-25-50/350 Stainless steel louvre frames;
Pr_30_59_48_85 | 30 | 59 | 48 | 85 | Stainless steel louvre panel units | 45-25-50/312 Stainless steel louvre panel units;
Pr_30_59_48_96 | 30 | 59 | 48 | 96 | Wood louvre blades | 45-25-50/385 Wood louvre blades;
Pr_30_59_48_97 | 30 | 59 | 48 | 97 | Wood louvre frames | 45-25-50/355 Wood louvre frames;
Pr_30_59_48_98 | 30 | 59 | 48 | 98 | Wood louvre panel units | 45-25-50/315 Wood louvre panel units;
Pr_30_59_57 | 30 | 59 | 57 |  | Opening security and protection products
Pr_30_59_57_04 | 30 | 59 | 57 | 04 | Anti-burglar window bars | 45-25-97/345 Anti-burglar bars;
Pr_30_59_57_07 | 30 | 59 | 57 | 07 | Bird guards | 45-35-22/430 Bird guards;
Pr_30_59_57_08 | 30 | 59 | 57 | 08 | Bird guard mesh | 45-25-50/455 Bird guard mesh;
Pr_30_59_57_28 | 30 | 59 | 57 | 28 | Escalator shutters
Pr_30_59_57_29 | 30 | 59 | 57 | 29 | Firebreak shutters
Pr_30_59_57_40 | 30 | 59 | 57 | 40 | Insect guard mesh | 45-25-50/450 Insect guard mesh;
Pr_30_59_57_41 | 30 | 59 | 57 | 41 | Insect guards | 45-35-22/435 Insect guards;
Pr_30_59_57_58 | 30 | 59 | 57 | 58 | Overhead ventilators | 45-25-97/360 Overhead ventilators;
Pr_30_59_57_76 | 30 | 59 | 57 | 76 | Security shutters
Pr_30_59_57_77 | 30 | 59 | 57 | 77 | Security window screens | 45-25-97/350 Security screens;
Pr_30_59_58 | 30 | 59 | 58 |  | Operable roof ventilators
Pr_30_59_58_50 | 30 | 59 | 58 | 50 | Manual control glazed roof ventilators | 45-25-99/460 Glazed roof vents with remote manual operation;
Pr_30_59_58_88 | 30 | 59 | 58 | 88 | Thermostatic control glazed roof ventilators | 45-25-99/455 Automatic glazed roof vents with thermostatic control;
Pr_30_59_59 | 30 | 59 | 59 |  | Operable vehicular barriers
Pr_30_59_59_11 | 30 | 59 | 59 | 11 | Cantilevered sliding beam vehicular barriers | 45-25-58/310 Heavy-duty cantilevered sliding beams;
Pr_30_59_59_38 | 30 | 59 | 59 | 38 | Height restrictors | 45-25-58/360 Height restrictor;
Pr_30_59_59_39 | 30 | 59 | 59 | 39 | Horizontal swing vehicular barriers | 45-25-58/350 Horizontal swing barriers;
Pr_30_59_59_72 | 30 | 59 | 59 | 72 | Rising arm vehicular barriers | 45-25-58/330 Rising arm barriers;
Pr_30_59_59_79 | 30 | 59 | 59 | 79 | Sliding vehicular barriers | 45-25-58/320 Heavy-duty sliding barriers;
Pr_30_59_60 | 30 | 59 | 60 |  | Passenger boarding bridges
Pr_30_59_60_03 | 30 | 59 | 60 | 03 | Apron drive passenger boarding bridges | 45-30-05/300 Apron drive passenger boarding bridge;
Pr_30_59_60_15 | 30 | 59 | 60 | 15 | Commuter passenger boarding bridges | 45-30-05/330 Commuter passenger boarding bridge;
Pr_30_59_60_56 | 30 | 59 | 60 | 56 | Noseloader passenger boarding bridges | 45-30-05/310 Noseloader passenger boarding bridge;
Pr_30_59_60_87 | 30 | 59 | 60 | 87 | T bridge passenger boarding bridges | 45-30-05/320 T-bridge passenger boarding bridge;
Pr_30_59_61 | 30 | 59 | 61 |  | Pavement and floorlight and venting products
Pr_30_59_61_32 | 30 | 59 | 61 | 32 | Glazed floorlight panels | 45-20-60/305 Precast concrete glazed floor panels;
Pr_30_59_61_33 | 30 | 59 | 61 | 33 | Glazed lift-out floorlight access panel | 45-20-60/315 Precast concrete glazed lift out floor access panel;
Pr_30_59_61_34 | 30 | 59 | 61 | 34 | Glazed lift-out access pavement light panels | 45-20-60/310 Precast concrete glazed lift-out access pavement light panels;
Pr_30_59_61_35 | 30 | 59 | 61 | 35 | Glazed pavement light panels | 45-20-60/325 Precast concrete glazed pavement panels;
Pr_30_59_61_36 | 30 | 59 | 61 | 36 | Glazed smoke venting panels | 45-20-60/335 Precast concrete glazed smoke venting panels;
Pr_30_59_61_57 | 30 | 59 | 61 | 57 | Non-glazed smoke venting panels | 45-20-60/340 Precast concrete non-glazed smoke venting panels;
Pr_30_59_71 | 30 | 59 | 71 |  | Refuse and linen chute inlets and openings
Pr_30_59_71_12 | 30 | 59 | 71 | 12 | Chute automatic fire doors | 45-30-15/365 Automatic fire door;
Pr_30_59_71_13 | 30 | 59 | 71 | 13 | Chute door interlocks | 45-30-15/360 Door interlocks;
Pr_30_59_71_21 | 30 | 59 | 71 | 21 | Refuse chute discharge outlets | 45-30-15/370 Discharge outlets for disposal chute;
Pr_30_59_71_22 | 30 | 59 | 71 | 22 | Refuse chute doorsets
Pr_30_59_71_23 | 30 | 59 | 71 | 23 | Refuse chute hoppers | 45-30-15/335 Disposal chute hoppers;
Pr_30_59_71_46 | 30 | 59 | 71 | 46 | Linen chute discharge outlets | 45-30-15/375 Discharge outlet for linen chute;
Pr_30_59_71_47 | 30 | 59 | 71 | 47 | Linen chute doorsets
Pr_30_59_71_48 | 30 | 59 | 71 | 48 | Linen chute hoppers | 45-30-15/345 Linen chute hoppers;
Pr_30_59_72 | 30 | 59 | 72 |  | Rooflights
Pr_30_59_72_17 | 30 | 59 | 72 | 17 | Continuous rooflights
Pr_30_59_72_21 | 30 | 59 | 72 | 21 | Daylight pipes | 45-25-99/420 Daylight pipes;
Pr_30_59_72_24 | 30 | 59 | 72 | 24 | Dormers
Pr_30_59_72_25 | 30 | 59 | 72 | 25 | Double glazed light pipe diffusers | 45-25-99/435 Double glazed diffusers;
Pr_30_59_72_30 | 30 | 59 | 72 | 30 | Factory-assembled insulating rooflights (FAIRs) | 45-65-60/330 Factory assembled insulating rooflights (FAIRS);
Pr_30_59_72_31 | 30 | 59 | 72 | 31 | Framed rooflights | 45-25-99/410 Framed rooflights;
Pr_30_59_72_33 | 30 | 59 | 72 | 33 | Glazed lift-out rooflight access panels | 45-20-60/320 Precast concrete glazed lift out roof access panel;
Pr_30_59_72_34 | 30 | 59 | 72 | 34 | Glazed rooflight panels | 45-20-60/330 Precast concrete glazed roof panels;
Pr_30_59_72_42 | 30 | 59 | 72 | 42 | Individual rooflights
Pr_30_59_72_46 | 30 | 59 | 72 | 46 | Lantern lights
Pr_30_59_72_48 | 30 | 59 | 72 | 48 | Light reflectors (motorized)
Pr_30_59_72_57 | 30 | 59 | 72 | 57 | North lights
Pr_30_59_72_77 | 30 | 59 | 72 | 77 | Skylights
Pr_30_59_72_94 | 30 | 59 | 72 | 94 | Ventilating light pipe diffusers | 45-25-99/440 Ventilating diffusers;
Pr_30_59_84 | 30 | 59 | 84 |  | Strip curtains, grilles and shutters
Pr_30_59_84_30 | 30 | 59 | 84 | 30 | Fire-resisting roller shutters | 45-25-28/404 Fire resisting roller shutters;
Pr_30_59_84_64 | 30 | 59 | 84 | 64 | Polyvinylchloride (PVC) strip curtains
Pr_30_59_84_72 | 30 | 59 | 84 | 72 | Roller grilles | 45-25-28/412 Roller grille sets;
Pr_30_59_84_73 | 30 | 59 | 84 | 73 | Roller shutters | 45-25-28/414 Roller shutter sets;
Pr_30_59_94 | 30 | 59 | 94 |  | Ventilation grilles
Pr_30_59_94_04 | 30 | 59 | 94 | 04 | Air grilles
Pr_30_59_94_06 | 30 | 59 | 94 | 06 | Air transfer grilles | 45-25-38/305 Air transfer grilles;
Pr_30_59_94_26 | 30 | 59 | 94 | 26 | Eaves fascia grilles | 45-20-75/390 Eaves fascia grilles;
Pr_30_59_94_31 | 30 | 59 | 94 | 31 | Fire-resisting air transfer grilles | 45-25-38/330 Fire-resisting air transfer grilles;
Pr_30_59_94_32 | 30 | 59 | 94 | 32 | Fire-resisting air transfer grilles with smoke shutters | 45-25-38/335 Fire-resisting air transfer grilles with smoke shutters;
Pr_30_59_94_78 | 30 | 59 | 94 | 78 | Soffit grilles | 45-20-75/400 Soffit grilles;
Pr_30_59_94_90 | 30 | 59 | 94 | 90 | Trickle vents | 45-25-38/370 Trickle vents;
Pr_30_59_96 | 30 | 59 | 96 |  | Wall venting products
Pr_30_59_96_11 | 30 | 59 | 96 | 11 | Cavity ventilators
Pr_30_59_96_33 | 30 | 59 | 96 | 33 | Gas venting grilles
Pr_30_59_96_35 | 30 | 59 | 96 | 35 | Ground-level vent outlets
Pr_30_59_96_92 | 30 | 59 | 96 | 92 | Ventilation ducts | 45-80-50/394 Ventilation ducts;
Pr_30_59_96_93 | 30 | 59 | 96 | 93 | Ventilation gratings | 45-80-50/396 Ventilation gratings;
Pr_30_59_96_96 | 30 | 59 | 96 | 96 | Wall vent outlets
Pr_30_59_97 | 30 | 59 | 97 |  | Window panels
Pr_30_59_97_16 | 30 | 59 | 97 | 16 | Glazed security window panels | 45-20-60/360 Precast concrete glazed security window panels;
Pr_30_59_97_80 | 30 | 59 | 97 | 80 | Speak through units | 45-25-38/465 Speak through units;
Pr_30_59_97_90 | 30 | 59 | 97 | 90 | Transaction units | 45-25-38/470 Transaction units;
Pr_30_59_97_94 | 30 | 59 | 97 | 94 | Vision panels | 45-25-28/445 Vision panels;
Pr_30_59_98 | 30 | 59 | 98 |  | Window units
Pr_30_59_98_02 | 30 | 59 | 98 | 02 | Aluminium window units | 45-25-99/310 Aluminium window units;
Pr_30_59_98_03 | 30 | 59 | 98 | 03 | Aluminium frame roof window units | 45-25-99/360 Aluminium frame roof window units;
Pr_30_59_98_15 | 30 | 59 | 98 | 15 | Composite window units | 45-25-99/320 Composite window units;
Pr_30_59_98_72 | 30 | 59 | 98 | 72 | Rigid polyurethane frame roof window units | 45-25-99/370 Rigid polyurethane frame roof window units;
Pr_30_59_98_83 | 30 | 59 | 98 | 83 | Steel window units | 45-25-99/340 Steel window units;
Pr_30_59_98_84 | 30 | 59 | 98 | 84 | Steel frame roof window units | 45-25-99/380 Steel frame roof window units;
Pr_30_59_98_92 | 30 | 59 | 98 | 92 | Unplasticized polyvinylchloride (PVC-U) window units | 45-25-99/330 PVC-U window units;
Pr_30_59_98_96 | 30 | 59 | 98 | 96 | Wood window units | 45-25-99/350 Wood window units;
Pr_30_59_98_97 | 30 | 59 | 98 | 97 | Wood frame roof window units | 45-25-99/390 Wood frame roof window units;
Pr_30_59_99 | 30 | 59 | 99 |  | Window walls
Pr_30_59_99_02 | 30 | 59 | 99 | 02 | Aluminium window walls | 45-25-99/462 Aluminium window walls;
Pr_30_59_99_15 | 30 | 59 | 99 | 15 | Composite window walls | 45-25-99/464 Composite window walls;
Pr_30_59_99_83 | 30 | 59 | 99 | 83 | Steel window walls | 45-25-99/468 Steel window walls;
Pr_30_59_99_92 | 30 | 59 | 99 | 92 | Unplasticized polyvinylchloride (PVC-U) window walls | 45-25-99/466 PVC-U window walls;
Pr_30_59_99_96 | 30 | 59 | 99 | 96 | Wood window walls | 45-25-99/470 Wood window walls;
Pr_35 | 35 |  |  |  | Covering and finishing products
Pr_35_31 | 35 | 31 |  |  | Formless covering and finish products
Pr_35_31_05 | 35 | 31 | 05 |  | Asphalt, bitumen and resin mixtures
Pr_35_31_05_03 | 35 | 31 | 05 | 03 | Asphalt concrete (AC) base courses | 45-20-00/330 Asphalt concrete (AC) base course;
Pr_35_31_05_04 | 35 | 31 | 05 | 04 | Asphalt concrete (AC) binder courses | 45-20-00/335 Asphalt concrete (AC) binder course;
Pr_35_31_05_05 | 35 | 31 | 05 | 05 | Asphalt concrete (AC) surface courses | 45-20-00/340 Asphalt concrete (AC) surface course;
Pr_35_31_05_07 | 35 | 31 | 05 | 07 | Bitumen coated chippings | 45-20-00/420 Bitumen coated chippings;
Pr_35_31_05_08 | 35 | 31 | 05 | 08 | Bitumen emulsion and glass fibre sandwich matrices | 45-20-00/400 Bitumen emulsion and glass fibre sandwich matrix;
Pr_35_31_05_10 | 35 | 31 | 05 | 10 | Bonded grit surfacings | 45-20-00/405 Bonded grit surfacing;
Pr_35_31_05_19 | 35 | 31 | 05 | 19 | Cut-back and fluxed bitumen binders | 45-55-12/310 Cut-back and fluxed bitumen binders;
Pr_35_31_05_36 | 35 | 31 | 05 | 36 | Hard paving-grade bitumens | 45-55-12/340 Paving grade bitumens;
Pr_35_31_05_37 | 35 | 31 | 05 | 37 | Hot-applied oxidized bitumen coatings | 45-55-12/380 Hot-applied oxidized bitumen coatings;
Pr_35_31_05_38 | 35 | 31 | 05 | 38 | Hot-rolled asphalt (HRA) base courses | 45-20-00/350 Hot rolled asphalt (HRA) base course;
Pr_35_31_05_39 | 35 | 31 | 05 | 39 | Hot-rolled asphalt (HRA) binder courses | 45-20-00/355 Hot rolled asphalt (HRA) binder course;
Pr_35_31_05_40 | 35 | 31 | 05 | 40 | Hot-rolled asphalt (HRA) surface courses and slurries | 45-20-00/360 Hot rolled asphalt (HRA) surface course and slurry;
Pr_35_31_05_42 | 35 | 31 | 05 | 42 | Impervious textured sports surfacings | 45-20-70/493 Impervious textured sports surfacing;
Pr_35_31_05_50 | 35 | 31 | 05 | 50 | Mastic asphalt (MA) surface courses | 45-20-00/325 Mastic asphalt (MA) surface course;
Pr_35_31_05_60 | 35 | 31 | 05 | 60 | Paving-grade bitumens | 45-55-12/340 Paving grade bitumens;
Pr_35_31_05_64 | 35 | 31 | 05 | 64 | Polyurethane-bound ethylene propylene diene monomer (EPDM) rubber crumb surfacings | 45-20-00/410 Polyurethane bound EPDM rubber crumb surfaces;
Pr_35_31_05_65 | 35 | 31 | 05 | 65 | Porous asphalt concrete (PAC) surface courses | 45-20-00/345 Porous asphalt concrete (PA) surface course;
Pr_35_31_05_71 | 35 | 31 | 05 | 71 | Resin-bound mixed aggregate surfacings | 45-20-00/425 Resin bonded aggregate surfacing;
Pr_35_31_05_72 | 35 | 31 | 05 | 72 | Roofing, tanking and flooring mastic asphalt (MA) | 45-20-00/320 Mastic asphalt (MA);
Pr_35_31_05_75 | 35 | 31 | 05 | 75 | Sand asphalt
Pr_35_31_05_83 | 35 | 31 | 05 | 83 | Stone mastic asphalt (SMA) binder courses | 45-20-00/375 Stone mastic asphalt (SMA) binder course;
Pr_35_31_05_84 | 35 | 31 | 05 | 84 | Stone mastic asphalt (SMA) regulating courses | 45-20-00/370 Stone mastic asphalt (SMA) regulating course;
Pr_35_31_05_85 | 35 | 31 | 05 | 85 | Stone mastic asphalt (SMA) surface courses | 45-20-00/380 Stone mastic asphalt (SMA) surface course;
Pr_35_31_06 | 35 | 31 | 06 |  | Bedding and underlay compounds
Pr_35_31_06_12 | 35 | 31 | 06 | 12 | Cementitious levelling screed mixes | 45-55-10/345 Cementitious levelling screed mix;
Pr_35_31_06_15 | 35 | 31 | 06 | 15 | Concrete (granolithic) wearing screed mixes | 45-55-10/350 Concrete (granolithic) wearing screed mix;
Pr_35_31_06_28 | 35 | 31 | 06 | 28 | Fibre-reinforced levelling screed mixes | 45-55-10/355 Fibre reinforced levelling screed mix;
Pr_35_31_06_29 | 35 | 31 | 06 | 29 | Fine concrete levelling screed mixes | 45-55-10/360 Fine concrete levelling screed mix;
Pr_35_31_06_31 | 35 | 31 | 06 | 31 | Floor seals | 45-55-10/405 Floor seal;
Pr_35_31_06_32 | 35 | 31 | 06 | 32 | Flow applied flooring | 45-55-10/410 Flow applied flooring;
Pr_35_31_06_36 | 35 | 31 | 06 | 36 | Heavy duty flow-applied flooring | 45-55-10/415 Heavy duty flow applied flooring;
Pr_35_31_06_37 | 35 | 31 | 06 | 37 | Heavy duty screed flooring | 45-55-10/420 Heavy duty screed flooring;
Pr_35_31_06_38 | 35 | 31 | 06 | 38 | High-build floor coatings | 45-55-10/425 High build floor coating;
Pr_35_31_06_47 | 35 | 31 | 06 | 47 | Lightweight aggregate levelling screed mixes | 45-55-10/365 Lightweight aggregate levelling screed mix;
Pr_35_31_06_55 | 35 | 31 | 06 | 55 | Multilayer flooring | 45-55-10/430 Multilayer flooring;
Pr_35_31_06_64 | 35 | 31 | 06 | 64 | Polymer-modified levelling screed mixes | 45-55-10/370 Polymer modified levelling screed mix;
Pr_35_31_06_65 | 35 | 31 | 06 | 65 | Polymer-modified wearing screed mixes | 45-55-10/375 Polymer modified wearing screed mix;
Pr_35_31_06_69 | 35 | 31 | 06 | 69 | Quick-drying levelling screed mixes | 45-55-10/380 Quick drying levelling screed mix;
Pr_35_31_06_71 | 35 | 31 | 06 | 71 | Ready-mixed levelling and wearing screeds | 45-55-10/310 Proprietary levelling or wearing screed to BS EN 13813;
Pr_35_31_06_72 | 35 | 31 | 06 | 72 | Ready-mixed self-smoothing calcium sulfate screeds | 45-55-10/325 Self-smoothing calcium sulfate screeds (ready mixed);
Pr_35_31_06_73 | 35 | 31 | 06 | 73 | Ready-mixed trowelled calcium sulfate screeds | 45-55-10/330 Trowelled calcium sulfate screeds (ready-mixed);
Pr_35_31_06_77 | 35 | 31 | 06 | 77 | Screed flooring | 45-55-10/435 Screed flooring;
Pr_35_31_06_78 | 35 | 31 | 06 | 78 | Self-smoothing levelling screed mixes | 45-55-10/385 Self smoothing levelling screed mix;
Pr_35_31_06_79 | 35 | 31 | 06 | 79 | Self-smoothing wearing screed mixes | 45-55-10/390 Self smoothing wearing screed mix;
Pr_35_31_06_80 | 35 | 31 | 06 | 80 | Smoothing and levelling underlay compounds | 45-55-10/320 Smoothing or levelling underlayment compound;
Pr_35_31_22 | 35 | 31 | 22 |  | Decorative coatings
Pr_35_31_22_02 | 35 | 31 | 22 | 02 | Aluminium paints | 45-35-84/324 Aluminium paints;
Pr_35_31_22_12 | 35 | 31 | 22 | 12 | Casein paints | 45-35-84/342 Casein paints;
Pr_35_31_22_13 | 35 | 31 | 22 | 13 | Cement paints | 45-35-84/334 Cement paints;
Pr_35_31_22_15 | 35 | 31 | 22 | 15 | Concrete finishing coats | 45-35-84/452 Concrete finishing coats;
Pr_35_31_22_16 | 35 | 31 | 22 | 16 | Concrete flash coats | 45-35-84/454 Flash coats;
Pr_35_31_22_17 | 35 | 31 | 22 | 17 | Concrete floor dyes
Pr_35_31_22_18 | 35 | 31 | 22 | 18 | Concrete floor paints | 45-35-84/346 Floor paints;
Pr_35_31_22_19 | 35 | 31 | 22 | 19 | Concrete stains | 45-55-08/390 Concrete stains surface applied;
Pr_35_31_22_23 | 35 | 31 | 22 | 23 | Distemper | 45-35-84/338 Distemper;
Pr_35_31_22_37 | 35 | 31 | 22 | 37 | High pigment water-borne paint | 45-35-84/322 General purpose and contract paints;
Pr_35_31_22_47 | 35 | 31 | 22 | 47 | Limewashes | 45-35-84/336 Limewash;
Pr_35_31_22_52 | 35 | 31 | 22 | 52 | Micaceous iron oxide paints | 45-35-84/326 Micaceous iron oxide paints;
Pr_35_31_22_54 | 35 | 31 | 22 | 54 | Multi-colour coatings | 45-35-84/354 Multi-colour coatings;
Pr_35_31_22_55 | 35 | 31 | 22 | 55 | Multi-colour finish spatter coatings | 45-35-84/350 Multi-colour finish spatter coats;
Pr_35_31_22_58 | 35 | 31 | 22 | 58 | Oil-bound distempers
Pr_35_31_22_62 | 35 | 31 | 22 | 62 | Plant oil paints | 45-35-84/340 Plant oil paints;
Pr_35_31_22_64 | 35 | 31 | 22 | 64 | Plastic texture paints | 45-35-84/344 Plastic texture paints;
Pr_35_31_22_72 | 35 | 31 | 22 | 72 | Resin-based breathable masonry paints | 45-35-84/360 Resin-based breathable masonry paints;
Pr_35_31_22_76 | 35 | 31 | 22 | 76 | Semi-transparent timber stains and dyes | 45-35-84/418 Semi-transparent wood stains or dyes;
Pr_35_31_22_77 | 35 | 31 | 22 | 77 | Silicate-based masonry coatings | 45-35-84/362 Silicate-based masonry coatings;
Pr_35_31_22_79 | 35 | 31 | 22 | 79 | Solvent-based finishing coats | 45-35-84/328 Solvent-based finishing coats;
Pr_35_31_22_80 | 35 | 31 | 22 | 80 | Solvent-borne gloss finishes | 45-35-84/310 Solvent-borne gloss finishes;
Pr_35_31_22_81 | 35 | 31 | 22 | 81 | Solvent-borne masonry paints | 45-35-84/356 Solvent-borne masonry paints;
Pr_35_31_22_82 | 35 | 31 | 22 | 82 | Solvent-borne matt and flat finishes | 45-35-84/314 Solvent-borne matt or flat finishes;
Pr_35_31_22_83 | 35 | 31 | 22 | 83 | Solvent-borne mid-sheen finishes | 45-35-84/312 Solvent-borne mid-sheen finishes;
Pr_35_31_22_87 | 35 | 31 | 22 | 87 | Tallow lime washes | 45-35-84/336 Limewash;
Pr_35_31_22_95 | 35 | 31 | 22 | 95 | Water-borne gloss finishes | 45-35-84/316 Water-borne gloss finishes;
Pr_35_31_22_96 | 35 | 31 | 22 | 96 | Water-borne masonry paints | 45-35-84/358 Water-borne masonry paints;
Pr_35_31_22_97 | 35 | 31 | 22 | 97 | Water-borne matt and flat finishes | 45-35-84/320 Water-borne matt or flat finishes;
Pr_35_31_22_98 | 35 | 31 | 22 | 98 | Water-borne mid-sheen finishes | 45-35-84/318 Water-borne mid-sheen finishes;
Pr_35_31_64 | 35 | 31 | 64 |  | Plasters and renders
Pr_35_31_64_01 | 35 | 31 | 64 | 01 | Acrylic plasters | 45-55-60/360 Acrylic plaster;
Pr_35_31_64_02 | 35 | 31 | 64 | 02 | Acrylic renders | 45-55-60/320 Acrylic render;
Pr_35_31_64_07 | 35 | 31 | 64 | 07 | Biocidal renders | 45-55-60/325 Biocidal render;
Pr_35_31_64_08 | 35 | 31 | 64 | 08 | Bonding plasters | 45-55-60/362 Bonding plaster;
Pr_35_31_64_09 | 35 | 31 | 64 | 09 | Browning plasters | 45-55-60/364 Browning plaster;
Pr_35_31_64_12 | 35 | 31 | 64 | 12 | Cementitious renders | 45-55-60/330 Cementitious render;
Pr_35_31_64_14 | 35 | 31 | 64 | 14 | Clay plasters | 45-55-60/366 Clay plaster;
Pr_35_31_64_29 | 35 | 31 | 64 | 29 | Factory mixed plasters | 45-55-60/368 Factory mixed plaster;
Pr_35_31_64_31 | 35 | 31 | 64 | 31 | Fibrous plasters | 45-55-60/400 Fibrous plaster;
Pr_35_31_64_32 | 35 | 31 | 64 | 32 | Finish plasters | 45-55-60/370 Finish plaster;
Pr_35_31_64_35 | 35 | 31 | 64 | 35 | Gypsum plasters | 45-55-60/372 Gypsum plaster;
Pr_35_31_64_42 | 35 | 31 | 64 | 42 | Insulating plasters | 45-55-60/374 Insulating plaster;
Pr_35_31_64_47 | 35 | 31 | 64 | 47 | Lime plasters | 45-55-60/376 Lime plaster;
Pr_35_31_64_48 | 35 | 31 | 64 | 48 | Lime renders | 45-55-60/335 Lime render;
Pr_35_31_64_64 | 35 | 31 | 64 | 64 | Polymer plasters | 45-55-60/378 Polymer plaster;
Pr_35_31_64_65 | 35 | 31 | 64 | 65 | Polymer-modified renders | 45-55-60/340 Polymer modified render;
Pr_35_31_64_67 | 35 | 31 | 64 | 67 | Projection plasters | 45-55-60/380 Projection plaster;
Pr_35_31_64_70 | 35 | 31 | 64 | 70 | Render-grade resins | 45-55-70/355 Render-grade resin;
Pr_35_31_64_71 | 35 | 31 | 64 | 71 | Renovating plasters | 45-55-60/382 Renovating plaster;
Pr_35_31_64_76 | 35 | 31 | 64 | 76 | Scagliola
Pr_35_31_64_77 | 35 | 31 | 64 | 77 | Silicone renders | 45-55-60/345 Silicone render;
Pr_35_31_64_80 | 35 | 31 | 64 | 80 | Solid cast plasters | 45-55-60/402 Solid cast plaster;
Pr_35_31_64_84 | 35 | 31 | 64 | 84 | Squash court plasters | 45-55-60/384 Squash court plaster;
Pr_35_31_64_85 | 35 | 31 | 64 | 85 | Stucco
Pr_35_31_64_86 | 35 | 31 | 64 | 86 | Synthetic plasters | 45-55-60/386 Synthetic plaster;
Pr_35_31_64_98 | 35 | 31 | 64 | 98 | X-ray undercoat plasters | 45-55-60/388 X-ray undercoat plaster;
Pr_35_31_64_99 | 35 | 31 | 64 | 99 | Zinc oxychloride plasters | 45-55-60/390 Zinc oxychloride plaster;
Pr_35_31_65 | 35 | 31 | 65 |  | Preparation materials, fillers and stoppers
Pr_35_31_65_01 | 35 | 31 | 65 | 01 | Abrasives | 45-35-62/315 Abrasives;
Pr_35_31_65_02 | 35 | 31 | 65 | 02 | Abrasive blocks | 45-55-00/310 Abrasive blocks;
Pr_35_31_65_12 | 35 | 31 | 65 | 12 | Cement and grout fillers
Pr_35_31_65_13 | 35 | 31 | 65 | 13 | Chemical fillers
Pr_35_31_65_20 | 35 | 31 | 65 | 20 | Decorator’s caulks | 45-35-62/400 Decorator’s caulks;
Pr_35_31_65_21 | 35 | 31 | 65 | 21 | Decorator’s flexible fillers | 45-35-62/405 Decorator’s flexible fillers;
Pr_35_31_65_22 | 35 | 31 | 65 | 22 | Degreaser solutions | 45-35-62/330 Degreaser solution;
Pr_35_31_65_23 | 35 | 31 | 65 | 23 | Detergent solutions | 45-35-62/335 Detergent solutions;
Pr_35_31_65_24 | 35 | 31 | 65 | 24 | Dry air pressured abrasives | 45-55-00/320 Dry air pressured abrasives;
Pr_35_31_65_25 | 35 | 31 | 65 | 25 | Dry air pressured micro-abrasives | 45-55-00/330 Dry air pressured micro-abrasives;
Pr_35_31_65_26 | 35 | 31 | 65 | 26 | Dusting powders | 45-35-88/395 Dusting powders;
Pr_35_31_65_27 | 35 | 31 | 65 | 27 | Efflorescence control compounds | 45-35-62/340 Efflorescence control compound;
Pr_35_31_65_28 | 35 | 31 | 65 | 28 | End grain sealers | 45-35-62/415 End grain sealers;
Pr_35_31_65_29 | 35 | 31 | 65 | 29 | Fine surface fillers | 45-35-62/425 Fine surface fillers;
Pr_35_31_65_30 | 35 | 31 | 65 | 30 | Finishing compounds | 45-35-62/440 Finishing compounds;
Pr_35_31_65_31 | 35 | 31 | 65 | 31 | Fire-resistant fillers
Pr_35_31_65_34 | 35 | 31 | 65 | 34 | Gypsum-based bedding compounds | 45-35-62/435 Gypsum-based bedding compounds;
Pr_35_31_65_50 | 35 | 31 | 65 | 50 | Masonry stabilizers | 45-35-62/355 Masonry stabilizers;
Pr_35_31_65_74 | 35 | 31 | 65 | 74 | Rust removers | 45-35-62/370 Rust removers;
Pr_35_31_65_79 | 35 | 31 | 65 | 79 | Stoppers | 45-35-62/445 Stoppers;
Pr_35_31_65_80 | 35 | 31 | 65 | 80 | Stopper fillers | 45-35-62/450 Stopper fillers;
Pr_35_31_65_81 | 35 | 31 | 65 | 81 | Sugar soap
Pr_35_31_65_82 | 35 | 31 | 65 | 82 | Surface fillers | 45-35-62/455 Surface fillers;
Pr_35_31_65_95 | 35 | 31 | 65 | 95 | Wax-based fillers | 45-35-62/460 Wax fillers;
Pr_35_31_65_96 | 35 | 31 | 65 | 96 | Wet air pressured abrasives | 45-55-00/340 Wet air pressured abrasives;
Pr_35_31_65_97 | 35 | 31 | 65 | 97 | Wetting agents
Pr_35_31_65_98 | 35 | 31 | 65 | 98 | Wood knotting | 45-35-62/350 Knotting;
Pr_35_31_66 | 35 | 31 | 66 |  | Preparatory coatings
Pr_35_31_66_02 | 35 | 31 | 66 | 02 | Adhesion promoters | 45-35-88/370 Adhesion promoters;
Pr_35_31_66_03 | 35 | 31 | 66 | 03 | Alkali-resisting primers | 45-35-64/305 Alkali-resisting primers;
Pr_35_31_66_07 | 35 | 31 | 66 | 07 | Basecoat stains | 45-35-64/390 Basecoat stains;
Pr_35_31_66_08 | 35 | 31 | 66 | 08 | Bitumen primers | 45-55-12/390 Bitumen primers;
Pr_35_31_66_09 | 35 | 31 | 66 | 09 | Bonding coats | 45-35-64/425 Bonding coats;
Pr_35_31_66_15 | 35 | 31 | 66 | 15 | Combined barrier and bonding coats | 45-35-64/430 Combined barrier and bonding coats;
Pr_35_31_66_16 | 35 | 31 | 66 | 16 | Concrete curing coatings | 45-35-88/380 Curing coatings for concrete;
Pr_35_31_66_21 | 35 | 31 | 66 | 21 | Debonding compounds | 45-35-88/305 Debonding compounds;
Pr_35_31_66_22 | 35 | 31 | 66 | 22 | Dressing compounds
Pr_35_31_66_26 | 35 | 31 | 66 | 26 | Etching primers | 45-35-88/400 Etching primers;
Pr_35_31_66_30 | 35 | 31 | 66 | 30 | Floor covering primers | 45-35-64/318 Primers for floor coverings;
Pr_35_31_66_34 | 35 | 31 | 66 | 34 | Gilding basecoats | 45-35-84/444 Gilding base coat;
Pr_35_31_66_50 | 35 | 31 | 66 | 50 | Mastic asphalt (MA) primers | 45-35-64/335 Primers for mastic asphalt;
Pr_35_31_66_51 | 35 | 31 | 66 | 51 | Metallic lead primers | 45-35-64/310 Metallic lead primers;
Pr_35_31_66_52 | 35 | 31 | 66 | 52 | Modified bitumen primers
Pr_35_31_66_53 | 35 | 31 | 66 | 53 | Mordant solutions | 45-35-88/405 Mordant solutions;
Pr_35_31_66_55 | 35 | 31 | 66 | 55 | Multi-colour finish basecoats | 45-35-84/348 Multi-colour finish basecoats;
Pr_35_31_66_57 | 35 | 31 | 66 | 57 | Non-bituminous primers | 45-35-64/315 Non bituminous primers;
Pr_35_31_66_60 | 35 | 31 | 66 | 60 | Paving primers | 45-35-64/320 Primers for paving;
Pr_35_31_66_62 | 35 | 31 | 66 | 62 | Plaster primers | 45-35-64/340 Primers for plaster;
Pr_35_31_66_63 | 35 | 31 | 66 | 63 | Plasterboard primers | 45-35-64/325 Primers for plasterboard;
Pr_35_31_66_67 | 35 | 31 | 66 | 67 | Primer-sealers | 45-35-64/355 Primer-sealers;
Pr_35_31_66_68 | 35 | 31 | 66 | 68 | Primer-undercoats | 45-35-64/360 Primer-undercoats;
Pr_35_31_66_70 | 35 | 31 | 66 | 70 | Reinforcement treatments | 45-35-88/310 Reinforcement treatments;
Pr_35_31_66_71 | 35 | 31 | 66 | 71 | Resin coating primers | 45-35-64/345 Primers for resin coatings;
Pr_35_31_66_75 | 35 | 31 | 66 | 75 | Sanded primers | 45-35-64/363 Sanded primer;
Pr_35_31_66_77 | 35 | 31 | 66 | 77 | Sealant primers | 45-35-64/350 Primers for sealant;
Pr_35_31_66_78 | 35 | 31 | 66 | 78 | Slip plane bituminous emulsion paint primers | 45-35-64/330 Primers for bituminous emulsion paint for slip planes;
Pr_35_31_66_80 | 35 | 31 | 66 | 80 | Solvent-borne basecoats | 45-35-64/395 Solvent-borne basecoats;
Pr_35_31_66_81 | 35 | 31 | 66 | 81 | Solvent-borne metal primers | 45-35-64/365 Solvent-borne primers for metal;
Pr_35_31_66_82 | 35 | 31 | 66 | 82 | Solvent-borne undercoats | 45-35-64/400 Solvent-borne undercoats;
Pr_35_31_66_83 | 35 | 31 | 66 | 83 | Solvent-borne wood primers | 45-35-64/370 Solvent-borne primers for wood;
Pr_35_31_66_88 | 35 | 31 | 66 | 88 | Thinners | 45-35-84/408 Thinners;
Pr_35_31_66_92 | 35 | 31 | 66 | 92 | Universal primers | 45-35-64/375 Universal primers;
Pr_35_31_66_94 | 35 | 31 | 66 | 94 | Water-based acrylic primers | 45-35-64/377 Water based acrylic primers;
Pr_35_31_66_95 | 35 | 31 | 66 | 95 | Water-borne basecoats | 45-35-64/405 Water-borne basecoats;
Pr_35_31_66_96 | 35 | 31 | 66 | 96 | Water-borne metal primers | 45-35-64/380 Water-borne primers for metal;
Pr_35_31_66_97 | 35 | 31 | 66 | 97 | Water-borne thinned undercoats | 45-35-64/410 Water-borne thinned undercoats;
Pr_35_31_66_98 | 35 | 31 | 66 | 98 | Water-borne wood primers | 45-35-64/385 Water-borne primers for wood;
Pr_35_31_66_99 | 35 | 31 | 66 | 99 | Water-borne undercoats | 45-35-64/415 Water-borne undercoats;
Pr_35_31_67 | 35 | 31 | 67 |  | Preservative and fire-retardant treatments
Pr_35_31_67_07 | 35 | 31 | 67 | 07 | Borate pellet and rod preservatives | 45-55-08/480 Borate pellet and rod preservative;
Pr_35_31_67_08 | 35 | 31 | 67 | 08 | Boron compound preservatives | 45-35-92/320 Boron compound preservative;
Pr_35_31_67_14 | 35 | 31 | 67 | 14 | Clear flame-retardant finishes
Pr_35_31_67_15 | 35 | 31 | 67 | 15 | Copper-organic preservatives | 45-35-92/340 Copper-organic preservative;
Pr_35_31_67_24 | 35 | 31 | 67 | 24 | Dry interior fire-retardant solutions
Pr_35_31_67_34 | 35 | 31 | 67 | 34 | Glycol-borne preservatives | 45-55-08/440 Glycol borne preservative;
Pr_35_31_67_37 | 35 | 31 | 67 | 37 | House longhorn beetle timber treatments | 45-35-92/480 House Longhorn Beetle timber treatment;
Pr_35_31_67_39 | 35 | 31 | 67 | 39 | Humidity-resistant fire-retardant solutions | 45-35-92/380 Humidity resistant fire retardant solution;
Pr_35_31_67_42 | 35 | 31 | 67 | 42 | Interior fire-retardant solutions | 45-35-92/390 Interior fire retardant solution;
Pr_35_31_67_47 | 35 | 31 | 67 | 47 | Leach-resistant fire-retardant solutions | 45-35-92/400 Leach resistant fire retardant solution;
Pr_35_31_67_52 | 35 | 31 | 67 | 52 | Micro-emulsion-borne preservatives | 45-35-92/350 Microemulsion borne preservative;
Pr_35_31_67_59 | 35 | 31 | 67 | 59 | Organic solvent-borne preservatives | 45-35-92/365 Organic solvent-borne preservative;
Pr_35_31_67_88 | 35 | 31 | 67 | 88 | Thatch fire-preservative treatments | 45-35-92/310 Thatch preservative treatments;
Pr_35_31_67_89 | 35 | 31 | 67 | 89 | Thatch fire-retardant treatments | 45-35-92/305 Thatch fire retardant treatments;
Pr_35_31_67_96 | 35 | 31 | 67 | 96 | Water-borne preservatives | 45-55-08/470 Water borne preservative;
Pr_35_31_67_97 | 35 | 31 | 67 | 97 | Water based micro-emulsion preservatives
Pr_35_31_67_98 | 35 | 31 | 67 | 98 | Water-based organic preservatives | 45-35-92/355 Water-based organic preservatives;
Pr_35_31_68 | 35 | 31 | 68 |  | Protective coatings
Pr_35_31_68_01 | 35 | 31 | 68 | 01 | Acrylic-based waterproof coatings | 45-35-50/315 Acrylic based waterproof coatings;
Pr_35_31_68_02 | 35 | 31 | 68 | 02 | Anionic bitumen emulsions | 45-55-12/320 Anionic bitumen emulsions;
Pr_35_31_68_03 | 35 | 31 | 68 | 03 | Anodizing | 45-35-30/380 Anodizing;
Pr_35_31_68_04 | 35 | 31 | 68 | 04 | Anti-carbonation coatings | 45-35-84/384 Anti-carbonation paints;
Pr_35_31_68_05 | 35 | 31 | 68 | 05 | Anti-graffiti coatings | 45-35-84/392 Anti-graffiti coatings;
Pr_35_31_68_06 | 35 | 31 | 68 | 06 | Barrier coatings | 45-35-64/420 Barrier coats;
Pr_35_31_68_07 | 35 | 31 | 68 | 07 | Bitumen-based black coatings | 45-35-84/370 Bitumen-based black paints;
Pr_35_31_68_09 | 35 | 31 | 68 | 09 | Bitumen emulsion waterproof coatings | 45-35-50/320 Bitumen emulsion waterproof coatings;
Pr_35_31_68_10 | 35 | 31 | 68 | 10 | Black bitumen coatings | 45-35-84/368 Black bitumen;
Pr_35_31_68_11 | 35 | 31 | 68 | 11 | Cationic bitumen emulsions | 45-55-12/330 Cationic bitumen emulsions;
Pr_35_31_68_12 | 35 | 31 | 68 | 12 | Cellulose coatings | 45-35-84/424 Cellulose coating;
Pr_35_31_68_13 | 35 | 31 | 68 | 13 | Chrome plating
Pr_35_31_68_14 | 35 | 31 | 68 | 14 | Clear floor varnishes | 45-35-84/414 Clear floor varnishes;
Pr_35_31_68_15 | 35 | 31 | 68 | 15 | Clear varnishes | 45-35-84/410 Clear varnishes;
Pr_35_31_68_16 | 35 | 31 | 68 | 16 | Cold-applied bitumen solutions | 45-55-12/365 Cold applied bitumen solutions;
Pr_35_31_68_17 | 35 | 31 | 68 | 17 | Cold-applied polymer-modified bitumen waterproof coatings | 45-35-50/335 Cold applied polymer modified bitumen waterproof coatings;
Pr_35_31_68_18 | 35 | 31 | 68 | 18 | Concrete polishes | 45-35-84/440 Concrete polishes;
Pr_35_31_68_19 | 35 | 31 | 68 | 19 | Copper plating
Pr_35_31_68_21 | 35 | 31 | 68 | 21 | Cork tile polyurethane (PUR) varnishes | 45-35-84/412 Polyurethane varnish for cork tiles;
Pr_35_31_68_27 | 35 | 31 | 68 | 27 | Epoxy resin coatings | 45-35-50/345 Epoxy resin coatings;
Pr_35_31_68_28 | 35 | 31 | 68 | 28 | Epoxy underwater coatings | 45-35-84/378 Epoxy underwater coatings;
Pr_35_31_68_29 | 35 | 31 | 68 | 29 | Flame-retardant coatings | 45-35-84/406 Flame-retardant clear finishes;
Pr_35_31_68_31 | 35 | 31 | 68 | 31 | Floor dyes | 45-35-84/420 Floor dyes;
Pr_35_31_68_32 | 35 | 31 | 68 | 32 | Floor polishes | 45-35-84/438 Floor polishes;
Pr_35_31_68_33 | 35 | 31 | 68 | 33 | Fungicidal coatings | 45-35-84/382 Fungicidal paints;
Pr_35_31_68_34 | 35 | 31 | 68 | 34 | Galvanized coatings | 45-35-30/330 Galvanized coating to bolt assemblies;
Pr_35_31_68_35 | 35 | 31 | 68 | 35 | Gold plating
Pr_35_31_68_36 | 35 | 31 | 68 | 36 | Hard wax oils | 45-35-84/422 Hard wax oil;
Pr_35_31_68_37 | 35 | 31 | 68 | 37 | Heat-resisting coatings | 45-35-84/388 Heat-resisting paints;
Pr_35_31_68_38 | 35 | 31 | 68 | 38 | Hot-applied polymer-modified bitumen waterproof coatings | 45-35-50/325 Hot applied polymer modified bitumen waterproof coatings;
Pr_35_31_68_39 | 35 | 31 | 68 | 39 | Hot dip galvanizings | 45-35-30/360 Hot dip galvanizing;
Pr_35_31_68_40 | 35 | 31 | 68 | 40 | Hygienic coatings | 45-35-84/390 Hygienic coatings;
Pr_35_31_68_43 | 35 | 31 | 68 | 43 | Intumescent protective coatings | 45-35-84/364 Intumescent protective coatings;
Pr_35_31_68_46 | 35 | 31 | 68 | 46 | Lacquers | 45-35-84/436 Lacquer;
Pr_35_31_68_47 | 35 | 31 | 68 | 47 | Liquid tanking resins | 45-55-70/305 Liquid tanking resin;
Pr_35_31_68_51 | 35 | 31 | 68 | 51 | Mastic asphalt (MA) polishes | 45-35-84/442 Polishes for mastic asphalt;
Pr_35_31_68_52 | 35 | 31 | 68 | 52 | Membrane walkway coatings | 45-35-50/360 Membrane walkway coating;
Pr_35_31_68_55 | 35 | 31 | 68 | 55 | Multi-colour finish glaze coats | 45-35-84/352 Multi-colour finish glaze coats;
Pr_35_31_68_60 | 35 | 31 | 68 | 60 | Patination oils | 45-35-84/426 Patination oil;
Pr_35_31_68_62 | 35 | 31 | 68 | 62 | Polymer resin waterproof coatings | 45-35-50/365 Polymer resin waterproof coating;
Pr_35_31_68_63 | 35 | 31 | 68 | 63 | Polyester resin waterproof coatings | 45-35-50/330 Polyester resin waterproof coatings;
Pr_35_31_68_64 | 35 | 31 | 68 | 64 | Polyurethane (PUR) waterproof coatings | 45-35-50/340 Polyurethane waterproof coatings;
Pr_35_31_68_65 | 35 | 31 | 68 | 65 | Polyvinylidene fluoride (PVDF) coatings | 45-35-30/370 Polyvinylidene fluoride (pvdf) coating;
Pr_35_31_68_66 | 35 | 31 | 68 | 66 | Powder coatings | 45-35-30/310 Powder coating;
Pr_35_31_68_70 | 35 | 31 | 68 | 70 | Resin floor coatings | 45-55-10/400 Floor coating;
Pr_35_31_68_72 | 35 | 31 | 68 | 72 | Sacrificial anti-corrosion coating
Pr_35_31_68_74 | 35 | 31 | 68 | 74 | Sherardized coatings | 45-35-30/340 Sherardized coating to bolt assemblies;
Pr_35_31_68_75 | 35 | 31 | 68 | 75 | Silver plating
Pr_35_31_68_81 | 35 | 31 | 68 | 81 | Solar reflective coatings | 45-35-84/366 Solar reflective paints;
Pr_35_31_68_82 | 35 | 31 | 68 | 82 | Solar reflective anti-corrosion coating
Pr_35_31_68_83 | 35 | 31 | 68 | 83 | Spray-applied fireproof coatings
Pr_35_31_68_84 | 35 | 31 | 68 | 84 | Spray-applied thermal insulation
Pr_35_31_68_85 | 35 | 31 | 68 | 85 | Steel fence powder coatings
Pr_35_31_68_86 | 35 | 31 | 68 | 86 | Surface preservation product | 45-55-12/300 Surface preservation product;
Pr_35_31_68_87 | 35 | 31 | 68 | 87 | Tar-based black coatings | 45-35-84/372 Tar-based black paints;
Pr_35_31_68_88 | 35 | 31 | 68 | 88 | Thermoplastic block copolymer waterproof coatings | 45-35-50/350 Thermoplastic block copolymer waterproof coatings;
Pr_35_31_68_96 | 35 | 31 | 68 | 96 | Water-dispersible polymer waterproof coatings | 45-35-50/355 Water dispersible polymer waterproof coatings;
Pr_35_31_68_97 | 35 | 31 | 68 | 97 | Water repellents | 45-35-88/420 Water repellents;
Pr_35_31_68_98 | 35 | 31 | 68 | 98 | Yacht varnishes | 45-35-84/416 Yacht varnish;
Pr_35_31_68_99 | 35 | 31 | 68 | 99 | Zinc plating | 45-35-30/350 Zinc plated finish to bolt assemblies;
Pr_35_31_77 | 35 | 31 | 77 |  | Sealers
Pr_35_31_77_05 | 35 | 31 | 77 | 05 | Anti-graffiti sealers | 45-35-88/315 Anti-graffiti sealers;
Pr_35_31_77_08 | 35 | 31 | 77 | 08 | Bitumen-based impregnating sealers | 45-35-88/320 Bitumen-based impregnating sealers;
Pr_35_31_77_12 | 35 | 31 | 77 | 12 | Cement-based screed surface sealers | 45-35-88/360 Surface sealer for cement-based screeds;
Pr_35_31_77_15 | 35 | 31 | 77 | 15 | Concrete sealers | 45-35-88/325 Concrete sealers;
Pr_35_31_77_16 | 35 | 31 | 77 | 16 | Cork flooring sealers | 45-35-84/430 Sealers for cork flooring;
Pr_35_31_77_24 | 35 | 31 | 77 | 24 | Dry shake finish sealers | 45-35-88/355 Sealers for dry shake finishes;
Pr_35_31_77_25 | 35 | 31 | 77 | 25 | Dustproofing sealers | 45-35-88/330 Dustproofing sealers;
Pr_35_31_77_30 | 35 | 31 | 77 | 30 | Floor surface sealers | 45-35-84/432 Surface sealers for floors;
Pr_35_31_77_42 | 35 | 31 | 77 | 42 | Intumescent coating sealers | 45-35-84/374 Top sealer coats for intumescent coatings;
Pr_35_31_77_50 | 35 | 31 | 77 | 50 | Mastic asphalt (MA) oil-resistant sealers | 45-35-88/335 Oil-resistant sealers for mastic asphalt;
Pr_35_31_77_60 | 35 | 31 | 77 | 60 | Paving sealers and stabilizers | 45-35-88/340 Paving sealers and stabilizers;
Pr_35_31_77_72 | 35 | 31 | 77 | 72 | Resin floor sealers | 45-35-84/434 Resin floor sealers;
Pr_35_31_77_76 | 35 | 31 | 77 | 76 | Sealers | 45-35-88/345 Sealers;
Pr_35_31_77_83 | 35 | 31 | 77 | 83 | Sprayed monolithic coating finishing coats | 45-35-84/332 Finishing coats for sprayed monolithic coatings;
Pr_35_31_77_84 | 35 | 31 | 77 | 84 | Sprayed monolithic coating sealers | 45-35-84/330 Sealers for sprayed monolithic coatings;
Pr_35_31_77_92 | 35 | 31 | 77 | 92 | Ultraviolet (UV)-resistant sealers | 45-35-88/365 UV-resistant sealers;
Pr_35_31_77_96 | 35 | 31 | 77 | 96 | Wood floor sealers | 45-35-84/428 Wood floor sealers;
Pr_35_31_85 | 35 | 31 | 85 |  | Specialist coatings
Pr_35_31_85_02 | 35 | 31 | 85 | 02 | Acoustic chute coatings | 45-30-15/385 Acoustic coating;
Pr_35_31_85_03 | 35 | 31 | 85 | 03 | Anti-climb paints | 45-35-84/394 Anti-climb paints;
Pr_35_31_85_04 | 35 | 31 | 85 | 04 | Anti-slip floor coatings | 45-35-84/399 Anti-slip floor coating;
Pr_35_31_85_05 | 35 | 31 | 85 | 05 | Anti-static carpet treatments
Pr_35_31_85_13 | 35 | 31 | 85 | 13 | Chlorinated rubber road markings | 45-35-84/403 Chlorinated rubber road markings;
Pr_35_31_85_24 | 35 | 31 | 85 | 24 | Dry rot paints | 45-35-84/396 Dry rot paints;
Pr_35_31_85_27 | 35 | 31 | 85 | 27 | Epoxy paint road markings | 45-35-84/401 Epoxy paint road markings;
Pr_35_31_85_29 | 35 | 31 | 85 | 29 | Fluorescent paints
Pr_35_31_85_35 | 35 | 31 | 85 | 35 | Gilding leaf | 45-35-84/446 Gilding leaf;
Pr_35_31_85_36 | 35 | 31 | 85 | 36 | Gilding size | 45-35-84/448 Gilding size;
Pr_35_31_85_46 | 35 | 31 | 85 | 46 | Light duty road markings | 45-35-84/400 Light duty road markings;
Pr_35_31_85_47 | 35 | 31 | 85 | 47 | Line marking paints | 45-35-84/404 Line marking paints;
Pr_35_31_85_48 | 35 | 31 | 85 | 48 | Luminous paints | 45-35-84/380 Luminous paints;
Pr_35_31_85_51 | 35 | 31 | 85 | 51 | Metallic wear resistant, low friction coating
Pr_35_31_85_60 | 35 | 31 | 85 | 60 | Phosphorescent paints | 45-35-84/381 Phosphorescent paints;
Pr_35_31_85_61 | 35 | 31 | 85 | 61 | Polyurethane resin based paint
Pr_35_31_85_62 | 35 | 31 | 85 | 62 | Polyurethane (PUR) rubber spray surfaces | 45-20-20/370 Polyurethane rubber spray;
Pr_35_31_85_65 | 35 | 31 | 85 | 65 | Preformed road markings | 45-35-84/405 Preformed road markings;
Pr_35_31_85_70 | 35 | 31 | 85 | 70 | Radiator enamels | 45-35-84/386 Radiator enamels;
Pr_35_31_85_72 | 35 | 31 | 85 | 72 | Reflective coatings
Pr_35_31_85_78 | 35 | 31 | 85 | 78 | Slip plane bituminous emulsion paints | 45-35-84/398 Bituminous emulsion paints for slip planes;
Pr_35_31_85_80 | 35 | 31 | 85 | 80 | Slip-resistant surface treatments | 45-35-88/410 Slip resistant surface treatments;
Pr_35_31_85_81 | 35 | 31 | 85 | 81 | Sound damping coatings
Pr_35_31_85_82 | 35 | 31 | 85 | 82 | Surface hardeners | 45-35-88/415 Surface hardeners;
Pr_35_31_85_88 | 35 | 31 | 85 | 88 | Thermoplastic line markings | 45-35-84/403 Thermoplastic line markings;
Pr_35_31_85_90 | 35 | 31 | 85 | 90 | Thermoplastic road markings | 45-35-84/402 Thermoplastic road markings;
Pr_35_31_85_94 | 35 | 31 | 85 | 94 | Vitreous enamels
Pr_35_31_85_96 | 35 | 31 | 85 | 96 | Water-borne resin coatings | 45-35-84/376 Water-borne resin coatings;
Pr_35_31_85_97 | 35 | 31 | 85 | 97 | Wear and abrasion resistant coating
Pr_35_31_85_98 | 35 | 31 | 85 | 98 | Wearing surface dry shake material | 45-35-88/390 Dry shake material for wearing surfaces;
Pr_35_57 | 35 | 57 |  |  | Non-rigid sheet, mat and strip covering and finish products
Pr_35_57_11 | 35 | 57 | 11 |  | Carpets, carpet tiles, underlays and mats
Pr_35_57_11_05 | 35 | 57 | 11 | 05 | Axminster carpets | 45-20-15/405 Axminster carpets;
Pr_35_57_11_11 | 35 | 57 | 11 | 11 | Cellular plastics underlays | 45-20-15/310 Cellular plastics underlays;
Pr_35_57_11_13 | 35 | 57 | 11 | 13 | Cellular rubber underlays | 45-20-15/315 Cellular rubber underlays;
Pr_35_57_11_15 | 35 | 57 | 11 | 15 | Combined fibrous or non | 45-20-15/320 Combined fibrous or non-fibrous underlays;
Pr_35_57_11_24 | 35 | 57 | 11 | 24 | Dry felt paper interlays | 45-20-15/305 Dry felt paper interlays;
Pr_35_57_11_26 | 35 | 57 | 11 | 26 | Entrance mats | 45-35-35/420 Entrance matting;
Pr_35_57_11_27 | 35 | 57 | 11 | 27 | Ethylene propylene diene monomer (EPDM) rubber mats | 45-20-70/312 Ethylene propylene diene monomer (EPDM) rubber mat;
Pr_35_57_11_28 | 35 | 57 | 11 | 28 | Exercise mats
Pr_35_57_11_29 | 35 | 57 | 11 | 29 | Flat needled carpet tiles | 45-20-15/370 Flat surface needled carpet tiles;
Pr_35_57_11_30 | 35 | 57 | 11 | 30 | Flat needled carpets | 45-20-15/410 Flat surface needled carpets;
Pr_35_57_11_31 | 35 | 57 | 11 | 31 | Flocked carpets | 45-20-15/415 Flocked carpets;
Pr_35_57_11_36 | 35 | 57 | 11 | 36 | Hessian-faced cork underlays | 45-20-15/325 Hessian-faced cork underlayment;
Pr_35_57_11_40 | 35 | 57 | 11 | 40 | Impregnated fibrous underlays | 45-20-15/330 Impregnated fibrous underlays;
Pr_35_57_11_45 | 35 | 57 | 11 | 45 | Knitted carpets | 45-20-15/420 Knitted carpets;
Pr_35_57_11_46 | 35 | 57 | 11 | 46 | Loose-laid cushion matting
Pr_35_57_11_47 | 35 | 57 | 11 | 47 | Loose-laid fatigue matting
Pr_35_57_11_49 | 35 | 57 | 11 | 49 | Loose-laid matting | 45-35-35/430 Loose laid matting;
Pr_35_57_11_56 | 35 | 57 | 11 | 56 | Needled felt underlays | 45-20-15/335 Needled felt underlays;
Pr_35_57_11_57 | 35 | 57 | 11 | 57 | Needled pile carpet tiles | 45-20-15/375 Needled pile carpet tiles;
Pr_35_57_11_58 | 35 | 57 | 11 | 58 | Needled pile carpets | 45-20-15/425 Needled pile carpets;
Pr_35_57_11_62 | 35 | 57 | 11 | 62 | Pile carpet tiles | 45-20-15/380 Pile carpet tiles;
Pr_35_57_11_64 | 35 | 57 | 11 | 64 | Pile carpets | 45-20-15/430 Pile carpets;
Pr_35_57_11_66 | 35 | 57 | 11 | 66 | Polybutyl teraphthalate (PBT) bristle mats | 45-20-20/340 Polybutyl teraphthallate (PBT) bristle mat;
Pr_35_57_11_68 | 35 | 57 | 11 | 68 | Polyvinylchloride (PVC) bristle mats | 45-20-20/350 Polyvinyl chloride (PVC) bristle mat;
Pr_35_57_11_72 | 35 | 57 | 11 | 72 | Reed mats | 45-75-45/350 Reed mats;
Pr_35_57_11_74 | 35 | 57 | 11 | 74 | Rubber crumb underlays | 45-20-15/340 Rubber crumb underlays;
Pr_35_57_11_85 | 35 | 57 | 11 | 85 | Synthetic grass surfaces | 45-20-20/360 Synthetic grass surfaces;
Pr_35_57_11_91 | 35 | 57 | 11 | 91 | Tufted carpets | 45-20-15/435 Tufted carpets;
Pr_35_57_11_97 | 35 | 57 | 11 | 97 | Wilton carpets | 45-20-15/440 Wilton carpets;
Pr_35_57_15 | 35 | 57 | 15 |  | Composite surfacing and underlay products
Pr_35_57_15_40 | 35 | 57 | 15 | 40 | In situ polymer shock absorption layers | 45-20-20/320 In situ polymer shock absorption layer;
Pr_35_57_15_42 | 35 | 57 | 15 | 42 | Interlocking shock absorption panels | 45-20-20/310 Interlocking shock absorption panels;
Pr_35_57_15_75 | 35 | 57 | 15 | 75 | Sand enveloped shock absorption layers | 45-20-20/330 Sand envelope shock absorption layer;
Pr_35_57_15_80 | 35 | 57 | 15 | 80 | Sheet format shock absorption layers | 45-20-20/315 Sheet format shock absorption layer;
Pr_35_57_22 | 35 | 57 | 22 |  | Decorative papers and roll coverings
Pr_35_57_22_08 | 35 | 57 | 22 | 08 | Border papers | 45-25-25/410 Borders;
Pr_35_57_22_15 | 35 | 57 | 22 | 15 | Cork roll coverings | 45-25-25/335 Cork roll coverings;
Pr_35_57_22_38 | 35 | 57 | 22 | 38 | Heavy duty roll coverings | 45-25-25/340 Heavy duty roll coverings;
Pr_35_57_22_42 | 35 | 57 | 22 | 42 | Ingrain roll coverings | 45-25-25/345 Ingrain roll coverings;
Pr_35_57_22_46 | 35 | 57 | 22 | 46 | Linen-backed lining papers | 45-25-25/315 Linen backed lining papers;
Pr_35_57_22_48 | 35 | 57 | 22 | 48 | Lining papers | 45-25-25/320 Lining papers;
Pr_35_57_22_51 | 35 | 57 | 22 | 51 | Metal foil roll coverings | 45-25-25/350 Metal foil roll coverings;
Pr_35_57_22_52 | 35 | 57 | 22 | 52 | Metallic effect roll coverings | 45-25-25/355 Metallic effect roll coverings;
Pr_35_57_22_53 | 35 | 57 | 22 | 53 | Metallized roll coverings | 45-25-25/360 Metallized roll coverings;
Pr_35_57_22_54 | 35 | 57 | 22 | 54 | Mural roll coverings | 45-25-25/365 Mural roll coverings;
Pr_35_57_22_58 | 35 | 57 | 22 | 58 | Non-woven lining papers | 45-25-25/310 Non-woven linings;
Pr_35_57_22_60 | 35 | 57 | 22 | 60 | Paper roll coverings | 45-25-25/390 Paper roll coverings;
Pr_35_57_22_72 | 35 | 57 | 22 | 72 | Relief roll coverings | 45-25-25/370 Relief roll coverings;
Pr_35_57_22_88 | 35 | 57 | 22 | 88 | Textile roll coverings | 45-25-25/375 Textile roll coverings;
Pr_35_57_22_90 | 35 | 57 | 22 | 90 | Textured effect roll coverings | 45-25-25/380 Textured effect roll coverings;
Pr_35_57_22_95 | 35 | 57 | 22 | 95 | Vinyl roll coverings | 45-25-25/385 Vinyl roll coverings;
Pr_35_57_71 | 35 | 57 | 71 |  | Resilient floor coverings
Pr_35_57_71_02 | 35 | 57 | 71 | 02 | Agglomerated composition cork tiles | 45-20-70/410 Cork tiles – agglomerated composition;
Pr_35_57_71_04 | 35 | 57 | 71 | 04 | Agglomerated composition cork tiles with polyvinyl chloride (PVC) wearing layer | 45-20-70/415 Cork tiles – agglomerated composition with PVC wearing layer;
Pr_35_57_71_13 | 35 | 57 | 71 | 13 | Composite rubber tiles | 45-20-70/455 Rubber tiles – composite;
Pr_35_57_71_15 | 35 | 57 | 71 | 15 | Cork linoleum (cork carpet) sheets | 45-20-70/310 Cork linoleum (cork carpet) sheet;
Pr_35_57_71_17 | 35 | 57 | 71 | 17 | Cork-backed linoleum sheets | 45-20-70/325 Linoleum sheet on cork backing;
Pr_35_57_71_19 | 35 | 57 | 71 | 19 | Cork-backed polyvinyl chloride (PVC) sheets | 45-20-70/340 PVC sheet on cork-based backing;
Pr_35_57_71_20 | 35 | 57 | 71 | 20 | Cork-backed polyvinyl chloride (PVC) tiles | 45-20-70/435 PVC tiles on cork-based backing;
Pr_35_57_71_25 | 35 | 57 | 71 | 25 | Ethylene propylene diene monomer (EPDM) rubber tiles | 45-20-70/417 Ethylene propylene diene monomer (EPDM) rubber tiles;
Pr_35_57_71_26 | 35 | 57 | 71 | 26 | Expanded (cushioned) polyvinyl chloride (PVC) sheets | 45-20-70/315 Expanded (cushioned) PVC sheet;
Pr_35_57_71_27 | 35 | 57 | 71 | 27 | Expanded (cushioned) polyvinyl chloride (PVC) tiles | 45-20-70/420 Expanded (cushioned) PVC tiles;
Pr_35_57_71_28 | 35 | 57 | 71 | 28 | Filled fibrous-backed polyvinyl chloride (PVC) sheets | 45-20-70/345 PVC sheet on filled fibrous backing;
Pr_35_57_71_30 | 35 | 57 | 71 | 30 | Floor surface coating resins | 45-55-70/335 Floor coating resin;
Pr_35_57_71_31 | 35 | 57 | 71 | 31 | Foam-backed linoleum sheets | 45-20-70/330 Linoleum sheet on foam backing;
Pr_35_57_71_32 | 35 | 57 | 71 | 32 | Foam-backed polyvinyl chloride (PVC) PVC sheets | 45-20-70/355 PVC sheet on PVC foam backing;
Pr_35_57_71_33 | 35 | 57 | 71 | 33 | Foam-backed polyvinyl chloride (PVC) PVC tiles | 45-20-70/445 PVC tiles on PVC foam backing;
Pr_35_57_71_34 | 35 | 57 | 71 | 34 | Foam-backed smooth rubber sheets | 45-20-70/385 Rubber sheet – smooth with foam backing;
Pr_35_57_71_35 | 35 | 57 | 71 | 35 | Granular rubber sheets | 45-20-70/370 Rubber sheet – granular;
Pr_35_57_71_36 | 35 | 57 | 71 | 36 | Granular rubber tiles | 45-20-70/460 Rubber tiles – granular;
Pr_35_57_71_37 | 35 | 57 | 71 | 37 | Hammered rubber tiles | 45-20-70/465 Rubber tiles – hammered;
Pr_35_57_71_43 | 35 | 57 | 71 | 43 | Jute or polyester felt-backed polyvinyl chloride (PVC) sheets | 45-20-70/350 PVC sheet on jute or polyester felt backing;
Pr_35_57_71_44 | 35 | 57 | 71 | 44 | Jute or polyester felt-backed polyvinyl chloride (PVC) tiles | 45-20-70/440 PVC tiles on jute or polyester felt backing;
Pr_35_57_71_46 | 35 | 57 | 71 | 46 | Linoleum sheets | 45-20-70/320 Linoleum sheet;
Pr_35_57_71_49 | 35 | 57 | 71 | 49 | Linoleum tiles | 45-20-70/425 Linoleum tiles;
Pr_35_57_71_60 | 35 | 57 | 71 | 60 | Particle-based enhanced wet area polyvinyl chloride (PVC) sheets | 45-20-70/365 PVC sheet with particle based enhanced slip resistance – for special wet areas;
Pr_35_57_71_61 | 35 | 57 | 71 | 61 | Particle-based enhanced slip resistant polyvinyl chloride (PVC) sheets | 45-20-70/360 PVC sheet with particle based enhanced slip resistance;
Pr_35_57_71_62 | 35 | 57 | 71 | 62 | Particle-based enhanced slip resistant polyvinyl chloride (PVC) tiles | 45-20-70/450 PVC tiles with particle based enhanced slip resistance;
Pr_35_57_71_67 | 35 | 57 | 71 | 67 | Polyvinyl chloride (PVC) sheets | 45-20-70/335 PVC sheet;
Pr_35_57_71_68 | 35 | 57 | 71 | 68 | Polyvinyl chloride (PVC) tiles | 45-20-70/430 PVC tiles;
Pr_35_57_71_72 | 35 | 57 | 71 | 72 | Relief rubber sheets | 45-20-70/375 Rubber sheet – relief;
Pr_35_57_71_73 | 35 | 57 | 71 | 73 | Relief rubber tiles | 45-20-70/470 Rubber tiles – relief;
Pr_35_57_71_74 | 35 | 57 | 71 | 74 | Rubber mat and sheet | 45-20-70/367 Rubber mat and sheet;
Pr_35_57_71_75 | 35 | 57 | 71 | 75 | Rubber tiles | 45-20-70/452 Rubber tiles;
Pr_35_57_71_76 | 35 | 57 | 71 | 76 | Semi-flexible polyvinyl chloride (PVC) tiles | 45-20-70/480 Semi-flexible PVC tiles;
Pr_35_57_71_80 | 35 | 57 | 71 | 80 | Smooth rubber sheets | 45-20-70/380 Rubber sheet – smooth;
Pr_35_57_71_84 | 35 | 57 | 71 | 84 | Smooth rubber tiles | 45-20-70/475 Rubber tiles – smooth;
Pr_35_57_71_86 | 35 | 57 | 71 | 86 | Solid rubber sheets | 45-20-70/390 Rubber sheet – solid;
Pr_35_57_71_87 | 35 | 57 | 71 | 87 | Stabilizing underlays | 45-20-70/302 Stabilizing underlays;
Pr_35_57_88 | 35 | 57 | 88 |  | Textiles
Pr_35_57_88_16 | 35 | 57 | 88 | 16 | Cotton textiles
Pr_35_57_88_46 | 35 | 57 | 88 | 46 | Linen textiles
Pr_35_57_88_97 | 35 | 57 | 88 | 97 | Woollen textiles
Pr_35_57_88_98 | 35 | 57 | 88 | 98 | Wool-nylon textiles
Pr_35_90 | 35 | 90 |  |  | Trim products
Pr_35_90_07 | 35 | 90 | 07 |  | Beads, stops and fillets
Pr_35_90_07_04 | 35 | 90 | 07 | 04 | Angle fillets | 45-75-05/310 Angle fillets;
Pr_35_90_07_08 | 35 | 90 | 07 | 08 | Bitumen impregnated fibreboard fillets | 45-75-05/320 Bitumen impregnated fibreboard fillets;
Pr_35_90_07_24 | 35 | 90 | 07 | 24 | Dry lining beads | 45-75-05/330 Dry lining beads;
Pr_35_90_07_33 | 35 | 90 | 07 | 33 | Glazing beads | 45-65-40/420 Glazing beads;
Pr_35_90_07_47 | 35 | 90 | 07 | 47 | Lead cames
Pr_35_90_07_63 | 35 | 90 | 07 | 63 | Plaster beads | 45-75-05/340 Plaster beads;
Pr_35_90_07_72 | 35 | 90 | 07 | 72 | Render beads | 45-75-05/350 Render beads;
Pr_35_90_07_73 | 35 | 90 | 07 | 73 | Render stops
Pr_35_90_07_88 | 35 | 90 | 07 | 88 | Thin-coat plaster beads | 45-75-05/360 Thin coat plaster beads;
Pr_35_90_07_89 | 35 | 90 | 07 | 89 | Timber fillets | 45-60-90/385 Timber fillets;
Pr_35_90_09 | 35 | 90 | 09 |  | Bridge expansion joints
Pr_35_90_09_11 | 35 | 90 | 09 | 11 | Cantilever expansion comb or tooth joints | 45-75-07/325 Cantilever expansion comb or tooth joints;
Pr_35_90_09_27 | 35 | 90 | 09 | 27 | Elastomeric expansion joint in metal runners | 45-75-07/335 Elastomeric expansion joint in metal runners;
Pr_35_90_09_28 | 35 | 90 | 09 | 28 | Elastomeric pad | 45-75-28/305 Elastomeric Pad;
Pr_35_90_09_71 | 35 | 90 | 09 | 71 | Reinforced elastomeric expansion joints | 45-75-07/330 Reinforced elastomeric expansion joint;
Pr_35_90_09_85 | 35 | 90 | 09 | 85 | Supported expansion joints | 45-75-07/340 Supported expansion joint;
Pr_35_90_15 | 35 | 90 | 15 |  | Concrete construction joint accessories
Pr_35_90_15_04 | 35 | 90 | 15 | 04 | Armoured joints | 45-75-42/450 Armoured joints;
Pr_35_90_15_08 | 35 | 90 | 15 | 08 | Bottom-of-slab plastics crack inducers | 45-75-42/320 Bottom-of-slab plastics crack inducer;
Pr_35_90_15_11 | 35 | 90 | 15 | 11 | Carbon steel arris armourings | 45-75-42/310 Carbon steel arris armouring;
Pr_35_90_15_12 | 35 | 90 | 15 | 12 | Carbon steel shear load connectors | 45-75-42/390 Carbon steel shear load connector;
Pr_35_90_15_13 | 35 | 90 | 15 | 13 | Carbon steel strip crack inducers | 45-75-42/325 Carbon steel strip crack inducer;
Pr_35_90_15_14 | 35 | 90 | 15 | 14 | Centrally-placed rubber flexible waterstops | 45-75-42/355 Centrally placed, rubber, flexible waterstop;
Pr_35_90_15_15 | 35 | 90 | 15 | 15 | Centrally-placed polyvinyl chloride (PVC) elastomer flexible waterstops | 45-75-42/360 Centrally-placed, PVC elastomer, flexible waterstop;
Pr_35_90_15_16 | 35 | 90 | 15 | 16 | Centrally-placed unplasticized polyvinyl chloride (PVC-U) flexible waterstops | 45-75-42/350 Centrally placed, PVC-U, flexible waterstop;
Pr_35_90_15_19 | 35 | 90 | 15 | 19 | Coated metal waterstop | 45-75-42/382 Coated metal waterstop;
Pr_35_90_15_37 | 35 | 90 | 15 | 37 | Headed stud shear connectors | 45-75-42/385 Headed stud shear connectors;
Pr_35_90_15_42 | 35 | 90 | 15 | 42 | Injectable hose waterstops | 45-75-42/365 Injectable hose waterstop;
Pr_35_90_15_48 | 35 | 90 | 15 | 48 | Loop connectors | 45-75-42/460 Loop connectors;
Pr_35_90_15_63 | 35 | 90 | 15 | 63 | Plastics strip crack inducers | 45-75-42/330 Plastics strip crack inducer;
Pr_35_90_15_72 | 35 | 90 | 15 | 72 | Rubber flexible waterstops | 45-75-42/377 Surface mounted rubber flexible waterstops;
Pr_35_90_15_74 | 35 | 90 | 15 | 74 | Rubber hydrophilic waterstops | 45-75-42/370 Rubber hydrophilic waterstop;
Pr_35_90_15_77 | 35 | 90 | 15 | 77 | Shrinkage tube crack inducers | 45-75-42/335 Shrinkage tube crack inducer;
Pr_35_90_15_82 | 35 | 90 | 15 | 82 | Stainless steel arris armourings | 45-75-42/315 Stainless steel arris armouring;
Pr_35_90_15_83 | 35 | 90 | 15 | 83 | Stainless steel shear load connectors | 45-75-42/395 Stainless steel shear load connector;
Pr_35_90_15_84 | 35 | 90 | 15 | 84 | Stainless steel strip crack inducers | 45-75-42/340 Stainless steel strip crack inducer;
Pr_35_90_15_85 | 35 | 90 | 15 | 85 | Surface mounted polyvinyl chloride (PVC) flexible waterstops | 45-75-42/375 Surface mounted, PVC, flexible waterstop;
Pr_35_90_15_86 | 35 | 90 | 15 | 86 | Synthetic elastomer hydrophilic waterstops | 45-75-42/380 Synthetic elastomer hydrophilic waterstop;
Pr_35_90_15_88 | 35 | 90 | 15 | 88 | Thermal break shear load connectors | 45-75-42/397 Thermal break shear load connectors;
Pr_35_90_15_89 | 35 | 90 | 15 | 89 | Thermal break connection plates | 45-75-42/399 Thermal break connection plates;
Pr_35_90_22 | 35 | 90 | 22 |  | Dividing and edge strips
Pr_35_90_22_36 | 35 | 90 | 22 | 36 | Hardwood edgings | 45-60-90/428 Hardwood edging;
Pr_35_90_22_51 | 35 | 90 | 22 | 51 | Metal angle edgings | 45-75-25/350 Metal angle edgings;
Pr_35_90_22_52 | 35 | 90 | 22 | 52 | Metal edgings | 45-75-25/420 Metal edgings;
Pr_35_90_22_63 | 35 | 90 | 22 | 63 | Plastics edgings | 45-75-25/410 Plastics edgings;
Pr_35_90_22_66 | 35 | 90 | 22 | 66 | Preformed tiling strip joints | 45-75-25/370 Preformed strip joints to tiling;
Pr_35_90_22_72 | 35 | 90 | 22 | 72 | Recycled plastics edgings | 45-60-60/390 Recycled plastics edging;
Pr_35_90_22_80 | 35 | 90 | 22 | 80 | Softwood edgings | 45-60-90/446 Softwood edging;
Pr_35_90_22_88 | 35 | 90 | 22 | 88 | Timber grass edgings | 45-75-25/400 Timber edging;
Pr_35_90_27 | 35 | 90 | 27 |  | Expansion joints
Pr_35_90_27_11 | 35 | 90 | 27 | 11 | Chloroprene and aluminium expansion joints
Pr_35_90_27_12 | 35 | 90 | 27 | 12 | Chloroprene and copper expansion joints
Pr_35_90_27_13 | 35 | 90 | 27 | 13 | Chloroprene and lead expansion joints
Pr_35_90_27_14 | 35 | 90 | 27 | 14 | Chloroprene and stainless steel expansion joints
Pr_35_90_27_15 | 35 | 90 | 27 | 15 | Chloroprene and zinc expansion joints
Pr_35_90_28 | 35 | 90 | 28 |  | External trims and sills
Pr_35_90_28_04 | 35 | 90 | 28 | 04 | Anti-climb security devices | 45-35-22/410 Anti-climb security devices;
Pr_35_90_28_15 | 35 | 90 | 28 | 15 | Cover caps | 45-75-35/310 Cover caps;
Pr_35_90_28_23 | 35 | 90 | 28 | 23 | Double skin glass-reinforced plastics (GRP) components
Pr_35_90_28_28 | 35 | 90 | 28 | 28 | External extension sills
Pr_35_90_28_32 | 35 | 90 | 28 | 32 | Glass-reinforced plastics (GRP) façade components | 45-75-30/312 Glass fibre reinforced plastics (GRP) facade components;
Pr_35_90_28_33 | 35 | 90 | 28 | 33 | Glass-reinforced plastics (GRP) roof components | 45-75-30/317 Glass fibre reinforced plastics (GRP) roof components;
Pr_35_90_28_36 | 35 | 90 | 28 | 36 | Hardwood copings | 45-60-90/426 Hardwood copings;
Pr_35_90_28_50 | 35 | 90 | 28 | 50 | Membrane standing seam profiles | 45-65-50/392 Standing seam profiles for membranes;
Pr_35_90_28_51 | 35 | 90 | 28 | 51 | Metal drip trims | 45-75-30/320 Metal drip trims;
Pr_35_90_28_52 | 35 | 90 | 28 | 52 | Metal finishing trims | 45-75-30/325 Metal finishing trims;
Pr_35_90_28_62 | 35 | 90 | 28 | 62 | Plastics and composite material trim boards | 45-75-30/330 Plastics and composite material trim boards;
Pr_35_90_28_64 | 35 | 90 | 28 | 64 | Polyvinyl chloride (PVC) standing seam profiles
Pr_35_90_28_72 | 35 | 90 | 28 | 72 | Roof membrane perimeter trims | 45-75-30/345 Roof membrane perimeter trims;
Pr_35_90_28_76 | 35 | 90 | 28 | 76 | Single skin ribbed glass
Pr_35_90_28_79 | 35 | 90 | 28 | 79 | Softwood copings
Pr_35_90_28_82 | 35 | 90 | 28 | 82 | Stainless steel cappings and copings
Pr_35_90_28_84 | 35 | 90 | 28 | 84 | Stainless steel undersills | 45-75-30/350 Stainless steel undersills;
Pr_35_90_28_92 | 35 | 90 | 28 | 92 | Unplasticized polyvinyl chloride (PVC-U) finishing trims | 45-75-30/340 PVC-U finishing trims;
Pr_35_90_28_93 | 35 | 90 | 28 | 93 | Unplasticized polyvinyl chloride (PVC-U) sills
Pr_35_90_28_96 | 35 | 90 | 28 | 96 | Wood finishing trims | 45-75-30/355 Wood finishing trims;
Pr_35_90_28_97 | 35 | 90 | 28 | 97 | Wood trim boards | 45-75-30/360 Wood trim boards;
Pr_35_90_30 | 35 | 90 | 30 |  | Flashings and aprons
Pr_35_90_30_01 | 35 | 90 | 30 | 01 | Aluminium flashings and aprons | 45-75-35/330 Metal flashings;
Pr_35_90_30_08 | 35 | 90 | 30 | 08 | Bitumen-based flashings and aprons | 45-75-35/340 Bitumen-based flashings;
Pr_35_90_30_11 | 35 | 90 | 30 | 11 | Carbon steel flashings and aprons | 45-75-35/330 Metal flashings;
Pr_35_90_30_15 | 35 | 90 | 30 | 15 | Copper flashings and aprons | 45-75-35/330 Metal flashings;
Pr_35_90_30_18 | 35 | 90 | 30 | 18 | Copper slates | 45-65-52/335 Copper slates;
Pr_35_90_30_34 | 35 | 90 | 30 | 34 | Glass-reinforced plastics (GRP) flashings and aprons | 45-75-35/350 GRP flashings and aprons;
Pr_35_90_30_46 | 35 | 90 | 30 | 46 | Lead flashings and aprons | 45-75-35/330 Metal flashings;
Pr_35_90_30_47 | 35 | 90 | 30 | 47 | Lead slates | 45-65-52/375 Lead slates;
Pr_35_90_30_64 | 35 | 90 | 30 | 64 | Polyethylene (PE)-based flashings and aprons | 45-75-35/360 Polyethylene-based flashings and aprons;
Pr_35_90_30_72 | 35 | 90 | 30 | 72 | Recycled plastics flashings and aprons | 45-75-35/370 Recycled plastics flashings and aprons;
Pr_35_90_30_83 | 35 | 90 | 30 | 83 | Stainless steel flashings and aprons | 45-75-35/330 Metal flashings;
Pr_35_90_30_99 | 35 | 90 | 30 | 99 | Zinc flashings and aprons | 45-75-35/330 Metal flashings;
Pr_35_90_31 | 35 | 90 | 31 |  | Floor and stair trims
Pr_35_90_31_11 | 35 | 90 | 31 | 11 | Carpet grippers | 45-20-15/450 Carpet grippers;
Pr_35_90_31_12 | 35 | 90 | 31 | 12 | Carpet gripper strips | 45-20-35/315 Carpet gripper strips;
Pr_35_90_31_26 | 35 | 90 | 31 | 26 | Flexible polyvinyl chloride (PVC) stair nosings | 45-20-35/385 Flexible PVC stair nosings;
Pr_35_90_31_27 | 35 | 90 | 31 | 27 | Flexible stair coverings | 45-20-35/400 Stair covering components;
Pr_35_90_31_28 | 35 | 90 | 31 | 28 | Floor construction joint trims | 45-20-35/320 Construction joint trims;
Pr_35_90_31_29 | 35 | 90 | 31 | 29 | Floor cover strips | 45-20-35/325 Cover strips;
Pr_35_90_31_30 | 35 | 90 | 31 | 30 | Floor dividing strips | 45-20-35/330 Dividing strips;
Pr_35_90_31_31 | 35 | 90 | 31 | 31 | Floor edge trims | 45-20-35/340 Floor edge trims;
Pr_35_90_31_32 | 35 | 90 | 31 | 32 | Floor edging strips | 45-20-35/335 Edging strips;
Pr_35_90_31_33 | 35 | 90 | 31 | 33 | Floor threshold strips | 45-20-35/355 Threshold strips;
Pr_35_90_31_36 | 35 | 90 | 31 | 36 | Hardwood floor threshold strips | 45-20-35/360 Wood threshold strips;
Pr_35_90_31_37 | 35 | 90 | 31 | 37 | Hardwood stair trims | 45-20-35/415 Wood stair trims;
Pr_35_90_31_50 | 35 | 90 | 31 | 50 | Mat well frames | 45-20-35/345 Mat well frames;
Pr_35_90_31_58 | 35 | 90 | 31 | 58 | One part floor transition strips | 45-20-35/370 One part transition strips;
Pr_35_90_31_66 | 35 | 90 | 31 | 66 | Preformed strip joints to screeds | 45-75-25/340 Preformed strip joints to screeds;
Pr_35_90_31_70 | 35 | 90 | 31 | 70 | Radiator pipe floor covers | 45-20-35/425 Radiator pipe covers;
Pr_35_90_31_71 | 35 | 90 | 31 | 71 | Raised access floor level-change trims | 45-20-35/305 Level change trims for raised access floors;
Pr_35_90_31_72 | 35 | 90 | 31 | 72 | Raised access floor vertical edging panels | 45-20-35/310 Vertical edging panels for raised access floors;
Pr_35_90_31_73 | 35 | 90 | 31 | 73 | Render-grade resin coves | 45-20-35/350 Render-grade resin coves;
Pr_35_90_31_74 | 35 | 90 | 31 | 74 | Rigid stair nosings | 45-20-35/390 Rigid stair nosings;
Pr_35_90_31_75 | 35 | 90 | 31 | 75 | Rubber composite stair nosing inserts | 45-20-35/395 Rubber composite stair nosing inserts;
Pr_35_90_31_83 | 35 | 90 | 31 | 83 | Stair rods
Pr_35_90_31_84 | 35 | 90 | 31 | 84 | Stair trims | 45-20-35/410 Stair trims;
Pr_35_90_31_90 | 35 | 90 | 31 | 90 | Two-part floor transition strips | 45-20-35/375 Two part transition strips;
Pr_35_90_31_95 | 35 | 90 | 31 | 95 | Wearing screed sawn-joint sealing strips | 45-75-25/330 Sealing strips for sawn joints in wearing screeds;
Pr_35_90_31_96 | 35 | 90 | 31 | 96 | Wood-based floor threshold strips | 45-20-35/365 Wood based threshold strips;
Pr_35_90_31_97 | 35 | 90 | 31 | 97 | Wood-based floor transition strips | 45-20-35/380 Wood based transition strips;
Pr_35_90_33 | 35 | 90 | 33 |  | Gaskets, weatherstrips and baffles
Pr_35_90_33_12 | 35 | 90 | 33 | 12 | Cellular rubber gaskets | 45-75-40/320 Cellular rubber gaskets;
Pr_35_90_33_20 | 35 | 90 | 33 | 20 | Curtain walls glazing and panel gaskets | 45-75-40/350 Glazing and panel gaskets for curtain walling;
Pr_35_90_33_22 | 35 | 90 | 33 | 22 | Door and window weatherstrips and seals | 45-75-40/430 Door and window weatherstrips and seals;
Pr_35_90_33_23 | 35 | 90 | 33 | 23 | Door threshold weatherstrips and seals | 45-75-40/435 Door threshold weatherstrips and seals;
Pr_35_90_33_24 | 35 | 90 | 33 | 24 | Ethylene propylene diene monomer (EPDM) combined hydrophilic gaskets | 45-75-40/414 EPDM combined hydrophilic gasket;
Pr_35_90_33_25 | 35 | 90 | 33 | 25 | Ethylene propylene diene monomer (EPDM) gaskets | 45-75-40/416 EPDM gaskets;
Pr_35_90_33_26 | 35 | 90 | 33 | 26 | Ethylene propylene diene monomer (EPDM) rubber section glazing trims | 45-75-40/330 EPDM rubber section glazing trims;
Pr_35_90_33_28 | 35 | 90 | 33 | 28 | Extruded polyvinyl chloride (PVC) glazing gaskets | 45-75-40/340 Extruded PVC glazing gaskets;
Pr_35_90_33_34 | 35 | 90 | 33 | 34 | Glass-reinforced plastics (GRP) cladding neoprene gaskets | 45-75-40/360 Neoprene gaskets for GRP cladding;
Pr_35_90_33_39 | 35 | 90 | 33 | 39 | Hydrophilic gaskets | 45-75-40/412 Hydrophilic gaskets for underground works;
Pr_35_90_33_56 | 35 | 90 | 33 | 56 | Neoprene baffles | 45-75-40/310 Neoprene baffles;
Pr_35_90_33_57 | 35 | 90 | 33 | 57 | Non-cellular rubber gaskets | 45-75-40/370 Non-cellular rubber gaskets;
Pr_35_90_33_64 | 35 | 90 | 33 | 64 | Polypropylene baffles | 45-75-40/311 Polypropylene baffles;
Pr_35_90_33_66 | 35 | 90 | 33 | 66 | Pre-formed butyl strip glazing trims | 45-75-40/380 Pre-formed butyl strip glazing trims;
Pr_35_90_33_77 | 35 | 90 | 33 | 77 | Single-sided glazing gaskets | 45-75-40/390 Single-sided glazing gaskets;
Pr_35_90_33_84 | 35 | 90 | 33 | 84 | Stainless steel baffles | 45-75-40/312 Stainless steel baffles;
Pr_35_90_33_86 | 35 | 90 | 33 | 86 | Synthetic rubber glazing gaskets | 45-75-40/400 Synthetic rubber glazing gaskets;
Pr_35_90_33_97 | 35 | 90 | 33 | 97 | Weatherstripping | 45-75-40/440 Weatherstripping;
Pr_35_90_33_99 | 35 | 90 | 33 | 99 | Zipper gaskets | 45-75-40/410 Zipper gaskets;
Pr_35_90_43 | 35 | 90 | 43 |  | Interior wall and ceiling trims
Pr_35_90_43_02 | 35 | 90 | 43 | 02 | Aluminium skirtings | 45-75-95/320 Metal skirtings;
Pr_35_90_43_03 | 35 | 90 | 43 | 03 | Angle trims
Pr_35_90_43_04 | 35 | 90 | 43 | 04 | Arrises
Pr_35_90_43_12 | 35 | 90 | 43 | 12 | Ceiling perimeter trims | 45-75-95/405 Ceiling perimeter trims;
Pr_35_90_43_13 | 35 | 90 | 43 | 13 | Column guards | 45-75-95/475 Column guards;
Pr_35_90_43_14 | 35 | 90 | 43 | 14 | Cork cove skirtings | 45-75-95/305 Cork cove skirtings;
Pr_35_90_43_15 | 35 | 90 | 43 | 15 | Corner guards | 45-75-95/480 Corner guards;
Pr_35_90_43_16 | 35 | 90 | 43 | 16 | Cover strips | 45-75-95/410 Cover strips;
Pr_35_90_43_17 | 35 | 90 | 43 | 17 | Coves
Pr_35_90_43_21 | 35 | 90 | 43 | 21 | Edge battens | 45-75-95/425 Edge battens;
Pr_35_90_43_22 | 35 | 90 | 43 | 22 | Edge trims | 45-75-95/430 Edge trims;
Pr_35_90_43_29 | 35 | 90 | 43 | 29 | Fibrous plaster mouldings | 45-75-95/455 Fibrous plaster mouldings;
Pr_35_90_43_30 | 35 | 90 | 43 | 30 | Fire-insulating caps
Pr_35_90_43_42 | 35 | 90 | 43 | 42 | Intumescent protective castings | 45-45-70/400 Intumescent protective castings;
Pr_35_90_43_47 | 35 | 90 | 43 | 47 | Lighting cornices | 45-75-95/450 Lighting cornices;
Pr_35_90_43_48 | 35 | 90 | 43 | 48 | Medium density fibreboard (MDF) architraves | 45-75-95/310 Medium density fibreboard (MDF) architraves;
Pr_35_90_43_49 | 35 | 90 | 43 | 49 | Medium density fibreboard (MDF) backboards
Pr_35_90_43_50 | 35 | 90 | 43 | 50 | Medium density fibreboard (MDF) cover strips
Pr_35_90_43_51 | 35 | 90 | 43 | 51 | Medium density fibreboard (MDF) dado rails | 45-75-95/350 Medium density fibreboard (MDF) dado rail;
Pr_35_90_43_52 | 35 | 90 | 43 | 52 | Medium density fibreboard (MDF) edge trims
Pr_35_90_43_53 | 35 | 90 | 43 | 53 | Medium density fibreboard (MDF) lining boards | 45-75-95/375 Medium density fibreboard (MDF) lining board;
Pr_35_90_43_54 | 35 | 90 | 43 | 54 | Medium density fibreboard (MDF) mouldings and trims | 45-75-95/365 Wood mouldings and trims;
Pr_35_90_43_55 | 35 | 90 | 43 | 55 | Medium density fibreboard (MDF) mounting battens
Pr_35_90_43_56 | 35 | 90 | 43 | 56 | Medium density fibreboard (MDF) picture rails | 45-75-95/355 Medium density fibreboard (MDF) picture rail;
Pr_35_90_43_57 | 35 | 90 | 43 | 57 | Medium density fibreboard (MDF) protection rails
Pr_35_90_43_58 | 35 | 90 | 43 | 58 | Medium density fibreboard (MDF) skirtings | 45-75-95/315 Medium density fibreboard (MDF) skirtings;
Pr_35_90_43_59 | 35 | 90 | 43 | 59 | Metal skirtings | 45-75-95/320 Metal skirtings;
Pr_35_90_43_60 | 35 | 90 | 43 | 60 | Panel partition closer pieces | 45-75-95/445 Panel partition closer pieces;
Pr_35_90_43_61 | 35 | 90 | 43 | 61 | Pilasters
Pr_35_90_43_62 | 35 | 90 | 43 | 62 | Plaster cornices
Pr_35_90_43_63 | 35 | 90 | 43 | 63 | Plastics skirtings | 45-75-95/325 Plastics skirtings;
Pr_35_90_43_64 | 35 | 90 | 43 | 64 | Polyvinyl chloride (PVC) cove skirtings | 45-75-95/330 PVC cove skirtings;
Pr_35_90_43_66 | 35 | 90 | 43 | 66 | Preformed casings | 45-75-95/390 Preformed casings;
Pr_35_90_43_70 | 35 | 90 | 43 | 70 | Radiator guards | 45-75-95/485 Radiator guards;
Pr_35_90_43_74 | 35 | 90 | 43 | 74 | Rubber cove skirtings | 45-75-95/335 Rubber cove skirtings;
Pr_35_90_43_84 | 35 | 90 | 43 | 84 | Solid cast plaster mouldings | 45-75-95/460 Solid cast plaster mouldings;
Pr_35_90_43_86 | 35 | 90 | 43 | 86 | Wall protection panels | 45-75-95/465 Wall protection panels;
Pr_35_90_43_87 | 35 | 90 | 43 | 87 | Wood architraves | 45-75-95/340 Wood architraves;
Pr_35_90_43_88 | 35 | 90 | 43 | 88 | Wood backboards | 45-75-95/400 Wood backboards;
Pr_35_90_43_89 | 35 | 90 | 43 | 89 | Wood cover strips | 45-75-95/420 Wood cover strips;
Pr_35_90_43_90 | 35 | 90 | 43 | 90 | Wood dado rails | 45-75-95/360 Wood dado rails;
Pr_35_90_43_91 | 35 | 90 | 43 | 91 | Wood edge trims | 45-75-95/435 Wood edge trims;
Pr_35_90_43_92 | 35 | 90 | 43 | 92 | Wood fillets | 45-75-95/415 Wood fillets;
Pr_35_90_43_93 | 35 | 90 | 43 | 93 | Wood lining boards | 45-75-95/385 Wood lining board;
Pr_35_90_43_94 | 35 | 90 | 43 | 94 | Wood mouldings and trims | 45-75-95/365 Wood mouldings and trims;
Pr_35_90_43_95 | 35 | 90 | 43 | 95 | Wood mounting battens | 45-75-95/395 Wood mounting battens;
Pr_35_90_43_96 | 35 | 90 | 43 | 96 | Wood picture rails | 45-75-95/370 Wood picture rails;
Pr_35_90_43_97 | 35 | 90 | 43 | 97 | Wood protection rails | 45-75-95/470 Wood protection rails;
Pr_35_90_43_98 | 35 | 90 | 43 | 98 | Wood skirtings | 45-75-95/345 Wood skirtings;
Pr_35_90_50 | 35 | 90 | 50 |  | Masonry walling ancillary products
Pr_35_90_50_03 | 35 | 90 | 50 | 03 | Airbricks | 45-80-50/370 Airbricks;
Pr_35_90_50_61 | 35 | 90 | 50 | 61 | Perpend joint plastics cavity ventilators | 45-80-50/386 Perpend joint plastics cavity ventilators;
Pr_35_90_50_62 | 35 | 90 | 50 | 62 | Perpend joint plastics weep holes | 45-80-50/384 Perpend joint plastics weep holes;
Pr_35_90_50_64 | 35 | 90 | 50 | 64 | Plastics cavity closers | 45-25-20/455 Plastics cavity closers;
Pr_35_90_50_88 | 35 | 90 | 50 | 88 | Tile creasings | 45-80-90/460 Clay tiles creasing;
Pr_35_90_53 | 35 | 90 | 53 |  | Movement joints
Pr_35_90_53_11 | 35 | 90 | 53 | 11 | Cast-in screed movement joints | 45-75-50/310 Cast-in movement joints for screeds;
Pr_35_90_53_30 | 35 | 90 | 53 | 30 | Fibre cement movement joints | 45-75-50/330 Fibre cement movement joints;
Pr_35_90_53_42 | 35 | 90 | 53 | 42 | Insulated render system construction and movement joints | 45-75-50/320 Construction and movement joints for insulated render systems;
Pr_35_90_53_50 | 35 | 90 | 53 | 50 | Mastic asphalt (MA) movement joints | 45-75-50/370 Movement joints in mastic asphalt;
Pr_35_90_53_52 | 35 | 90 | 53 | 52 | Metal movement joint edging angles | 45-75-50/340 Metal edging angles for movement joints;
Pr_35_90_53_53 | 35 | 90 | 53 | 53 | Metal section movement joints | 45-75-50/350 Metal section movement joints;
Pr_35_90_53_54 | 35 | 90 | 53 | 54 | Minor flat roofing movement joints | 45-75-50/360 Minor movement joints in flat roofing;
Pr_35_90_53_72 | 35 | 90 | 53 | 72 | Resin flooring strip movement joints | 45-75-50/420 Strip movement joints for resin flooring;
Pr_35_90_53_85 | 35 | 90 | 53 | 85 | Sprayed monolithic coating movement joints | 45-75-50/390 Movement joints to sprayed monolithic coatings;
Pr_35_90_53_86 | 35 | 90 | 53 | 86 | Strip movement joints | 45-75-50/410 Strip movement joints;
Pr_35_90_53_88 | 35 | 90 | 53 | 88 | Timber flooring movement joints | 45-75-50/380 Movement joints in wood flooring;
Pr_35_90_53_93 | 35 | 90 | 53 | 93 | Unplasticized polyvinyl chloride (PVC-U) external render and plaster movement joints | 45-75-50/400 PVC-U movement joints for external render or plaster;
Pr_35_90_60 | 35 | 90 | 60 |  | Paving studs and inserts
Pr_35_90_60_22 | 35 | 90 | 60 | 22 | Demarcation inserts | 45-20-62/325 Demarcation inserts;
Pr_35_90_60_41 | 35 | 90 | 60 | 41 | Illuminated road studs
Pr_35_90_60_57 | 35 | 90 | 60 | 57 | Non-reflecting road studs
Pr_35_90_60_62 | 35 | 90 | 60 | 62 | Pedestrian delineation road studs | 45-20-62/365 Pedestrian delineation road studs;
Pr_35_90_60_71 | 35 | 90 | 60 | 71 | Retroreflecting road studs | 45-20-80/347 Retroreflecting road studs;
Pr_35_90_60_77 | 35 | 90 | 60 | 77 | Skateboard deterrent studs | 45-20-62/360 Skateboard deterrent studs;
Pr_35_90_60_78 | 35 | 90 | 60 | 78 | Slip resistant cast inserts | 45-20-62/335 Slip-resistant cast inserts;
Pr_35_90_60_79 | 35 | 90 | 60 | 79 | Slip resistant rebate inserts | 45-20-62/340 Slip-resistant rebate inserts;
Pr_35_90_60_87 | 35 | 90 | 60 | 87 | Tactile paving studs | 45-20-62/350 Tactile paving studs;
Pr_35_90_87 | 35 | 90 | 87 |  | Tapes, strips and profile fillers
Pr_35_90_87_01 | 35 | 90 | 87 | 01 | Acrylic adhesive fixing tapes | 45-75-90/305 Acrylic adhesive fixing tape;
Pr_35_90_87_02 | 35 | 90 | 87 | 02 | Acrylic adhesive sealant tapes | 45-75-90/307 Acrylic adhesive sealant tape;
Pr_35_90_87_03 | 35 | 90 | 87 | 03 | Aluminium conductor tapes
Pr_35_90_87_04 | 35 | 90 | 87 | 04 | Aluminium foil tapes | 45-75-90/310 Aluminium foil tape;
Pr_35_90_87_07 | 35 | 90 | 87 | 07 | Butyl rubber adhesive tapes | 45-75-90/330 Butyl rubber adhesive tape;
Pr_35_90_87_08 | 35 | 90 | 87 | 08 | Butyl rubber preformed strips | 45-75-90/315 Butyl rubber preformed strips;
Pr_35_90_87_09 | 35 | 90 | 87 | 09 | Butyl rubber sealant tapes | 45-75-90/320 Butyl rubber sealant tape;
Pr_35_90_87_10 | 35 | 90 | 87 | 10 | Butyl rubber fleece tapes | 45-75-90/325 Butyl rubber tape fleece;
Pr_35_90_87_15 | 35 | 90 | 87 | 15 | Copper conductor tapes
Pr_35_90_87_23 | 35 | 90 | 87 | 23 | Double-sided tape damp-proof course joint sealers
Pr_35_90_87_25 | 35 | 90 | 87 | 25 | Ethylene propylene diene monomer (EPDM)-coated expanded polyethylene (PE) foam profile fillers | 45-75-90/335 EPDM coated expanded polyethylene foam profile fillers;
Pr_35_90_87_26 | 35 | 90 | 87 | 26 | Expanded polyethylene (PE) foam profile fillers | 45-75-90/340 Expanded polyethylene foam profile fillers;
Pr_35_90_87_27 | 35 | 90 | 87 | 27 | Expanded polyethylene (PE) foam strips | 45-75-90/345 Expanded polyethylene foam strip;
Pr_35_90_87_28 | 35 | 90 | 87 | 28 | Expanded polystyrene (EPS) foam strips | 45-75-90/350 Expanded polystyrene foam strip;
Pr_35_90_87_30 | 35 | 90 | 87 | 30 | Fire-resistant glazing tapes | 45-75-90/355 Fire-resistant glazing tape;
Pr_35_90_87_31 | 35 | 90 | 87 | 31 | Flash tapes
Pr_35_90_87_34 | 35 | 90 | 87 | 34 | Glass fibre mesh repair tapes | 45-75-90/360 Glass fibre mesh repair tape;
Pr_35_90_87_37 | 35 | 90 | 87 | 37 | Heat-bonded carpet tapes | 45-75-90/365 Heat-bonded carpet tape;
Pr_35_90_87_41 | 35 | 90 | 87 | 41 | Intumescent tapes | 45-75-90/370 Intumescent tape;
Pr_35_90_87_42 | 35 | 90 | 87 | 42 | Isolating tapes | 45-75-90/375 Isolating tape;
Pr_35_90_87_52 | 35 | 90 | 87 | 52 | Metal strip reinforced paper tapes | 45-75-90/380 Metal strip reinforced paper tape;
Pr_35_90_87_53 | 35 | 90 | 87 | 53 | Mineral fibre joint fillers | 45-75-90/385 Mineral fibre joint fillers;
Pr_35_90_87_54 | 35 | 90 | 87 | 54 | Mineral fibre profile fillers | 45-75-90/390 Mineral fibre profile fillers;
Pr_35_90_87_56 | 35 | 90 | 87 | 56 | Non-impregnated foam glazing tapes | 45-75-90/395 Non impregnated foam glazing tape;
Pr_35_90_87_60 | 35 | 90 | 87 | 60 | Paper jointing tapes | 45-75-90/400 Paper jointing tape;
Pr_35_90_87_64 | 35 | 90 | 87 | 64 | Polyethylene (PE) debonding tapes | 45-75-90/405 Polyethylene debonding tape;
Pr_35_90_87_66 | 35 | 90 | 87 | 66 | Polytetrafluoroethylene (PTFE) tapes | 45-75-90/412 PTFE thread sealing tape;
Pr_35_90_87_67 | 35 | 90 | 87 | 67 | Pre-formed butyl shim glazing tapes | 45-75-90/410 Pre-formed butyl shim glazing tape;
Pr_35_90_87_71 | 35 | 90 | 87 | 71 | Resin impregnated pre-compressed foam sealing strips | 45-75-90/413 Resin impregnated pre-compressed foam sealing strips;
Pr_35_90_87_72 | 35 | 90 | 87 | 72 | Retroreflective self-adhesive tapes | 45-75-90/415 Retroreflective self adhesive tape;
Pr_35_90_87_77 | 35 | 90 | 87 | 77 | Self-adhesive bitumen tapes | 45-75-90/420 Self adhesive bitumen tape;
Pr_35_90_87_78 | 35 | 90 | 87 | 78 | Self-adhesive sports marking tapes | 45-20-62/330 Self-adhesive sports marking tapes;
Pr_35_90_87_84 | 35 | 90 | 87 | 84 | Structural glazing tapes | 45-75-90/425 Structural glazing tape;
Pr_35_90_87_85 | 35 | 90 | 87 | 85 | Synthetic closed cell foam rubber profile fillers | 45-75-90/430 Synthetic closed cell foam rubber profile fillers;
Pr_35_90_87_86 | 35 | 90 | 87 | 86 | Synthetic rubber strips | 45-75-90/435 Synthetic rubber strip;
Pr_35_90_87_97 | 35 | 90 | 87 | 97 | Water polo field marking lines | 45-35-90/475 Water polo field marking lines;
Pr_35_90_87_98 | 35 | 90 | 87 | 98 | Woven glass fibre fabric strips | 45-75-90/440 Woven glass fibre fabric strips;
Pr_35_90_93 | 35 | 90 | 93 |  | Unit roofing fittings
Pr_35_90_93_07 | 35 | 90 | 93 | 07 | Bitumen membrane shingle cappings | 45-80-90/312 Bitumen membrane shingles capping;
Pr_35_90_93_12 | 35 | 90 | 93 | 12 | Clay tile hip fittings | 45-80-90/322 Clay tiles hip fittings;
Pr_35_90_93_13 | 35 | 90 | 93 | 13 | Clay tile ridge fittings | 45-80-90/330 Clay tiles ridge fittings;
Pr_35_90_93_14 | 35 | 90 | 93 | 14 | Clay tile roof slope ventilation fittings | 45-80-90/332 Clay tiles roof slope ventilation fittings;
Pr_35_90_93_15 | 35 | 90 | 93 | 15 | Clay tile valley fittings | 45-80-90/334 Clay tiles valley fittings;
Pr_35_90_93_16 | 35 | 90 | 93 | 16 | Clay tile verge fittings | 45-80-90/336 Clay tiles verge fittings;
Pr_35_90_93_19 | 35 | 90 | 93 | 19 | Concrete tile hip fittings | 45-80-90/342 Concrete tiles hip fittings;
Pr_35_90_93_21 | 35 | 90 | 93 | 21 | Concrete tile ridge fittings | 45-80-90/350 Concrete tiles ridge fittings;
Pr_35_90_93_22 | 35 | 90 | 93 | 22 | Concrete tile roof slope ventilation fittings | 45-80-90/352 Concrete tiles roof slope ventilation fittings;
Pr_35_90_93_23 | 35 | 90 | 93 | 23 | Concrete tile valley fittings | 45-80-90/354 Concrete tiles valley fittings;
Pr_35_90_93_24 | 35 | 90 | 93 | 24 | Concrete tile verge fittings | 45-80-90/356 Concrete tiles verge fittings;
Pr_35_90_93_26 | 35 | 90 | 93 | 26 | Dentil slips | 45-80-90/445 Dentil slips;
Pr_35_90_93_27 | 35 | 90 | 93 | 27 | Dry fixing abutments | 45-80-90/372 Dry fixing abutments;
Pr_35_90_93_28 | 35 | 90 | 93 | 28 | Dry fixing hips | 45-80-90/374 Dry fixing hips;
Pr_35_90_93_29 | 35 | 90 | 93 | 29 | Dry fixing ridges | 45-80-90/376 Dry fixing ridges;
Pr_35_90_93_30 | 35 | 90 | 93 | 30 | Dry fixing verges | 45-80-90/378 Dry fixing verges;
Pr_35_90_93_32 | 35 | 90 | 93 | 32 | Fibre-cement slate hip fittings | 45-80-90/364 Fibre cement slates hip fittings;
Pr_35_90_93_33 | 35 | 90 | 93 | 33 | Fibre-cement slate ridge fittings | 45-80-90/366 Fibre cement slates ridge fittings;
Pr_35_90_93_34 | 35 | 90 | 93 | 34 | Fibre-cement slate roof slope ventilation fittings | 45-80-90/368 Fibre cement slates roof slope ventilation fittings;
Pr_35_90_93_35 | 35 | 90 | 93 | 35 | Fibre-cement slate verge fittings | 45-80-90/370 Fibre cement slates verge fittings;
Pr_35_90_93_51 | 35 | 90 | 93 | 51 | Metal tile hip fittings | 45-80-90/382 Metal tiles hip fittings;
Pr_35_90_93_52 | 35 | 90 | 93 | 52 | Metal tile ridge fittings | 45-80-90/384 Metal tiles ridge fittings;
Pr_35_90_93_53 | 35 | 90 | 93 | 53 | Metal tile verge fittings | 45-80-90/386 Metal tiles verge fittings;
Pr_35_90_93_72 | 35 | 90 | 93 | 72 | Reconstituted slate roof slope ventilation fittings | 45-80-90/392 Reconstituted slates roof slope ventilation fittings;
Pr_35_90_93_96 | 35 | 90 | 93 | 96 | Wood shake fittings | 45-80-90/412 Wood shakes fittings;
Pr_35_90_93_97 | 35 | 90 | 93 | 97 | Wood shingle fittings | 45-80-90/416 Wood shingles fittings;
Pr_35_93 | 35 | 93 |  |  | Unit covering and finish products
Pr_35_93_13 | 35 | 93 | 13 |  | Ceiling infill units
Pr_35_93_13_13 | 35 | 93 | 13 | 13 | Cement bonded wood wool infill units | 45-80-40/310 Cement bonded wood wool infill units;
Pr_35_93_13_30 | 35 | 93 | 13 | 30 | Fibre reinforced gypsum infill units | 45-80-40/360 Fibre reinforced gypsum infill units;
Pr_35_93_13_51 | 35 | 93 | 13 | 51 | Metal infill units | 45-80-40/320 Metal infill units;
Pr_35_93_13_53 | 35 | 93 | 13 | 53 | Mineral fibre infill units | 45-80-40/330 Mineral fibre infill units;
Pr_35_93_13_58 | 35 | 93 | 13 | 58 | Open cell infill units | 45-80-40/340 Open cell infill units;
Pr_35_93_13_61 | 35 | 93 | 13 | 61 | Panel diffusers infill units | 45-80-40/350 Panel diffusers infill units;
Pr_35_93_13_65 | 35 | 93 | 13 | 65 | Profiled metal acoustic panel | 45-80-40/405 Profiled metal acoustic panel;
Pr_35_93_13_71 | 35 | 93 | 13 | 71 | Resin bonded mineral wool infill units | 45-80-40/370 Resin bonded mineral wool infill units;
Pr_35_93_13_73 | 35 | 93 | 13 | 73 | Rigid urethane foam infill units | 45-80-40/380 Rigid urethane foam infill units;
Pr_35_93_13_80 | 35 | 93 | 13 | 80 | Sound attenuator infill units | 45-80-40/400 Sound attenuators;
Pr_35_93_13_94 | 35 | 93 | 13 | 94 | Veneered wood composite infill units | 45-80-40/390 Veneered wood composite infill units;
Pr_35_93_96 | 35 | 93 | 96 |  | Wall and floor tile units
Pr_35_93_96_10 | 35 | 93 | 96 | 10 | Cast stone slabs | 45-80-95/305 Cast stone tiles or slabs;
Pr_35_93_96_11 | 35 | 93 | 96 | 11 | Cast stone tiles | 45-80-95/305 Cast stone tiles or slabs;
Pr_35_93_96_12 | 35 | 93 | 96 | 12 | Ceramic tile angle beads | 45-80-95/350 Ceramic tile angle beads;
Pr_35_93_96_13 | 35 | 93 | 96 | 13 | Ceramic tile borders | 45-80-95/355 Ceramic tile borders;
Pr_35_93_96_14 | 35 | 93 | 96 | 14 | Ceramic tile cove skirtings | 45-80-95/360 Ceramic tile cove skirtings;
Pr_35_93_96_15 | 35 | 93 | 96 | 15 | Ceramic tile floor channels | 45-80-95/365 Ceramic tile floor channels;
Pr_35_93_96_16 | 35 | 93 | 96 | 16 | Ceramic tile round edges | 45-80-95/370 Ceramic tile round edges;
Pr_35_93_96_17 | 35 | 93 | 96 | 17 | Ceramic tile sit-on skirtings | 45-80-95/375 Ceramic tile sit-on skirtings;
Pr_35_93_96_18 | 35 | 93 | 96 | 18 | Ceramic tile step treads | 45-80-95/380 Ceramic tile step treads;
Pr_35_93_96_19 | 35 | 93 | 96 | 19 | Ceramic tiles | 45-80-95/310 Ceramic tiles;
Pr_35_93_96_21 | 35 | 93 | 96 | 21 | Concrete tiles | 45-80-95/315 Concrete tiles;
Pr_35_93_96_51 | 35 | 93 | 96 | 51 | Metal tiles
Pr_35_93_96_53 | 35 | 93 | 96 | 53 | Mosaic tiles | 45-80-95/320 Mosaic tiles;
Pr_35_93_96_56 | 35 | 93 | 96 | 56 | Natural stone wall and floor slabs | 45-80-95/327 Natural stone slabs;
Pr_35_93_96_57 | 35 | 93 | 96 | 57 | Natural stone tiles | 45-80-95/325 Natural stone tiles or slabs;
Pr_35_93_96_66 | 35 | 93 | 96 | 66 | Quarry tile borders
Pr_35_93_96_67 | 35 | 93 | 96 | 67 | Quarry tile cove skirtings | 45-80-95/385 Quarry tile cove skirtings;
Pr_35_93_96_68 | 35 | 93 | 96 | 68 | Quarry tile floor channels | 45-80-95/390 Quarry tile floor channels;
Pr_35_93_96_70 | 35 | 93 | 96 | 70 | Quarry tile sit-on skirtings | 45-80-95/395 Quarry tile sit on skirtings;
Pr_35_93_96_71 | 35 | 93 | 96 | 71 | Quarry tile step treads | 45-80-95/400 Quarry tile step treads;
Pr_35_93_96_72 | 35 | 93 | 96 | 72 | Quarry tiles | 45-80-95/330 Quarry tiles;
Pr_35_93_96_85 | 35 | 93 | 96 | 85 | Stone slabs
Pr_35_93_96_86 | 35 | 93 | 96 | 86 | Stone tiles
Pr_35_93_96_87 | 35 | 93 | 96 | 87 | Tile matting | 45-80-95/302 Tile matting;
Pr_35_93_96_88 | 35 | 93 | 96 | 88 | Terrazzo precast units | 45-80-95/335 Terrazzo precast units;
Pr_35_93_96_89 | 35 | 93 | 96 | 89 | Terrazzo tile skirtings | 45-80-95/405 Terrazzo skirtings;
Pr_35_93_96_90 | 35 | 93 | 96 | 90 | Terrazzo tiles | 45-80-95/340 Terrazzo tiles;
Pr_35_93_96_92 | 35 | 93 | 96 | 92 | Tile spacers | 45-80-95/410 Spacers (left in place);
Pr_35_93_97 | 35 | 93 | 97 |  | Wood block units
Pr_35_93_97_15 | 35 | 93 | 97 | 15 | Composition blocks | 45-80-98/315 Composition blocks;
Pr_35_93_97_52 | 35 | 93 | 97 | 52 | Mosaic panels | 45-80-98/310 Mosaic panels;
Pr_35_93_97_96 | 35 | 93 | 97 | 96 | Wood blocks | 45-80-98/305 Wood blocks;
Pr_40 | 40 |  |  |  | Signage, sanitary fittings and fittings, furnishing and equipment (FF&E) products
Pr_40_10 | 40 | 10 |  |  | Signage products
Pr_40_10_27 | 40 | 10 | 27 |  | Electrical services signs
Pr_40_10_27_24 | 40 | 10 | 27 | 24 | Electrical diagrams | 90-90-55/395 Electrical diagrams generally;
Pr_40_10_27_27 | 40 | 10 | 27 | 27 | Electrical shock treatment signs | 90-90-55/320 Electrical shock treatment signs;
Pr_40_10_27_28 | 40 | 10 | 27 | 28 | Externally illuminated emergency exit signs | 90-90-55/360 Externally illuminated emergency exit signs;
Pr_40_10_27_43 | 40 | 10 | 27 | 43 | Induction loop system signs | 90-90-55/330 Signage for induction loop systems;
Pr_40_10_27_62 | 40 | 10 | 27 | 62 | Photoluminescent emergency signs | 90-90-55/370 Photoluminescent emergency signs;
Pr_40_10_27_63 | 40 | 10 | 27 | 63 | Photoluminescent low mounted way-guidance lighting | 90-90-55/380 Photoluminescent low mounted way-guidance lighting;
Pr_40_10_27_86 | 40 | 10 | 27 | 86 | Surveillance system signs | 90-90-55/340 CCTV signage;
Pr_40_10_27_88 | 40 | 10 | 27 | 88 | Telecommunications equipment and outlets labels | 90-90-55/350 Labels for telecommunications equipment and outlets;
Pr_40_10_27_91 | 40 | 10 | 27 | 91 | Underground cable marker tapes
Pr_40_10_57 | 40 | 10 | 57 |  | Notices, identification and labels
Pr_40_10_57_10 | 40 | 10 | 57 | 10 | Burnt clay warning marker tiles | 90-90-55/460 Warning marker tiles;
Pr_40_10_57_15 | 40 | 10 | 57 | 15 | Concrete warning marker tiles | 90-90-55/460 Warning marker tiles;
Pr_40_10_57_26 | 40 | 10 | 57 | 26 | Engraved mechanical plant and equipment identification labels | 90-90-55/480 Mechanical plant and equipment identification labels generally;
Pr_40_10_57_27 | 40 | 10 | 57 | 27 | Engraved valve charts and schematics | 90-90-55/490 Valve charts and schematics generally;
Pr_40_10_57_28 | 40 | 10 | 57 | 28 | Engraved valve identification labels | 90-90-55/495 Valve identification labels generally;
Pr_40_10_57_29 | 40 | 10 | 57 | 29 | Equipment labels and warning notices | 90-90-55/390 Equipment labels and warning notices;
Pr_40_10_57_32 | 40 | 10 | 57 | 32 | Fire hydrant indicator plates | 90-90-55/410 Indicator plates for fire hydrants;
Pr_40_10_57_36 | 40 | 10 | 57 | 36 | Heat shrink sleeves
Pr_40_10_57_39 | 40 | 10 | 57 | 39 | Images and logos | 45-25-25/395 Images and logos;
Pr_40_10_57_40 | 40 | 10 | 57 | 40 | Inclined stair lift notices
Pr_40_10_57_50 | 40 | 10 | 57 | 50 | Marker posts
Pr_40_10_57_52 | 40 | 10 | 57 | 52 | Metal ductwork labels | 90-90-55/420 Identifying ductwork;
Pr_40_10_57_56 | 40 | 10 | 57 | 56 | Nail identification washers | 45-35-45/340 Nails with identification washers;
Pr_40_10_57_60 | 40 | 10 | 57 | 60 | Paper valve charts and schematics | 90-90-55/490 Valve charts and schematics generally;
Pr_40_10_57_63 | 40 | 10 | 57 | 63 | Plants delivery labels | 45-35-45/320 Delivery labels for plants;
Pr_40_10_57_64 | 40 | 10 | 57 | 64 | Plants permanent labels | 45-35-45/330 Permanent labels for plants;
Pr_40_10_57_65 | 40 | 10 | 57 | 65 | Plastics ductwork labels | 90-90-55/420 Identifying ductwork;
Pr_40_10_57_66 | 40 | 10 | 57 | 66 | Plastics warning marker boards | 90-90-55/450 Warning marker boards;
Pr_40_10_57_67 | 40 | 10 | 57 | 67 | Platform lift notices
Pr_40_10_57_76 | 40 | 10 | 57 | 76 | Screen-printed mechanical plant and equipment identification labels | 90-90-55/480 Mechanical plant and equipment identification labels generally;
Pr_40_10_57_77 | 40 | 10 | 57 | 77 | Screen-printed valve identification labels | 90-90-55/495 Valve identification labels generally;
Pr_40_10_57_78 | 40 | 10 | 57 | 78 | Self-adhesive colour pipe bands | 90-90-55/430 Identifying pipework;
Pr_40_10_57_79 | 40 | 10 | 57 | 79 | Self-adhesive plastics ductwork labels and transfers | 90-90-55/420 Identifying ductwork;
Pr_40_10_57_96 | 40 | 10 | 57 | 96 | Warning marker tapes | 90-90-55/440 Warning marker tapes;
Pr_40_10_57_97 | 40 | 10 | 57 | 97 | Warning marker tiles | 45-80-95/345 Warning marker tiles;
Pr_40_10_57_98 | 40 | 10 | 57 | 98 | Water firefighting system identification and labels | 90-90-55/400 Identification and labels for water fire fighting systems;
Pr_40_10_77 | 40 | 10 | 77 |  | Signs and markers
Pr_40_10_77_02 | 40 | 10 | 77 | 02 | ‘A’ boards | 45-35-82/305 'A' boards;
Pr_40_10_77_04 | 40 | 10 | 77 | 04 | Alpha numeric characters | 45-35-82/310 Alpha numeric characters;
Pr_40_10_77_05 | 40 | 10 | 77 | 05 | Applied glazing details | 45-65-40/410 Applied details;
Pr_40_10_77_06 | 40 | 10 | 77 | 06 | Banner signs | 45-35-82/320 Banner signs;
Pr_40_10_77_08 | 40 | 10 | 77 | 08 | Braille signs
Pr_40_10_77_11 | 40 | 10 | 77 | 11 | Cabinet signs | 45-35-82/325 Cabinet signs;
Pr_40_10_77_22 | 40 | 10 | 77 | 22 | Designation signs
Pr_40_10_77_24 | 40 | 10 | 77 | 24 | Directory signs
Pr_40_10_77_29 | 40 | 10 | 77 | 29 | Fencing safety reflectors | 45-25-38/450 Safety reflectors;
Pr_40_10_77_30 | 40 | 10 | 77 | 30 | Finger signs | 45-35-82/355 Finger signs;
Pr_40_10_77_31 | 40 | 10 | 77 | 31 | Fire equipment signs | 45-35-82/345 Fire equipment signs;
Pr_40_10_77_32 | 40 | 10 | 77 | 32 | Fire escape route signs | 45-35-82/350 Escape route signs;
Pr_40_10_77_36 | 40 | 10 | 77 | 36 | Hazard delineators | 45-35-82/445 Hazard delineator;
Pr_40_10_77_37 | 40 | 10 | 77 | 37 | Highway marker posts | 45-35-82/435 Highway marker post;
Pr_40_10_77_38 | 40 | 10 | 77 | 38 | Hoarding signs
Pr_40_10_77_42 | 40 | 10 | 77 | 42 | Individual letter signs
Pr_40_10_77_46 | 40 | 10 | 77 | 46 | Ladder signs | 45-35-82/360 Ladder signs;
Pr_40_10_77_50 | 40 | 10 | 77 | 50 | Mandatory action signs | 45-35-82/370 Mandatory action signs;
Pr_40_10_77_52 | 40 | 10 | 77 | 52 | Monolith signs | 45-35-82/375 Monoliths;
Pr_40_10_77_53 | 40 | 10 | 77 | 53 | Moving signs
Pr_40_10_77_56 | 40 | 10 | 77 | 56 | Nameplates
Pr_40_10_77_63 | 40 | 10 | 77 | 63 | Plaques | 45-35-82/380 Plaques;
Pr_40_10_77_64 | 40 | 10 | 77 | 64 | Platform lift signs
Pr_40_10_77_66 | 40 | 10 | 77 | 66 | Prohibition signs | 45-35-82/395 Prohibition signs;
Pr_40_10_77_69 | 40 | 10 | 77 | 69 | Public access stair lift signs
Pr_40_10_77_70 | 40 | 10 | 77 | 70 | Rail traffic signs | 45-35-82/432 Rail traffic signs;
Pr_40_10_77_72 | 40 | 10 | 77 | 72 | Road traffic signs | 45-35-82/400 Road traffic signs;
Pr_40_10_77_75 | 40 | 10 | 77 | 75 | Safe condition signs | 45-35-82/405 Safe condition signs;
Pr_40_10_77_76 | 40 | 10 | 77 | 76 | Safety signs
Pr_40_10_77_77 | 40 | 10 | 77 | 77 | Signboards | 45-35-82/407 Signboards;
Pr_40_10_77_79 | 40 | 10 | 77 | 79 | Sliding cover signs | 45-35-82/410 Sliding cover signs;
Pr_40_10_77_82 | 40 | 10 | 77 | 82 | Stair lift signs
Pr_40_10_77_84 | 40 | 10 | 77 | 84 | Street sign plates
Pr_40_10_77_85 | 40 | 10 | 77 | 85 | Street signs
Pr_40_10_77_86 | 40 | 10 | 77 | 86 | Survey markers
Pr_40_10_77_88 | 40 | 10 | 77 | 88 | Toposcope
Pr_40_10_77_89 | 40 | 10 | 77 | 89 | Traffic cone
Pr_40_10_77_90 | 40 | 10 | 77 | 90 | Traffic cylinder | 45-35-82/440 Traffic cylinder;
Pr_40_10_77_94 | 40 | 10 | 77 | 94 | Verge markers
Pr_40_10_77_96 | 40 | 10 | 77 | 96 | Warning markers | 45-35-82/420 Warning marker signs;
Pr_40_10_77_97 | 40 | 10 | 77 | 97 | Warning signs | 45-35-82/415 Warning signs;
Pr_40_10_77_98 | 40 | 10 | 77 | 98 | Waymarker discs | 45-35-82/430 Waymarker discs;
Pr_40_10_77_99 | 40 | 10 | 77 | 99 | Waymarker posts | 45-35-82/425 Waymarker posts;
Pr_40_10_90 | 40 | 10 | 90 |  | Water and navigation aid signs
Pr_40_10_90_07 | 40 | 10 | 90 | 07 | Beacon
Pr_40_10_90_10 | 40 | 10 | 90 | 10 | Buoy
Pr_40_10_90_23 | 40 | 10 | 90 | 23 | Dolphin
Pr_40_10_90_31 | 40 | 10 | 90 | 31 | Fog signal
Pr_40_10_90_50 | 40 | 10 | 90 | 50 | Marine traffic signal
Pr_40_10_90_80 | 40 | 10 | 90 | 80 | Signage
Pr_40_10_96 | 40 | 10 | 96 |  | Wind direction indicator products
Pr_40_10_96_96 | 40 | 10 | 96 | 96 | Weathervanes
Pr_40_10_96_98 | 40 | 10 | 96 | 98 | Windsocks | 45-35-91/300 Windsock;
Pr_40_20 | 40 | 20 |  |  | Sanitary fittings and accessories
Pr_40_20_06 | 40 | 20 | 06 |  | Bathing fittings
Pr_40_20_06_02 | 40 | 20 | 06 | 02 | Accessible baths | 45-35-70/310 Accessible baths;
Pr_40_20_06_08 | 40 | 20 | 06 | 08 | Baths | 45-35-70/311 Baths;
Pr_40_20_06_11 | 40 | 20 | 06 | 11 | Bidets | 45-35-70/320 Bidets;
Pr_40_20_06_36 | 40 | 20 | 06 | 36 | Health care general baths
Pr_40_20_06_38 | 40 | 20 | 06 | 38 | Hospital pattern bidets
Pr_40_20_06_79 | 40 | 20 | 06 | 79 | Shower enclosures | 45-35-70/332 Shower enclosures;
Pr_40_20_06_83 | 40 | 20 | 06 | 83 | Shower seats | 45-35-72/352 Seating;
Pr_40_20_06_84 | 40 | 20 | 06 | 84 | Shower trays | 45-35-70/336 Shower trays;
Pr_40_20_06_99 | 40 | 20 | 06 | 99 | Whirlpool baths | 45-35-70/313 Whirlpool baths;
Pr_40_20_60 | 40 | 20 | 60 |  | Packaged sanitary fittings
Pr_40_20_60_02 | 40 | 20 | 60 | 02 | Accessible WC equipment packages | 45-35-70/407 Accessible WC Doc M equipment packages;
Pr_40_20_60_75 | 40 | 20 | 60 | 75 | Sauna room packages | 45-35-70/402 Sauna room packages;
Pr_40_20_60_78 | 40 | 20 | 60 | 78 | Shower enclosure packages | 45-35-70/403 Shower enclosure packages;
Pr_40_20_60_85 | 40 | 20 | 60 | 85 | Steam cabinet packages | 45-35-70/404 Steam cabinet packages;
Pr_40_20_60_86 | 40 | 20 | 60 | 86 | Steam room packages | 45-35-70/405 Steam room packages;
Pr_40_20_76 | 40 | 20 | 76 |  | Sanitary accessories
Pr_40_20_76_02 | 40 | 20 | 76 | 02 | Air fresheners | 45-35-72/312 Air fresheners;
Pr_40_20_76_06 | 40 | 20 | 76 | 06 | Baby changing units | 45-35-72/316 Baby changing units;
Pr_40_20_76_07 | 40 | 20 | 76 | 07 | Bath panels | 45-35-70/316 Bath panels;
Pr_40_20_76_82 | 40 | 20 | 76 | 82 | Soap dishes | 45-35-72/356 Soap dishes;
Pr_40_20_76_83 | 40 | 20 | 76 | 83 | Splashbacks
Pr_40_20_76_84 | 40 | 20 | 76 | 84 | Support rails | 45-35-72/360 Support rails;
Pr_40_20_76_86 | 40 | 20 | 76 | 86 | Toilet brush holders | 45-35-72/364 Toilet brush holders;
Pr_40_20_76_88 | 40 | 20 | 76 | 88 | Toilet roll holders | 45-35-72/368 Toilet roll holders;
Pr_40_20_76_89 | 40 | 20 | 76 | 89 | Toothbrush holders | 45-35-72/370 Toothbrush holders;
Pr_40_20_76_90 | 40 | 20 | 76 | 90 | Towel rails | 45-35-72/372 Towel rails;
Pr_40_20_76_91 | 40 | 20 | 76 | 91 | Towel rings | 45-35-72/374 Towel rings;
Pr_40_20_76_92 | 40 | 20 | 76 | 92 | Tumbler holders | 45-35-72/376 Tumbler holders;
Pr_40_20_76_94 | 40 | 20 | 76 | 94 | Vanity units | 45-35-72/378 Vanity units;
Pr_40_20_76_98 | 40 | 20 | 76 | 98 | WC pan backrests | 45-35-72/382 WC backrests;
Pr_40_20_87 | 40 | 20 | 87 |  | Taps and water supply outlet fittings
Pr_40_20_87_07 | 40 | 20 | 87 | 07 | Bath manual water supply sets | 45-35-70/315 Water supply fittings for baths;
Pr_40_20_87_08 | 40 | 20 | 87 | 08 | Bath spouts
Pr_40_20_87_09 | 40 | 20 | 87 | 09 | Bath taps | 45-35-70/315 Water supply fittings for baths;
Pr_40_20_87_10 | 40 | 20 | 87 | 10 | Bath thermostatic water supply sets | 45-35-70/315 Water supply fittings for baths;
Pr_40_20_87_11 | 40 | 20 | 87 | 11 | Bidet taps | 45-35-70/323 Water supply fittings for bidets;
Pr_40_20_87_24 | 40 | 20 | 87 | 24 | Drinking fountains | 45-35-70/400 Drinking fountain packages;
Pr_40_20_87_28 | 40 | 20 | 87 | 28 | Eye wash fountains | 45-35-70/406 Wash fountain packages;
Pr_40_20_87_31 | 40 | 20 | 87 | 31 | Foot-operated valves
Pr_40_20_87_33 | 40 | 20 | 87 | 33 | Garden taps
Pr_40_20_87_35 | 40 | 20 | 87 | 35 | Grip valves
Pr_40_20_87_43 | 40 | 20 | 87 | 43 | Key-operated valves
Pr_40_20_87_49 | 40 | 20 | 87 | 49 | Knee-operated valves
Pr_40_20_87_75 | 40 | 20 | 87 | 75 | Shower fittings package | 45-35-70/330 Shower fittings package;
Pr_40_20_87_76 | 40 | 20 | 87 | 76 | Shower heads | 45-35-70/333 Shower heads;
Pr_40_20_87_77 | 40 | 20 | 87 | 77 | Shower head holder
Pr_40_20_87_78 | 40 | 20 | 87 | 78 | Shower manual water supply sets | 45-35-70/335 Shower mixers;
Pr_40_20_87_79 | 40 | 20 | 87 | 79 | Shower self-closing (emergency) valves
Pr_40_20_87_80 | 40 | 20 | 87 | 80 | Shower thermostatic valves | 45-35-70/335 Shower mixers;
Pr_40_20_87_81 | 40 | 20 | 87 | 81 | Shower thermostatic water supply sets | 45-35-70/335 Shower mixers;
Pr_40_20_87_82 | 40 | 20 | 87 | 82 | Sink manual water supply sets | 45-35-70/345 Water supply fittings for sinks;
Pr_40_20_87_83 | 40 | 20 | 87 | 83 | Sink spouts
Pr_40_20_87_84 | 40 | 20 | 87 | 84 | Sink taps | 45-35-70/345 Water supply fittings for sinks;
Pr_40_20_87_85 | 40 | 20 | 87 | 85 | Sink thermostatic water supply sets | 45-35-70/345 Water supply fittings for sinks;
Pr_40_20_87_96 | 40 | 20 | 87 | 96 | Washbasin manual water supply sets | 45-35-70/371 Water supply fittings for wash basins and troughs;
Pr_40_20_87_97 | 40 | 20 | 87 | 97 | Washbasin spouts
Pr_40_20_87_98 | 40 | 20 | 87 | 98 | Washbasin taps | 45-35-70/371 Water supply fittings for wash basins and troughs;
Pr_40_20_87_99 | 40 | 20 | 87 | 99 | Washbasin thermostatic water supply sets | 45-35-70/371 Water supply fittings for wash basins and troughs;
Pr_40_20_93 | 40 | 20 | 93 |  | Urinal and WC fittings
Pr_40_20_93_36 | 40 | 20 | 93 | 36 | Health care macerators | 45-35-70/420 Health care macerators for clinical, hygiene and sanitary products;
Pr_40_20_93_37 | 40 | 20 | 93 | 37 | Hospital pattern disposal units | 45-35-70/381 Hospital pattern disposal units;
Pr_40_20_93_38 | 40 | 20 | 93 | 38 | Hospital pattern urinals
Pr_40_20_93_39 | 40 | 20 | 93 | 39 | Hospital pattern WC pans and cisterns
Pr_40_20_93_62 | 40 | 20 | 93 | 62 | Pre-plumbed installation frames | 45-35-70/421 Preplumbed installation frames;
Pr_40_20_93_74 | 40 | 20 | 93 | 74 | Urinal dividers | 45-35-70/358 Urinal divider;
Pr_40_20_93_77 | 40 | 20 | 93 | 77 | Slab urinals | 45-35-70/352 Slab urinals;
Pr_40_20_93_78 | 40 | 20 | 93 | 78 | Urinal cisterns | 45-35-70/354 Urinal cisterns;
Pr_40_20_93_79 | 40 | 20 | 93 | 79 | Urinal flushing valves | 45-35-70/355 Urinal flushing valves;
Pr_40_20_93_80 | 40 | 20 | 93 | 80 | Urinal flush pipe | 45-35-70/356 Urinal flush pipes;
Pr_40_20_93_81 | 40 | 20 | 93 | 81 | Urinal wastes | 45-35-70/357 Wastes for urinals;
Pr_40_20_93_82 | 40 | 20 | 93 | 82 | Wall-hung urinals | 45-35-70/350 Wall hung urinals;
Pr_40_20_93_84 | 40 | 20 | 93 | 84 | Waterless urinals | 45-35-70/353 Waterless urinals;
Pr_40_20_93_85 | 40 | 20 | 93 | 85 | Waterless WC packages (composting toilets) | 45-35-70/408 Waterless WC packages (composting toilets);
Pr_40_20_93_86 | 40 | 20 | 93 | 86 | WC and washbasin combined units | 45-35-70/410 WC and washbasin combined units;
Pr_40_20_93_87 | 40 | 20 | 93 | 87 | WC cistern fittings | 45-35-70/387 WC cistern fittings;
Pr_40_20_93_89 | 40 | 20 | 93 | 89 | WC cisterns | 45-35-70/383 WC cisterns;
Pr_40_20_93_90 | 40 | 20 | 93 | 90 | WC cistern flush pipes | 45-35-70/388 WC cistern flush pipes;
Pr_40_20_93_91 | 40 | 20 | 93 | 91 | WC flushing valves | 45-35-70/389 WC flushing valves;
Pr_40_20_93_92 | 40 | 20 | 93 | 92 | WC large capacity replacement cisterns
Pr_40_20_93_93 | 40 | 20 | 93 | 93 | WC pan connectors | 45-35-70/390 WC pan connectors;
Pr_40_20_93_94 | 40 | 20 | 93 | 94 | WC pans | 45-35-70/384 WC pans;
Pr_40_20_93_95 | 40 | 20 | 93 | 95 | WC seats and covers | 45-35-70/391 WC seats and covers;
Pr_40_20_93_96 | 40 | 20 | 93 | 96 | WC squatting pans | 45-35-70/385 WC squatting pans;
Pr_40_20_93_97 | 40 | 20 | 93 | 97 | WC suites | 45-35-70/380 WC suites;
Pr_40_20_93_99 | 40 | 20 | 93 | 99 | WC, wash and dry combined units | 45-35-70/409 WC, wash and dry combined units;
Pr_40_20_96 | 40 | 20 | 96 |  | Wash basins, sinks and troughs
Pr_40_20_96_15 | 40 | 20 | 96 | 15 | Ceramic sinks | 45-35-70/340 Ceramic sinks;
Pr_40_20_96_17 | 40 | 20 | 96 | 17 | Commercial kitchen rinsing sinks | 45-35-15/430 Commercial rinsing sinks;
Pr_40_20_96_18 | 40 | 20 | 96 | 18 | Counter top wash basins | 45-35-70/360 Counter top wash basins;
Pr_40_20_96_34 | 40 | 20 | 96 | 34 | Health care clinical sinks with drainers
Pr_40_20_96_35 | 40 | 20 | 96 | 35 | Health care clinical wash basins
Pr_40_20_96_36 | 40 | 20 | 96 | 36 | Health care domestic service sinks
Pr_40_20_96_37 | 40 | 20 | 96 | 37 | Health care general wash basins
Pr_40_20_96_38 | 40 | 20 | 96 | 38 | Health care hand rinse basins
Pr_40_20_96_39 | 40 | 20 | 96 | 39 | Hospital pattern plaster sinks | 45-35-70/343 Hospital pattern plaster sinks;
Pr_40_20_96_40 | 40 | 20 | 96 | 40 | Hospital pattern scrub-up troughs
Pr_40_20_96_42 | 40 | 20 | 96 | 42 | Integral wash basins and vanity tops | 45-35-70/367 Vanity tops with integral wash basins;
Pr_40_20_96_44 | 40 | 20 | 96 | 44 | Janitorial sinks | 45-35-70/401 Janitorial units;
Pr_40_20_96_45 | 40 | 20 | 96 | 45 | Kitchen sinks | 45-35-15/432 Commercial stainless steel sinks;
Pr_40_20_96_46 | 40 | 20 | 96 | 46 | Laundry troughs
Pr_40_20_96_63 | 40 | 20 | 96 | 63 | Pedestal wash basins | 45-35-70/365 Pedestal wash basins;
Pr_40_20_96_70 | 40 | 20 | 96 | 70 | Recessed wash basins
Pr_40_20_96_81 | 40 | 20 | 96 | 81 | Sinks | 45-35-70/344 Sinks;
Pr_40_20_96_92 | 40 | 20 | 96 | 92 | Undermounted wash basins
Pr_40_20_96_95 | 40 | 20 | 96 | 95 | Wall-hung hand rinse basins | 45-35-70/368 Wall hung hand rinse basins;
Pr_40_20_96_96 | 40 | 20 | 96 | 96 | Wall-hung wash basins | 45-35-70/369 Wall hung wash basins;
Pr_40_20_96_99 | 40 | 20 | 96 | 99 | Wash troughs | 45-35-70/370 Wash troughs;
Pr_40_30 | 40 | 30 |  |  | Fittings
Pr_40_30_04 | 40 | 30 | 04 |  | Animal housing
Pr_40_30_04_02 | 40 | 30 | 04 | 02 | Animal feeding stations | 45-35-86/363 Animal feeding stations;
Pr_40_30_04_06 | 40 | 30 | 04 | 06 | Bat boxes | 45-35-86/353 Bat boxes;
Pr_40_30_04_07 | 40 | 30 | 04 | 07 | Bird baths
Pr_40_30_04_08 | 40 | 30 | 04 | 08 | Bird boxes | 45-35-86/355 Bird boxes;
Pr_40_30_04_09 | 40 | 30 | 04 | 09 | Bird roosts | 45-35-86/365 Bird roosts;
Pr_40_30_04_15 | 40 | 30 | 04 | 15 | Columbaria | 45-35-86/369 Columbaria and dovecotes;
Pr_40_30_04_24 | 40 | 30 | 04 | 24 | Dog kennels | 45-35-86/351 Dog kennels;
Pr_40_30_04_25 | 40 | 30 | 04 | 25 | Dovecotes | 45-35-86/369 Columbaria and dovecotes;
Pr_40_30_04_41 | 40 | 30 | 04 | 41 | Insect houses | 45-35-86/359 Insect houses;
Pr_40_30_04_50 | 40 | 30 | 04 | 50 | Mammal houses | 45-35-86/357 Mammal houses;
Pr_40_30_04_56 | 40 | 30 | 04 | 56 | Nesting baskets | 45-35-86/361 Nesting baskets;
Pr_40_30_04_57 | 40 | 30 | 04 | 57 | Nest poles and platforms | 45-35-86/367 Nest poles and platforms;
Pr_40_30_04_70 | 40 | 30 | 04 | 70 | Raptor poles
Pr_40_30_20 | 40 | 30 | 20 |  | Curtains and screens
Pr_40_30_20_13 | 40 | 30 | 20 | 13 | Choir screens
Pr_40_30_20_38 | 40 | 30 | 20 | 38 | Hospital bed screens
Pr_40_30_20_58 | 40 | 30 | 20 | 58 | Organ screens
Pr_40_30_20_59 | 40 | 30 | 20 | 59 | Ornamental screens
Pr_40_30_20_63 | 40 | 30 | 20 | 63 | Privacy curtain supports
Pr_40_30_20_64 | 40 | 30 | 20 | 64 | Privacy curtains | 45-35-72/346 Privacy curtains;
Pr_40_30_20_65 | 40 | 30 | 20 | 65 | Privacy screens
Pr_40_30_20_67 | 40 | 30 | 20 | 67 | PVC strip curtain sets | 45-25-28/410 PVC strip curtain sets;
Pr_40_30_20_71 | 40 | 30 | 20 | 71 | Relaxation screens
Pr_40_30_20_77 | 40 | 30 | 20 | 77 | Shower curtain rails | 45-35-70/334 Shower curtain rails;
Pr_40_30_20_78 | 40 | 30 | 20 | 78 | Shower curtains | 45-35-70/331 Shower curtains;
Pr_40_30_20_83 | 40 | 30 | 20 | 83 | Stage curtain supports
Pr_40_30_20_84 | 40 | 30 | 20 | 84 | Stage curtains
Pr_40_30_20_96 | 40 | 30 | 20 | 96 | Window curtain supports | 45-35-35/440 Curtain supports;
Pr_40_30_20_97 | 40 | 30 | 20 | 97 | Window curtains | 45-35-35/310 Curtains;
Pr_40_30_21 | 40 | 30 | 21 |  | Cycle stands and lockers
Pr_40_30_21_02 | 40 | 30 | 21 | 02 | Aluminium cycle lockers | 45-35-86/311 Aluminium cycle lockers;
Pr_40_30_21_11 | 40 | 30 | 21 | 11 | Carbon steel cycle lockers | 45-35-86/315 Carbon steel cycle lockers;
Pr_40_30_21_12 | 40 | 30 | 21 | 12 | Carbon steel cycle stands | 45-35-86/301 Carbon steel cycle stands;
Pr_40_30_21_13 | 40 | 30 | 21 | 13 | Ceiling-mounted cycle supports
Pr_40_30_21_35 | 40 | 30 | 21 | 35 | Ground-mounted cycle stands
Pr_40_30_21_36 | 40 | 30 | 21 | 36 | Hardwood cycle stands | 45-35-86/305 Hardwood cycle stands;
Pr_40_30_21_65 | 40 | 30 | 21 | 65 | Plastics cycle lockers | 45-35-86/313 Plastics cycle lockers;
Pr_40_30_21_83 | 40 | 30 | 21 | 83 | Stainless steel cycle lockers | 45-35-86/317 Stainless steel cycle lockers;
Pr_40_30_21_84 | 40 | 30 | 21 | 84 | Stainless steel cycle stands | 45-35-86/303 Stainless steel cycle stands;
Pr_40_30_21_96 | 40 | 30 | 21 | 96 | Wall-mounted cycle stands | 45-35-95/315 Worktops;
Pr_40_30_22 | 40 | 30 | 22 |  | Deterrents and traps
Pr_40_30_22_02 | 40 | 30 | 22 | 02 | Animal deterrents
Pr_40_30_22_05 | 40 | 30 | 22 | 05 | Bait stations | 45-35-22/420 Bait stations;
Pr_40_30_22_06 | 40 | 30 | 22 | 06 | Bird deterrent spikes | 45-35-22/305 Bird deterrent spikes;
Pr_40_30_22_11 | 40 | 30 | 22 | 11 | Cage traps | 45-35-22/380 Cage or box traps;
Pr_40_30_22_14 | 40 | 30 | 22 | 14 | Coiled wire bird deterrents | 45-35-22/310 Coiled wire bird deterrents;
Pr_40_30_22_22 | 40 | 30 | 22 | 22 | Decoy predators
Pr_40_30_22_26 | 40 | 30 | 22 | 26 | Electric pulse tactile/track bird deterrents | 45-35-22/315 Electric pulse track bird deterrents;
Pr_40_30_22_30 | 40 | 30 | 22 | 30 | Flight diverters
Pr_40_30_22_31 | 40 | 30 | 22 | 31 | Frond bird deterrents | 45-35-22/320 Frond bird deterrents;
Pr_40_30_22_34 | 40 | 30 | 22 | 34 | Guard barriers
Pr_40_30_22_38 | 40 | 30 | 22 | 38 | Humane traps
Pr_40_30_22_40 | 40 | 30 | 22 | 40 | Inclined surface bird deterrents | 45-35-22/325 Inclined surface bird deterrents;
Pr_40_30_22_46 | 40 | 30 | 22 | 46 | Laser bird repellers
Pr_40_30_22_48 | 40 | 30 | 22 | 48 | Low tension wire bird (gull) deterrents | 45-35-22/330 Low tension wire (gull) deterrents;
Pr_40_30_22_56 | 40 | 30 | 22 | 56 | Non-toxic rat and mouse baits
Pr_40_30_22_60 | 40 | 30 | 22 | 60 | Pheromone traps | 45-35-22/385 Pheromone traps;
Pr_40_30_22_64 | 40 | 30 | 22 | 64 | Powered traps
Pr_40_30_22_66 | 40 | 30 | 22 | 66 | Powered ultraviolet light traps | 45-35-22/390 Powered ultraviolet light trap;
Pr_40_30_22_76 | 40 | 30 | 22 | 76 | Scare eyes
Pr_40_30_22_80 | 40 | 30 | 22 | 80 | Sonic deterrents | 45-35-22/345 Sonic threat deterrents;
Pr_40_30_22_82 | 40 | 30 | 22 | 82 | Spring traps
Pr_40_30_22_84 | 40 | 30 | 22 | 84 | Sprung tension wire bird deterrents | 45-35-22/350 Sprung tension wire bird deterrents;
Pr_40_30_22_87 | 40 | 30 | 22 | 87 | Tactile gels and liquids deterrents | 45-35-22/355 Tactile gel or liquid deterrents;
Pr_40_30_22_89 | 40 | 30 | 22 | 89 | Taste and scent bird deterrents | 45-35-22/360 Taste or scent deterrents;
Pr_40_30_22_92 | 40 | 30 | 22 | 92 | Ultrasonic rodent repellers
Pr_40_30_22_95 | 40 | 30 | 22 | 95 | Vision disturbance bird deterrents | 45-35-22/365 Vision disturbance bird deterrents;
Pr_40_30_22_96 | 40 | 30 | 22 | 96 | Visual threat bird deterrents | 45-35-22/370 Visual threat bird deterrents;
Pr_40_30_25 | 40 | 30 | 25 |  | Display and presentation fittings
Pr_40_30_25_03 | 40 | 30 | 25 | 03 | Audible signs | 45-35-82/315 Audible signs;
Pr_40_30_25_04 | 40 | 30 | 25 | 04 | Audio visual furniture | 45-35-25/305 Audio visual furniture;
Pr_40_30_25_13 | 40 | 30 | 25 | 13 | Chalkboards | 45-35-25/310 Chalkboards;
Pr_40_30_25_17 | 40 | 30 | 25 | 17 | Computer generated signs | 45-35-82/330 Computer generated signs;
Pr_40_30_25_21 | 40 | 30 | 25 | 21 | Demountable podiums and staging | 45-35-25/315 Demountable podia and staging;
Pr_40_30_25_22 | 40 | 30 | 25 | 22 | Desktop lecterns
Pr_40_30_25_23 | 40 | 30 | 25 | 23 | Display screens
Pr_40_30_25_25 | 40 | 30 | 25 | 25 | Dot matrix displays | 45-35-82/340 Dot matrix displays;
Pr_40_30_25_30 | 40 | 30 | 25 | 30 | Freestanding screens | 45-35-25/320 Freestanding screens;
Pr_40_30_25_42 | 40 | 30 | 25 | 42 | Interactive whiteboards
Pr_40_30_25_46 | 40 | 30 | 25 | 46 | Lecterns | 45-35-25/325 Presentation lecterns;
Pr_40_30_25_47 | 40 | 30 | 25 | 47 | Light emitting diode (LED) panels
Pr_40_30_25_48 | 40 | 30 | 25 | 48 | Liquid crystal display (LCD) panels | 45-35-82/365 Liquid crystal display panels (LCD);
Pr_40_30_25_50 | 40 | 30 | 25 | 50 | Magnetic boards | 45-35-55/330 Magnetic boards;
Pr_40_30_25_55 | 40 | 30 | 25 | 55 | Multimedia screens
Pr_40_30_25_58 | 40 | 30 | 25 | 58 | Notice boards | 45-35-55/340 Notice boards;
Pr_40_30_25_64 | 40 | 30 | 25 | 64 | Pinboards | 45-35-55/350 Pin boards;
Pr_40_30_25_65 | 40 | 30 | 25 | 65 | Plasma display screens | 45-35-82/385 Plasma display panels;
Pr_40_30_25_67 | 40 | 30 | 25 | 67 | Projection screens
Pr_40_30_25_71 | 40 | 30 | 25 | 71 | Retail display fittings
Pr_40_30_25_88 | 40 | 30 | 25 | 88 | Teaching walls | 45-35-25/330 Teaching walls;
Pr_40_30_25_96 | 40 | 30 | 25 | 96 | Whiteboards | 45-35-25/335 Whiteboards;
Pr_40_30_26 | 40 | 30 | 26 |  | Drying lines
Pr_40_30_26_09 | 40 | 30 | 26 | 09 | Bathroom clothes drying lines | 45-35-72/324 Clothes drying lines;
Pr_40_30_26_58 | 40 | 30 | 26 | 58 | Outdoor clothes rotary driers | 45-35-86/343 Rotary clothes driers;
Pr_40_30_26_59 | 40 | 30 | 26 | 59 | Outdoor clothes drying lines
Pr_40_30_26_63 | 40 | 30 | 26 | 63 | Photographic film drying lines
Pr_40_30_26_93 | 40 | 30 | 26 | 93 | Utility room clothes drying lines
Pr_40_30_29 | 40 | 30 | 29 |  | Fitted chairs, seats and benches
Pr_40_30_29_05 | 40 | 30 | 29 | 05 | Auditorium seating
Pr_40_30_29_12 | 40 | 30 | 29 | 12 | Choir seating
Pr_40_30_29_13 | 40 | 30 | 29 | 13 | Choir stalls
Pr_40_30_29_22 | 40 | 30 | 29 | 22 | Demountable seats | 45-35-20/350 Retractable and demountable seating;
Pr_40_30_29_29 | 40 | 30 | 29 | 29 | Fixed seats | 45-35-20/345 Fixed seating;
Pr_40_30_29_31 | 40 | 30 | 29 | 31 | Fixed observation poolside chairs | 45-35-90/325 Observation chairs (fixed);
Pr_40_30_29_61 | 40 | 30 | 29 | 61 | Pedicure chairs
Pr_40_30_29_72 | 40 | 30 | 29 | 72 | Retractable seats | 45-35-20/350 Retractable and demountable seating;
Pr_40_30_29_83 | 40 | 30 | 29 | 83 | Spa foot ritual benches
Pr_40_30_29_84 | 40 | 30 | 29 | 84 | Street and site benches
Pr_40_30_29_85 | 40 | 30 | 29 | 85 | Street and site seats
Pr_40_30_29_88 | 40 | 30 | 29 | 88 | Thrones
Pr_40_30_29_96 | 40 | 30 | 29 | 96 | Wall-fixed lift-up seats
Pr_40_30_29_97 | 40 | 30 | 29 | 97 | Wall-mounted gallery benches
Pr_40_30_30 | 40 | 30 | 30 |  | Fitted desks, tables and worktops
Pr_40_30_30_18 | 40 | 30 | 30 | 18 | Counter tops | 45-35-95/310 Counter tops;
Pr_40_30_30_22 | 40 | 30 | 30 | 22 | Dishwasher inlet tables | 45-35-15/434 Dishwasher inlet tables;
Pr_40_30_30_23 | 40 | 30 | 30 | 23 | Dishwasher outlet tables | 45-35-15/436 Dishwasher outlet tables;
Pr_40_30_30_32 | 40 | 30 | 30 | 32 | Food preparation worktops | 45-35-15/460 Stainless steel bench units;
Pr_40_30_30_42 | 40 | 30 | 30 | 42 | Industrial work benches
Pr_40_30_30_45 | 40 | 30 | 30 | 45 | Kitchen splashbacks | 45-35-15/464 Splashbacks;
Pr_40_30_30_47 | 40 | 30 | 30 | 47 | Laboratory work benches
Pr_40_30_30_48 | 40 | 30 | 30 | 48 | Laboratory worktops
Pr_40_30_30_62 | 40 | 30 | 30 | 62 | Picnic tables | 45-35-86/325 Picnic tables;
Pr_40_30_30_71 | 40 | 30 | 30 | 71 | Reception desks
Pr_40_30_30_78 | 40 | 30 | 30 | 78 | School art, design and technology work benches
Pr_40_30_30_79 | 40 | 30 | 30 | 79 | Servery counters
Pr_40_30_30_80 | 40 | 30 | 30 | 80 | Sink tables
Pr_40_30_30_86 | 40 | 30 | 30 | 86 | Street and site tables | 45-35-86/327 Tables;
Pr_40_30_30_96 | 40 | 30 | 30 | 96 | Worktops
Pr_40_30_31 | 40 | 30 | 31 |  | Flagpoles
Pr_40_30_31_29 | 40 | 30 | 31 | 29 | Fan-assisted ground-mounted flagpoles
Pr_40_30_31_33 | 40 | 30 | 31 | 33 | Ground-mounted banner poles | 45-35-86/341 Flagstaffs;
Pr_40_30_31_34 | 40 | 30 | 31 | 34 | Ground-mounted flagpoles | 45-35-86/341 Flagstaffs;
Pr_40_30_31_35 | 40 | 30 | 31 | 35 | Ground-mounted sleeved flagpoles
Pr_40_30_31_53 | 40 | 30 | 31 | 53 | Mobile telescopic flagpoles
Pr_40_30_31_70 | 40 | 30 | 31 | 70 | Rigged and guyed flagpoles
Pr_40_30_31_71 | 40 | 30 | 31 | 71 | Rigged un-guyed flagpoles
Pr_40_30_31_96 | 40 | 30 | 31 | 96 | Wall-mounted flagpoles
Pr_40_30_50 | 40 | 30 | 50 |  | Mail fittings
Pr_40_30_50_46 | 40 | 30 | 50 | 46 | Letter boxes | 45-25-38/345 Letter boxes;
Pr_40_30_50_47 | 40 | 30 | 50 | 47 | Letter cages
Pr_40_30_50_48 | 40 | 30 | 50 | 48 | Letter plate internal flaps and seals | 45-25-38/350 Letter plate internal flaps or seals;
Pr_40_30_50_49 | 40 | 30 | 50 | 49 | Letter plates | 45-25-38/355 Letter plates;
Pr_40_30_50_62 | 40 | 30 | 50 | 62 | Pigeonholes
Pr_40_30_50_65 | 40 | 30 | 50 | 65 | Post boxes
Pr_40_30_55 | 40 | 30 | 55 |  | Musical instruments
Pr_40_30_55_06 | 40 | 30 | 55 | 06 | Bell frames
Pr_40_30_55_07 | 40 | 30 | 55 | 07 | Bell headstocks
Pr_40_30_55_08 | 40 | 30 | 55 | 08 | Bell wheels
Pr_40_30_55_10 | 40 | 30 | 55 | 10 | Bracket bells
Pr_40_30_55_77 | 40 | 30 | 55 | 77 | Ship’s bells | 45-25-38/365 Ships bell;
Pr_40_30_55_89 | 40 | 30 | 55 | 89 | Tower bells
Pr_40_30_55_90 | 40 | 30 | 55 | 90 | Tubular bells
Pr_40_30_55_91 | 40 | 30 | 55 | 91 | Turret bells
Pr_40_30_61 | 40 | 30 | 61 |  | Play equipment
Pr_40_30_61_15 | 40 | 30 | 61 | 15 | Climbing frames | 45-35-60/341 Climbing frames;
Pr_40_30_61_18 | 40 | 30 | 61 | 18 | Combined play structures | 45-35-60/331 Combined play structures;
Pr_40_30_61_40 | 40 | 30 | 61 | 40 | Imaginative play structures | 45-35-60/335 Imaginative play structures;
Pr_40_30_61_42 | 40 | 30 | 61 | 42 | Infant’s swings | 45-35-60/327 Swings;
Pr_40_30_61_52 | 40 | 30 | 61 | 52 | Modular play climbers | 45-35-60/339 Modular climbers;
Pr_40_30_61_61 | 40 | 30 | 61 | 61 | Play panels | 45-35-60/337 Play panels;
Pr_40_30_61_62 | 40 | 30 | 61 | 62 | Play pools | 45-35-60/355 Pools;
Pr_40_30_61_63 | 40 | 30 | 61 | 63 | Play roundabouts | 45-35-60/323 Roundabouts;
Pr_40_30_61_64 | 40 | 30 | 61 | 64 | Play runways | 45-35-60/319 Runways;
Pr_40_30_61_65 | 40 | 30 | 61 | 65 | Play sandpits | 45-35-60/357 Sandpits;
Pr_40_30_61_66 | 40 | 30 | 61 | 66 | Play slides | 45-35-60/321 Slides;
Pr_40_30_61_67 | 40 | 30 | 61 | 67 | Play swings | 45-35-60/327 Swings;
Pr_40_30_61_77 | 40 | 30 | 61 | 77 | See-saws | 45-35-60/311 See-saws;
Pr_40_30_61_78 | 40 | 30 | 61 | 78 | Sensory play structures | 45-35-60/333 Sensory play structures;
Pr_40_30_61_79 | 40 | 30 | 61 | 79 | Sit-on rockers | 45-35-60/313 Sit-on rockers;
Pr_40_30_61_82 | 40 | 30 | 61 | 82 | Spinning poles | 45-35-60/325 Spinning poles;
Pr_40_30_61_88 | 40 | 30 | 61 | 88 | Traditional rockers | 45-35-60/315 Traditional rockers;
Pr_40_30_61_95 | 40 | 30 | 61 | 95 | Water play equipment | 90-15-90/451 Water play equipment;
Pr_40_30_61_96 | 40 | 30 | 61 | 96 | Water play fountains | 45-35-60/351 Water play fountains;
Pr_40_30_61_97 | 40 | 30 | 61 | 97 | Water play structures | 45-35-60/353 Water play structures;
Pr_40_30_61_98 | 40 | 30 | 61 | 98 | Wobble boards | 45-35-60/317 Wobble boards;
Pr_40_30_65 | 40 | 30 | 65 |  | Point of sale fittings
Pr_40_30_65_11 | 40 | 30 | 65 | 11 | Cash registers
Pr_40_30_65_12 | 40 | 30 | 65 | 12 | Cash transfer units
Pr_40_30_65_13 | 40 | 30 | 65 | 13 | Cashier drawers
Pr_40_30_65_60 | 40 | 30 | 65 | 60 | Paystations and troughs
Pr_40_30_65_65 | 40 | 30 | 65 | 65 | Point of sale units
Pr_40_30_65_88 | 40 | 30 | 65 | 88 | Tills
Pr_40_30_66 | 40 | 30 | 66 |  | Poster display units
Pr_40_30_66_22 | 40 | 30 | 66 | 22 | Digital poster display units | 45-35-82/335 Digital poster displays;
Pr_40_30_66_73 | 40 | 30 | 66 | 73 | Rolling poster display units
Pr_40_30_66_74 | 40 | 30 | 66 | 74 | Rotating poster display units
Pr_40_30_66_84 | 40 | 30 | 66 | 84 | Static poster display units
Pr_40_30_71 | 40 | 30 | 71 |  | Religious fittings
Pr_40_30_71_01 | 40 | 30 | 71 | 01 | Abats-voix
Pr_40_30_71_03 | 40 | 30 | 71 | 03 | Ambons
Pr_40_30_71_06 | 40 | 30 | 71 | 06 | Baldachins
Pr_40_30_71_07 | 40 | 30 | 71 | 07 | Bimahs
Pr_40_30_71_31 | 40 | 30 | 71 | 31 | Fonts
Pr_40_30_71_36 | 40 | 30 | 71 | 36 | Hassocks
Pr_40_30_71_51 | 40 | 30 | 71 | 51 | Minbars
Pr_40_30_71_56 | 40 | 30 | 71 | 56 | Nave lecterns
Pr_40_30_71_68 | 40 | 30 | 71 | 68 | Pulpits
Pr_40_30_75 | 40 | 30 | 75 |  | Safes and security cabinets
Pr_40_30_75_11 | 40 | 30 | 75 | 11 | Cash safes
Pr_40_30_75_16 | 40 | 30 | 75 | 16 | Computer safes
Pr_40_30_75_20 | 40 | 30 | 75 | 20 | Cupboard safes
Pr_40_30_75_21 | 40 | 30 | 75 | 21 | Data protection safes
Pr_40_30_75_22 | 40 | 30 | 75 | 22 | Deposit safes
Pr_40_30_75_29 | 40 | 30 | 75 | 29 | Fire protection safes
Pr_40_30_75_30 | 40 | 30 | 75 | 30 | Firearm security cabinets
Pr_40_30_75_31 | 40 | 30 | 75 | 31 | Floorboard safes
Pr_40_30_75_36 | 40 | 30 | 75 | 36 | High security safes
Pr_40_30_75_38 | 40 | 30 | 75 | 38 | Home and office safes
Pr_40_30_75_39 | 40 | 30 | 75 | 39 | Hotel safes
Pr_40_30_75_45 | 40 | 30 | 75 | 45 | Key safes
Pr_40_30_75_49 | 40 | 30 | 75 | 49 | Lead security cabinets
Pr_40_30_75_51 | 40 | 30 | 75 | 51 | Medical safes
Pr_40_30_75_55 | 40 | 30 | 75 | 55 | Multi-purpose security cabinets
Pr_40_30_75_60 | 40 | 30 | 75 | 60 | Parcel safes
Pr_40_30_75_63 | 40 | 30 | 75 | 63 | Plate safes
Pr_40_30_75_76 | 40 | 30 | 75 | 76 | Secure rooms
Pr_40_30_75_84 | 40 | 30 | 75 | 84 | Steel security cabinets
Pr_40_30_75_90 | 40 | 30 | 75 | 90 | Tool vaults
Pr_40_30_75_93 | 40 | 30 | 75 | 93 | Underfloor safes
Pr_40_30_75_94 | 40 | 30 | 75 | 94 | Vault doors
Pr_40_30_75_96 | 40 | 30 | 75 | 96 | Wall safes
Pr_40_30_78 | 40 | 30 | 78 |  | Shelves and storage units
Pr_40_30_78_01 | 40 | 30 | 78 | 01 | Airing cabinets
Pr_40_30_78_02 | 40 | 30 | 78 | 02 | Archive shelves
Pr_40_30_78_03 | 40 | 30 | 78 | 03 | Bathroom cabinets | 45-35-72/318 Bathroom cabinets;
Pr_40_30_78_05 | 40 | 30 | 78 | 05 | Bathroom furniture | 45-35-72/320 Bathroom integrated ductwork;
Pr_40_30_78_06 | 40 | 30 | 78 | 06 | Bathroom shelves | 45-35-72/354 Shelves;
Pr_40_30_78_07 | 40 | 30 | 78 | 07 | Bedside units
Pr_40_30_78_08 | 40 | 30 | 78 | 08 | Bottle racks
Pr_40_30_78_09 | 40 | 30 | 78 | 09 | Bowl and bucket holders
Pr_40_30_78_11 | 40 | 30 | 78 | 11 | Chests
Pr_40_30_78_12 | 40 | 30 | 78 | 12 | Classroom storage units | 45-35-80/330 Classroom storage;
Pr_40_30_78_13 | 40 | 30 | 78 | 13 | Cloakroom units
Pr_40_30_78_14 | 40 | 30 | 78 | 14 | Clothes drying cabinets
Pr_40_30_78_15 | 40 | 30 | 78 | 15 | Clothes hooks | 45-35-72/322 Clothes hooks;
Pr_40_30_78_16 | 40 | 30 | 78 | 16 | Coat hooks | 45-25-38/310 Coat hooks;
Pr_40_30_78_17 | 40 | 30 | 78 | 17 | Coat racks | 45-35-35/400 Coat racks;
Pr_40_30_78_18 | 40 | 30 | 78 | 18 | College bedroom shelves
Pr_40_30_78_19 | 40 | 30 | 78 | 19 | Commercial kitchen shelving and racking units | 45-35-15/462 Stainless steel shelving and racking units;
Pr_40_30_78_20 | 40 | 30 | 78 | 20 | Copyholders
Pr_40_30_78_21 | 40 | 30 | 78 | 21 | Couch roll holders
Pr_40_30_78_22 | 40 | 30 | 78 | 22 | Credenzas
Pr_40_30_78_23 | 40 | 30 | 78 | 23 | Desk tidies
Pr_40_30_78_24 | 40 | 30 | 78 | 24 | Display cases
Pr_40_30_78_25 | 40 | 30 | 78 | 25 | Drawer units
Pr_40_30_78_26 | 40 | 30 | 78 | 26 | Dressers
Pr_40_30_78_27 | 40 | 30 | 78 | 27 | Equipment storage racks
Pr_40_30_78_28 | 40 | 30 | 78 | 28 | External storage units
Pr_40_30_78_29 | 40 | 30 | 78 | 29 | Filing cabinets
Pr_40_30_78_30 | 40 | 30 | 78 | 30 | Folding tables storage cabinets | 45-35-90/485 Water polo goals (floating);
Pr_40_30_78_33 | 40 | 30 | 78 | 33 | Glazed bookcases
Pr_40_30_78_40 | 40 | 30 | 78 | 40 | Index storage units
Pr_40_30_78_41 | 40 | 30 | 78 | 41 | In-the-round display cases
Pr_40_30_78_42 | 40 | 30 | 78 | 42 | Kitchen drawer units
Pr_40_30_78_43 | 40 | 30 | 78 | 43 | Kitchen bench cupboards
Pr_40_30_78_44 | 40 | 30 | 78 | 44 | Kitchen overhead cupboards
Pr_40_30_78_45 | 40 | 30 | 78 | 45 | Kitchen storage units | 45-35-80/340 Kitchen storage units;
Pr_40_30_78_46 | 40 | 30 | 78 | 46 | Laboratory storage units | 45-35-80/350 Laboratory storage;
Pr_40_30_78_47 | 40 | 30 | 78 | 47 | Library shelf units
Pr_40_30_78_48 | 40 | 30 | 78 | 48 | Lockers | 45-35-80/380 Lockers;
Pr_40_30_78_51 | 40 | 30 | 78 | 51 | Media wall partition units | 45-35-80/410 Media wall partition units;
Pr_40_30_78_53 | 40 | 30 | 78 | 53 | Movable aisle storage units
Pr_40_30_78_55 | 40 | 30 | 78 | 55 | Museum showcases
Pr_40_30_78_57 | 40 | 30 | 78 | 57 | Office storage units | 45-35-80/360 Office storage;
Pr_40_30_78_58 | 40 | 30 | 78 | 58 | Open bookcases
Pr_40_30_78_63 | 40 | 30 | 78 | 63 | Plan chests
Pr_40_30_78_65 | 40 | 30 | 78 | 65 | Post room racks
Pr_40_30_78_70 | 40 | 30 | 78 | 70 | Refrigerated mortuary storage units
Pr_40_30_78_71 | 40 | 30 | 78 | 71 | Retail shelf units
Pr_40_30_78_72 | 40 | 30 | 78 | 72 | Retail storage units
Pr_40_30_78_73 | 40 | 30 | 78 | 73 | Rotary storage units
Pr_40_30_78_76 | 40 | 30 | 78 | 76 | Security cages | 45-35-80/370 Security cages;
Pr_40_30_78_77 | 40 | 30 | 78 | 77 | Shelf units | 45-35-80/310 Shelf units;
Pr_40_30_78_78 | 40 | 30 | 78 | 78 | Shelves | 45-35-80/320 Shelves;
Pr_40_30_78_79 | 40 | 30 | 78 | 79 | Shelf and racking units
Pr_40_30_78_80 | 40 | 30 | 78 | 80 | Shoe trees
Pr_40_30_78_81 | 40 | 30 | 78 | 81 | Sideboards
Pr_40_30_78_84 | 40 | 30 | 78 | 84 | Storage carousels
Pr_40_30_78_85 | 40 | 30 | 78 | 85 | Storage chests
Pr_40_30_78_86 | 40 | 30 | 78 | 86 | Storage wall partition units | 45-35-80/430 Storage wall partition units;
Pr_40_30_78_87 | 40 | 30 | 78 | 87 | Suspension storage units
Pr_40_30_78_88 | 40 | 30 | 78 | 88 | Table storage credenzas
Pr_40_30_78_90 | 40 | 30 | 78 | 90 | Tool chests
Pr_40_30_78_93 | 40 | 30 | 78 | 93 | Under-bed storage units
Pr_40_30_78_95 | 40 | 30 | 78 | 95 | Wardrobe rails
Pr_40_30_78_96 | 40 | 30 | 78 | 96 | Wardrobes
Pr_40_30_78_97 | 40 | 30 | 78 | 97 | Weights storage racks
Pr_40_30_80 | 40 | 30 | 80 |  | Skateboard installations
Pr_40_30_80_75 | 40 | 30 | 80 | 75 | Skate bowls | 45-35-60/391 Skate bowls;
Pr_40_30_80_77 | 40 | 30 | 80 | 77 | Skate edges | 45-35-60/395 Skate edges;
Pr_40_30_80_78 | 40 | 30 | 80 | 78 | Skate pipes | 45-35-60/385 Skate pipes;
Pr_40_30_80_80 | 40 | 30 | 80 | 80 | Skate platforms | 45-35-60/383 Platforms;
Pr_40_30_80_81 | 40 | 30 | 80 | 81 | Skate rails | 45-35-60/393 Skate rails;
Pr_40_30_80_82 | 40 | 30 | 80 | 82 | Skate ramps | 45-35-60/387 Skate ramps;
Pr_40_30_80_83 | 40 | 30 | 80 | 83 | Skate stairs | 45-35-60/389 Skate stairs;
Pr_40_30_83 | 40 | 30 | 83 |  | Sports fittings
Pr_40_30_83_08 | 40 | 30 | 83 | 08 | Basketball hoops | 45-35-60/411 Basketball hoops;
Pr_40_30_83_10 | 40 | 30 | 83 | 10 | Bouldering
Pr_40_30_83_14 | 40 | 30 | 83 | 14 | Climbing walls | 45-35-60/363 Climbing walls;
Pr_40_30_83_37 | 40 | 30 | 83 | 37 | Hanging and stretching equipment | 45-35-60/375 Hanging and stretching equipment;
Pr_40_30_84 | 40 | 30 | 84 |  | Sports goals
Pr_40_30_84_04 | 40 | 30 | 84 | 04 | American football goal posts
Pr_40_30_84_05 | 40 | 30 | 84 | 05 | Australian football goal posts
Pr_40_30_84_28 | 40 | 30 | 84 | 28 | Five-a-side football goals
Pr_40_30_84_29 | 40 | 30 | 84 | 29 | Fixed water polo goals | 45-35-90/480 Water polo goals (fixed);
Pr_40_30_84_30 | 40 | 30 | 84 | 30 | Floating water polo goals
Pr_40_30_84_31 | 40 | 30 | 84 | 31 | Football goals | 45-35-60/417 Football goals;
Pr_40_30_84_33 | 40 | 30 | 84 | 33 | Gaelic football goal posts
Pr_40_30_84_36 | 40 | 30 | 84 | 36 | Handball goals | 45-35-60/415 Handball goals;
Pr_40_30_84_39 | 40 | 30 | 84 | 39 | Hockey goals | 45-35-60/413 Hockey goals;
Pr_40_30_84_40 | 40 | 30 | 84 | 40 | Ice hockey goals
Pr_40_30_84_46 | 40 | 30 | 84 | 46 | Lacrosse goals
Pr_40_30_84_56 | 40 | 30 | 84 | 56 | Netball goals | 45-35-60/419 Netball goals;
Pr_40_30_84_65 | 40 | 30 | 84 | 65 | Polo goal posts
Pr_40_30_84_69 | 40 | 30 | 84 | 69 | Quidditch goals
Pr_40_30_84_74 | 40 | 30 | 84 | 74 | Rugby goal posts | 45-35-60/421 Rugby posts;
Pr_40_30_85 | 40 | 30 | 85 |  | Sports netting
Pr_40_30_85_04 | 40 | 30 | 85 | 04 | Archery nets
Pr_40_30_85_06 | 40 | 30 | 85 | 06 | Badminton nets | 45-35-60/423 Badminton nets;
Pr_40_30_85_17 | 40 | 30 | 85 | 17 | Cricket nets | 45-35-60/433 Cricket cages;
Pr_40_30_85_24 | 40 | 30 | 85 | 24 | Driving range nets
Pr_40_30_85_34 | 40 | 30 | 85 | 34 | Golf course nets
Pr_40_30_85_80 | 40 | 30 | 85 | 80 | Space nets | 45-35-60/361 Space nets;
Pr_40_30_85_85 | 40 | 30 | 85 | 85 | Stadium nets
Pr_40_30_85_87 | 40 | 30 | 85 | 87 | Tennis nets | 45-35-60/425 Tennis nets;
Pr_40_30_85_95 | 40 | 30 | 85 | 95 | Volleyball nets | 45-35-60/429 Volleyball nets;
Pr_40_30_86 | 40 | 30 | 86 |  | Swimming pool fittings
Pr_40_30_86_22 | 40 | 30 | 86 | 22 | Diving platforms | 45-35-90/345 Diving platforms;
Pr_40_30_86_24 | 40 | 30 | 86 | 24 | Diving springboards | 45-35-90/350 Diving springboards;
Pr_40_30_86_28 | 40 | 30 | 86 | 28 | False start posts | 45-35-90/390 False start posts;
Pr_40_30_86_30 | 40 | 30 | 86 | 30 | Fixed domestic diving boards | 45-35-90/430 Starting platforms (portable);
Pr_40_30_86_32 | 40 | 30 | 86 | 32 | Fixed starting platforms | 45-35-90/425 Starting platforms (fixed);
Pr_40_30_86_47 | 40 | 30 | 86 | 47 | Lane rope storage floor cover plates | 45-35-90/415 Lane rope storage floor cover plates;
Pr_40_30_86_59 | 40 | 30 | 86 | 59 | Pool rails | 45-35-90/385 Rails;
Pr_40_30_86_78 | 40 | 30 | 86 | 78 | Small water flumes | 45-35-90/355 Small water flumes;
Pr_40_30_86_80 | 40 | 30 | 86 | 80 | Small water slides | 45-35-90/360 Small water slides;
Pr_40_30_86_88 | 40 | 30 | 86 | 88 | Touch panels | 45-35-90/435 Touch panels;
Pr_40_30_86_90 | 40 | 30 | 86 | 90 | Turning boards | 45-35-90/440 Turning boards;
Pr_40_30_86_95 | 40 | 30 | 86 | 95 | Water polo catwalks | 45-35-90/465 Water polo catwalk;
Pr_40_30_86_96 | 40 | 30 | 86 | 96 | Water polo field markers | 45-35-90/470 Water polo field markers;
Pr_40_50 | 40 | 50 |  |  | Furnishings
Pr_40_50_05 | 40 | 50 | 05 |  | Artworks
Pr_40_50_05_02 | 40 | 50 | 05 | 02 | Acrylic paintings
Pr_40_50_05_11 | 40 | 50 | 05 | 11 | Carvings
Pr_40_50_05_13 | 40 | 50 | 05 | 13 | Chalk drawings
Pr_40_50_05_14 | 40 | 50 | 05 | 14 | Charcoal drawings
Pr_40_50_05_24 | 40 | 50 | 05 | 24 | Drypoint prints
Pr_40_50_05_27 | 40 | 50 | 05 | 27 | Embroideries
Pr_40_50_05_28 | 40 | 50 | 05 | 28 | Etchings
Pr_40_50_05_29 | 40 | 50 | 05 | 29 | Floor-mounted mobiles
Pr_40_50_05_30 | 40 | 50 | 05 | 30 | Floor-mounted sculptures | 45-35-86/347 Proprietary sculpture and landscape art;
Pr_40_50_05_33 | 40 | 50 | 05 | 33 | Garden ornaments
Pr_40_50_05_41 | 40 | 50 | 05 | 41 | Indoor ornaments
Pr_40_50_05_42 | 40 | 50 | 05 | 42 | Installation pieces
Pr_40_50_05_43 | 40 | 50 | 05 | 43 | Interactive artworks | 45-35-86/349 Commissioned artworks;
Pr_40_50_05_46 | 40 | 50 | 05 | 46 | Linoprints
Pr_40_50_05_50 | 40 | 50 | 05 | 50 | Memorials
Pr_40_50_05_51 | 40 | 50 | 05 | 51 | Mixed media artworks | 45-35-86/349 Commissioned artworks;
Pr_40_50_05_55 | 40 | 50 | 05 | 55 | Murals
Pr_40_50_05_58 | 40 | 50 | 05 | 58 | Oil paintings
Pr_40_50_05_60 | 40 | 50 | 05 | 60 | Pastel drawings
Pr_40_50_05_62 | 40 | 50 | 05 | 62 | Pencil drawings
Pr_40_50_05_66 | 40 | 50 | 05 | 66 | Projected artworks | 45-35-86/349 Commissioned artworks;
Pr_40_50_05_76 | 40 | 50 | 05 | 76 | Screenprints
Pr_40_50_05_77 | 40 | 50 | 05 | 77 | Sculptural reliefs
Pr_40_50_05_82 | 40 | 50 | 05 | 82 | Sons et lumiéres
Pr_40_50_05_84 | 40 | 50 | 05 | 84 | Stand-mounted sculptures | 45-35-86/347 Proprietary sculpture and landscape art;
Pr_40_50_05_85 | 40 | 50 | 05 | 85 | Statuary
Pr_40_50_05_86 | 40 | 50 | 05 | 86 | Suspended mobiles
Pr_40_50_05_87 | 40 | 50 | 05 | 87 | Tapestries
Pr_40_50_05_95 | 40 | 50 | 05 | 95 | Wall hangings
Pr_40_50_05_96 | 40 | 50 | 05 | 96 | Wall-mounted sculptures | 45-35-86/347 Proprietary sculpture and landscape art;
Pr_40_50_05_97 | 40 | 50 | 05 | 97 | Watercolour paintings
Pr_40_50_06 | 40 | 50 | 06 |  | Beds
Pr_40_50_06_10 | 40 | 50 | 06 | 10 | Bunk beds
Pr_40_50_06_11 | 40 | 50 | 06 | 11 | Camp beds
Pr_40_50_06_14 | 40 | 50 | 06 | 14 | Chair beds
Pr_40_50_06_16 | 40 | 50 | 06 | 16 | Cots
Pr_40_50_06_18 | 40 | 50 | 06 | 18 | Cradles
Pr_40_50_06_22 | 40 | 50 | 06 | 22 | Divans
Pr_40_50_06_24 | 40 | 50 | 06 | 24 | Double beds
Pr_40_50_06_30 | 40 | 50 | 06 | 30 | Foldaway beds
Pr_40_50_06_31 | 40 | 50 | 06 | 31 | Four-poster beds
Pr_40_50_06_32 | 40 | 50 | 06 | 32 | Futons
Pr_40_50_06_36 | 40 | 50 | 06 | 36 | Hammocks
Pr_40_50_06_37 | 40 | 50 | 06 | 37 | Headboards
Pr_40_50_06_38 | 40 | 50 | 06 | 38 | Hospital bedheads
Pr_40_50_06_39 | 40 | 50 | 06 | 39 | Hospital beds
Pr_40_50_06_50 | 40 | 50 | 06 | 50 | Mattresses
Pr_40_50_06_77 | 40 | 50 | 06 | 77 | Single beds
Pr_40_50_06_96 | 40 | 50 | 06 | 96 | Waterbeds
Pr_40_50_07 | 40 | 50 | 07 |  | Bins and buckets
Pr_40_50_07_02 | 40 | 50 | 07 | 02 | Aggregate bins
Pr_40_50_07_04 | 40 | 50 | 07 | 04 | Ashtrays | 45-35-86/337 Ashtrays;
Pr_40_50_07_07 | 40 | 50 | 07 | 07 | Bin stores | 45-35-86/331 Bin stores;
Pr_40_50_07_10 | 40 | 50 | 07 | 10 | Bulk storage fire sand bins | 45-35-10/310 Plastics bulk storage fire sand bins;
Pr_40_50_07_12 | 40 | 50 | 07 | 12 | Cemetery flower baskets | 45-35-86/339 Cemetery baskets;
Pr_40_50_07_19 | 40 | 50 | 07 | 19 | Compost bins | 45-35-86/333 Compost bins;
Pr_40_50_07_22 | 40 | 50 | 07 | 22 | Disposal containers | 45-30-15/390 Disposal containers;
Pr_40_50_07_25 | 40 | 50 | 07 | 25 | Dustbins | 45-35-10/330 Dustbins;
Pr_40_50_07_33 | 40 | 50 | 07 | 33 | Galvanized steel fire buckets | 45-35-10/320 Galvanized steel fire buckets;
Pr_40_50_07_35 | 40 | 50 | 07 | 35 | Grit bins
Pr_40_50_07_46 | 40 | 50 | 07 | 46 | Linen containers | 45-30-15/395 Linen containers;
Pr_40_50_07_47 | 40 | 50 | 07 | 47 | Litter bins | 45-35-86/335 Litter bins;
Pr_40_50_07_56 | 40 | 50 | 07 | 56 | Nappy disposal bins | 45-35-72/338 Nappy disposal bins;
Pr_40_50_07_57 | 40 | 50 | 07 | 57 | Needle disposal boxes | 45-35-72/340 Needle disposal boxes;
Pr_40_50_07_58 | 40 | 50 | 07 | 58 | Non-segregated waste bins
Pr_40_50_07_64 | 40 | 50 | 07 | 64 | Plastics fire buckets | 45-35-10/315 Plastics fire buckets;
Pr_40_50_07_70 | 40 | 50 | 07 | 70 | Recycling bins
Pr_40_50_07_71 | 40 | 50 | 07 | 71 | Refuse bag holders
Pr_40_50_07_72 | 40 | 50 | 07 | 72 | Refuse bins | 45-35-10/335 Waste bins;
Pr_40_50_07_75 | 40 | 50 | 07 | 75 | Salt bins
Pr_40_50_07_76 | 40 | 50 | 07 | 76 | Sanitary towel disposal bins | 45-35-72/350 Sanitary towel disposal bins;
Pr_40_50_07_77 | 40 | 50 | 07 | 77 | Segregated waste bins
Pr_40_50_07_96 | 40 | 50 | 07 | 96 | Waste bins | 45-35-72/380 Waste bins;
Pr_40_50_12 | 40 | 50 | 12 |  | Chairs, seats and benches
Pr_40_50_12_03 | 40 | 50 | 12 | 03 | Armrests
Pr_40_50_12_04 | 40 | 50 | 12 | 04 | Assembly stacking chairs
Pr_40_50_12_05 | 40 | 50 | 12 | 05 | Auditorium chairs
Pr_40_50_12_06 | 40 | 50 | 12 | 06 | Barbell benches
Pr_40_50_12_07 | 40 | 50 | 12 | 07 | Benches | 45-35-86/321 Benches;
Pr_40_50_12_12 | 40 | 50 | 12 | 12 | Ceremonial chairs
Pr_40_50_12_14 | 40 | 50 | 12 | 14 | Chaises longues
Pr_40_50_12_15 | 40 | 50 | 12 | 15 | Changing benches | 45-35-72/310 Adult changing benches;
Pr_40_50_12_16 | 40 | 50 | 12 | 16 | Classroom seats | 45-35-20/310 Classroom seating;
Pr_40_50_12_20 | 40 | 50 | 12 | 20 | Deck chairs
Pr_40_50_12_21 | 40 | 50 | 12 | 21 | Dining benches
Pr_40_50_12_22 | 40 | 50 | 12 | 22 | Dining chairs | 45-35-20/365 Domestic chairs;
Pr_40_50_12_26 | 40 | 50 | 12 | 26 | Easy chairs
Pr_40_50_12_27 | 40 | 50 | 12 | 27 | Electric chairs
Pr_40_50_12_30 | 40 | 50 | 12 | 30 | Flip-up seats
Pr_40_50_12_31 | 40 | 50 | 12 | 31 | Folding chairs
Pr_40_50_12_32 | 40 | 50 | 12 | 32 | Footrests
Pr_40_50_12_33 | 40 | 50 | 12 | 33 | Garden benches | 45-35-86/323 Seats;
Pr_40_50_12_37 | 40 | 50 | 12 | 37 | High chairs
Pr_40_50_12_46 | 40 | 50 | 12 | 46 | Library chairs
Pr_40_50_12_47 | 40 | 50 | 12 | 47 | Linked seats | 45-35-20/360 Benches and linked seats;
Pr_40_50_12_48 | 40 | 50 | 12 | 48 | Lounge chairs
Pr_40_50_12_51 | 40 | 50 | 12 | 51 | Meeting room chairs
Pr_40_50_12_57 | 40 | 50 | 12 | 57 | Office chairs | 45-35-20/330 Office chairs;
Pr_40_50_12_59 | 40 | 50 | 12 | 59 | Ottomans
Pr_40_50_12_62 | 40 | 50 | 12 | 62 | Pews
Pr_40_50_12_63 | 40 | 50 | 12 | 63 | Play chairs
Pr_40_50_12_64 | 40 | 50 | 12 | 64 | Portable observation poolside chairs | 45-35-90/330 Observation chairs (portable);
Pr_40_50_12_71 | 40 | 50 | 12 | 71 | Reception chairs
Pr_40_50_12_72 | 40 | 50 | 12 | 72 | Reclining chairs
Pr_40_50_12_74 | 40 | 50 | 12 | 74 | Rocking chairs
Pr_40_50_12_76 | 40 | 50 | 12 | 76 | Settees
Pr_40_50_12_80 | 40 | 50 | 12 | 80 | Sofa beds
Pr_40_50_12_81 | 40 | 50 | 12 | 81 | Sofas
Pr_40_50_12_82 | 40 | 50 | 12 | 82 | Stacking benches
Pr_40_50_12_83 | 40 | 50 | 12 | 83 | Stacking chairs | 45-35-20/355 Stacking chairs;
Pr_40_50_12_84 | 40 | 50 | 12 | 84 | Stacking pews
Pr_40_50_12_85 | 40 | 50 | 12 | 85 | Stools
Pr_40_50_12_86 | 40 | 50 | 12 | 86 | Study chairs
Pr_40_50_12_87 | 40 | 50 | 12 | 87 | Swing chairs
Pr_40_50_12_88 | 40 | 50 | 12 | 88 | Tennis umpire's stands | 45-35-60/431 Umpire's stands;
Pr_40_50_12_93 | 40 | 50 | 12 | 93 | Upholstered benches
Pr_40_50_12_94 | 40 | 50 | 12 | 94 | Utility weight benches
Pr_40_50_13 | 40 | 50 | 13 |  | Clocks
Pr_40_50_13_22 | 40 | 50 | 13 | 22 | Digital clocks
Pr_40_50_13_26 | 40 | 50 | 13 | 26 | Electric clocks
Pr_40_50_13_29 | 40 | 50 | 13 | 29 | Flip clocks
Pr_40_50_13_51 | 40 | 50 | 13 | 51 | Mechanical clocks | 45-35-86/345 Clocks;
Pr_40_50_13_61 | 40 | 50 | 13 | 61 | Pendulum clocks
Pr_40_50_13_66 | 40 | 50 | 13 | 66 | Projection clocks
Pr_40_50_13_70 | 40 | 50 | 13 | 70 | Quartz clocks
Pr_40_50_13_71 | 40 | 50 | 13 | 71 | Radio clocks
Pr_40_50_13_86 | 40 | 50 | 13 | 86 | Sundials
Pr_40_50_13_89 | 40 | 50 | 13 | 89 | Torsion pendulum clocks
Pr_40_50_13_96 | 40 | 50 | 13 | 96 | Water clocks
Pr_40_50_21 | 40 | 50 | 21 |  | Desks, tables and worktops
Pr_40_50_21_05 | 40 | 50 | 21 | 05 | Audio-visual tables
Pr_40_50_21_08 | 40 | 50 | 21 | 08 | Boardroom tables
Pr_40_50_21_10 | 40 | 50 | 21 | 10 | Bureaux
Pr_40_50_21_11 | 40 | 50 | 21 | 11 | Cable-managed podium tables
Pr_40_50_21_13 | 40 | 50 | 21 | 13 | Classroom desks and tables | 45-35-20/315 Classroom desks and tables;
Pr_40_50_21_14 | 40 | 50 | 21 | 14 | Coffee tables
Pr_40_50_21_15 | 40 | 50 | 21 | 15 | Conference tables
Pr_40_50_21_16 | 40 | 50 | 21 | 16 | Console tables
Pr_40_50_21_17 | 40 | 50 | 21 | 17 | Computer desks
Pr_40_50_21_21 | 40 | 50 | 21 | 21 | Desks
Pr_40_50_21_22 | 40 | 50 | 21 | 22 | Dining tables
Pr_40_50_21_23 | 40 | 50 | 21 | 23 | Display case tables
Pr_40_50_21_24 | 40 | 50 | 21 | 24 | Drafting machines
Pr_40_50_21_25 | 40 | 50 | 21 | 25 | Drawing boards
Pr_40_50_21_26 | 40 | 50 | 21 | 26 | Dressing tables
Pr_40_50_21_29 | 40 | 50 | 21 | 29 | Flip-top tables
Pr_40_50_21_30 | 40 | 50 | 21 | 30 | Folding dining room tables
Pr_40_50_21_31 | 40 | 50 | 21 | 31 | Folding tables
Pr_40_50_21_32 | 40 | 50 | 21 | 32 | Food preparation tables
Pr_40_50_21_33 | 40 | 50 | 21 | 33 | Gallery benches
Pr_40_50_21_44 | 40 | 50 | 21 | 44 | Kitchenettes
Pr_40_50_21_45 | 40 | 50 | 21 | 45 | Kitchen worktops
Pr_40_50_21_46 | 40 | 50 | 21 | 46 | Laboratory work benches and tables | 45-35-20/325 Laboratory work benches and tables;
Pr_40_50_21_47 | 40 | 50 | 21 | 47 | Laundry finishing tables
Pr_40_50_21_48 | 40 | 50 | 21 | 48 | Laundry spotting tables
Pr_40_50_21_49 | 40 | 50 | 21 | 49 | Light tables
Pr_40_50_21_50 | 40 | 50 | 21 | 50 | Manicure finishing tables
Pr_40_50_21_51 | 40 | 50 | 21 | 51 | Meeting room tables
Pr_40_50_21_58 | 40 | 50 | 21 | 58 | Occasional tables
Pr_40_50_21_59 | 40 | 50 | 21 | 59 | Office desks | 45-35-20/335 Office desks;
Pr_40_50_21_60 | 40 | 50 | 21 | 60 | Office tables | 45-35-20/340 Office tables;
Pr_40_50_21_63 | 40 | 50 | 21 | 63 | Play tables
Pr_40_50_21_70 | 40 | 50 | 21 | 70 | Reading desks
Pr_40_50_21_72 | 40 | 50 | 21 | 72 | Reception desks
Pr_40_50_21_73 | 40 | 50 | 21 | 73 | Reference and search desks
Pr_40_50_21_76 | 40 | 50 | 21 | 76 | School art, design and technology tables | 45-35-20/320 School art, design and technology tables and workbenches;
Pr_40_50_21_84 | 40 | 50 | 21 | 84 | Stand-up tables
Pr_40_50_21_85 | 40 | 50 | 21 | 85 | Study desks
Pr_40_50_21_90 | 40 | 50 | 21 | 90 | Touchdown desks
Pr_40_50_21_96 | 40 | 50 | 21 | 96 | Workstations
Pr_40_50_21_97 | 40 | 50 | 21 | 97 | Worktops
Pr_40_50_21_98 | 40 | 50 | 21 | 98 | Writing desks
Pr_40_50_21_99 | 40 | 50 | 21 | 99 | Writing tablets (detachable)
Pr_40_50_28 | 40 | 50 | 28 |  | Extinguishers and fire blankets
Pr_40_50_28_11 | 40 | 50 | 28 | 11 | Carbon dioxide fire extinguishers | 45-35-28/320 Carbon dioxide fire extinguishers;
Pr_40_50_28_12 | 40 | 50 | 28 | 12 | Carbon steel fire buckets | 45-35-28/380 Fire buckets;
Pr_40_50_28_24 | 40 | 50 | 28 | 24 | Dry powder fire extinguishers | 45-35-28/330 Dry powder fire extinguishers;
Pr_40_50_28_28 | 40 | 50 | 28 | 28 | Extinguisher floor stands | 45-35-28/470 Floor stands;
Pr_40_50_28_29 | 40 | 50 | 28 | 29 | Fire protective blankets | 45-35-28/390 Type 1 fire blankets;
Pr_40_50_28_30 | 40 | 50 | 28 | 30 | Foam fire extinguishers | 45-35-28/340 Foam fire extinguishers;
Pr_40_50_28_47 | 40 | 50 | 28 | 47 | Heat protective blankets | 45-35-28/400 Type 2 fire blankets;
Pr_40_50_28_64 | 40 | 50 | 28 | 64 | Portable fire extinguishers
Pr_40_50_28_96 | 40 | 50 | 28 | 96 | Water fire extinguishers | 45-35-28/350 Water fire extinguishers;
Pr_40_50_28_97 | 40 | 50 | 28 | 97 | Wet chemical fire extinguishers | 45-35-28/360 Wet chemical fire extinguishers;
Pr_40_50_33 | 40 | 50 | 33 |  | Garden furnishings
Pr_40_50_33_33 | 40 | 50 | 33 | 33 | Garden awnings
Pr_40_50_33_34 | 40 | 50 | 33 | 34 | Garden umbrellas
Pr_40_50_51 | 40 | 50 | 51 |  | Medical chairs and couches
Pr_40_50_51_05 | 40 | 50 | 51 | 05 | Bariatric patient chairs
Pr_40_50_51_06 | 40 | 50 | 51 | 06 | Bariatric plinth couches
Pr_40_50_51_07 | 40 | 50 | 51 | 07 | Blood sampling chairs
Pr_40_50_51_08 | 40 | 50 | 51 | 08 | Bo-plinth couches
Pr_40_50_51_15 | 40 | 50 | 51 | 15 | Commodes
Pr_40_50_51_21 | 40 | 50 | 51 | 21 | Day care couches
Pr_40_50_51_22 | 40 | 50 | 51 | 22 | Dental chairs
Pr_40_50_51_23 | 40 | 50 | 51 | 23 | Dialysis chairs
Pr_40_50_51_25 | 40 | 50 | 51 | 25 | Echocardiography couches
Pr_40_50_51_26 | 40 | 50 | 51 | 26 | ENT and ophthalmic chairs
Pr_40_50_51_27 | 40 | 50 | 51 | 27 | Examination and treatment chairs
Pr_40_50_51_28 | 40 | 50 | 51 | 28 | Examination and treatment couches
Pr_40_50_51_31 | 40 | 50 | 51 | 31 | Foot stools
Pr_40_50_51_34 | 40 | 50 | 51 | 34 | Gynaecology chairs
Pr_40_50_51_35 | 40 | 50 | 51 | 35 | Gynaecology couches
Pr_40_50_51_51 | 40 | 50 | 51 | 51 | Minor operations couches
Pr_40_50_51_58 | 40 | 50 | 51 | 58 | Oncology chairs
Pr_40_50_51_59 | 40 | 50 | 51 | 59 | Outpatients couches
Pr_40_50_51_61 | 40 | 50 | 51 | 61 | Phlebotomy chairs
Pr_40_50_51_62 | 40 | 50 | 51 | 62 | Phlebotomy couches
Pr_40_50_51_63 | 40 | 50 | 51 | 63 | Plaster chairs
Pr_40_50_51_65 | 40 | 50 | 51 | 65 | Podiatry chairs
Pr_40_50_51_71 | 40 | 50 | 51 | 71 | Reclining treatment armchairs
Pr_40_50_51_75 | 40 | 50 | 51 | 75 | Sanitary seats
Pr_40_50_51_84 | 40 | 50 | 51 | 84 | Step stools
Pr_40_50_51_92 | 40 | 50 | 51 | 92 | Ultrasound couches
Pr_40_50_52 | 40 | 50 | 52 |  | Medical desks, tables and worktops
Pr_40_50_52_22 | 40 | 50 | 52 | 22 | Dissection tables
Pr_40_50_52_50 | 40 | 50 | 52 | 50 | Mayo tables
Pr_40_50_52_57 | 40 | 50 | 52 | 57 | Operating theatre tables
Pr_40_50_52_58 | 40 | 50 | 52 | 58 | Overbed tables
Pr_40_50_52_59 | 40 | 50 | 52 | 59 | Overchair tables
Pr_40_50_52_65 | 40 | 50 | 52 | 65 | Post-mortem tables
Pr_40_50_52_88 | 40 | 50 | 52 | 88 | Tilt tables
Pr_40_50_53 | 40 | 50 | 53 |  | Medical trolleys
Pr_40_50_53_04 | 40 | 50 | 53 | 04 | Armchair patient trolleys
Pr_40_50_53_06 | 40 | 50 | 53 | 06 | Bariatric patient trolleys
Pr_40_50_53_24 | 40 | 50 | 53 | 24 | Dressing trolleys
Pr_40_50_53_27 | 40 | 50 | 53 | 27 | Emergency trolleys
Pr_40_50_53_33 | 40 | 50 | 53 | 33 | General purpose medical trolleys
Pr_40_50_53_41 | 40 | 50 | 53 | 41 | Instruments trolleys
Pr_40_50_53_48 | 40 | 50 | 53 | 48 | Lockable hospital trolleys
Pr_40_50_53_51 | 40 | 50 | 53 | 51 | Medical service carts
Pr_40_50_53_60 | 40 | 50 | 53 | 60 | Patient notes trolleys
Pr_40_50_53_61 | 40 | 50 | 53 | 61 | Patient trolleys
Pr_40_50_53_62 | 40 | 50 | 53 | 62 | Phlebotomy trolleys
Pr_40_50_53_66 | 40 | 50 | 53 | 66 | Procedure trolleys
Pr_40_50_53_81 | 40 | 50 | 53 | 81 | Soiled linen trolleys
Pr_40_50_81 | 40 | 50 | 81 |  | Soft furnishings
Pr_40_50_81_06 | 40 | 50 | 81 | 06 | Beanbags
Pr_40_50_81_07 | 40 | 50 | 81 | 07 | Blankets
Pr_40_50_81_20 | 40 | 50 | 81 | 20 | Cushions
Pr_40_50_81_25 | 40 | 50 | 81 | 25 | Duvets
Pr_40_50_81_29 | 40 | 50 | 81 | 29 | Flannels
Pr_40_50_81_56 | 40 | 50 | 81 | 56 | Napkins
Pr_40_50_81_62 | 40 | 50 | 81 | 62 | Pillows
Pr_40_50_81_63 | 40 | 50 | 81 | 63 | Placemats
Pr_40_50_81_73 | 40 | 50 | 81 | 73 | Rugs
Pr_40_50_81_74 | 40 | 50 | 81 | 74 | Runners
Pr_40_50_81_77 | 40 | 50 | 81 | 77 | Sheets
Pr_40_50_81_86 | 40 | 50 | 81 | 86 | Swags
Pr_40_50_81_87 | 40 | 50 | 81 | 87 | Tablecloths
Pr_40_50_81_90 | 40 | 50 | 81 | 90 | Towels
Pr_40_50_81_91 | 40 | 50 | 81 | 91 | Trimmings
Pr_40_50_81_94 | 40 | 50 | 81 | 94 | Valances
Pr_40_50_83 | 40 | 50 | 83 |  | Sports furnishings
Pr_40_50_83_06 | 40 | 50 | 83 | 06 | Balancing equipment | 45-35-60/371 Balancing equipment;
Pr_40_50_83_19 | 40 | 50 | 83 | 19 | Cricket wicket stump boxes | 45-35-60/435 Stump boxes to cricket wickets;
Pr_40_50_83_20 | 40 | 50 | 83 | 20 | Cycle ramps | 45-35-60/381 Cycle ramps;
Pr_40_50_83_28 | 40 | 50 | 83 | 28 | Equestrian riding equipment | 45-35-60/401 Riding equipment;
Pr_40_50_83_29 | 40 | 50 | 83 | 29 | Fencing pistes
Pr_40_50_83_44 | 40 | 50 | 83 | 44 | Jumping equipment | 45-35-60/373 Jumping equipment;
Pr_40_50_84 | 40 | 50 | 84 |  | Stands
Pr_40_50_84_09 | 40 | 50 | 84 | 09 | Bowl stands
Pr_40_50_84_23 | 40 | 50 | 84 | 23 | Display banner stand
Pr_40_50_84_28 | 40 | 50 | 84 | 28 | Exhibit stands
Pr_40_50_84_36 | 40 | 50 | 84 | 36 | Hat stands
Pr_40_50_84_42 | 40 | 50 | 84 | 42 | Infusion stands
Pr_40_50_84_51 | 40 | 50 | 84 | 51 | Medical equipment stands
Pr_40_50_84_66 | 40 | 50 | 84 | 66 | Print stands
Pr_40_50_84_92 | 40 | 50 | 84 | 92 | Umbrella stands
Pr_40_50_86 | 40 | 50 | 86 |  | Swimming pool furnishings
Pr_40_50_86_46 | 40 | 50 | 86 | 46 | Lane rope storage bags | 45-35-90/410 Lane rope storage bags;
Pr_40_50_86_62 | 40 | 50 | 86 | 62 | Portable domestic diving boards | 45-35-90/340 Diving boards (portable - private use);
Pr_40_50_86_64 | 40 | 50 | 86 | 64 | Portable starting platforms
Pr_40_50_86_66 | 40 | 50 | 86 | 66 | Private use pool covers | 45-35-90/375 Pool covers (private use);
Pr_40_50_86_68 | 40 | 50 | 86 | 68 | Public use pool covers | 45-35-90/380 Pool covers (public use);
Pr_40_50_90 | 40 | 50 | 90 |  | Trolleys
Pr_40_50_90_08 | 40 | 50 | 90 | 08 | Book trolleys
Pr_40_50_90_15 | 40 | 50 | 90 | 15 | Computer trolleys
Pr_40_50_90_30 | 40 | 50 | 90 | 30 | Fire trolleys | 45-35-28/450 Fire trolleys;
Pr_40_50_90_31 | 40 | 50 | 90 | 31 | Food preparation trolleys
Pr_40_50_90_32 | 40 | 50 | 90 | 32 | Food service trolleys | 45-35-15/466 Trolleys;
Pr_40_50_90_33 | 40 | 50 | 90 | 33 | Furniture trolleys
Pr_40_50_90_46 | 40 | 50 | 90 | 46 | Laundry trolleys | 45-35-47/445 Laundry trolleys;
Pr_40_50_90_47 | 40 | 50 | 90 | 47 | Laundry bag trolleys | 45-35-47/450 Laundry bag trolleys;
Pr_40_50_90_49 | 40 | 50 | 90 | 49 | Luggage trolleys
Pr_40_50_90_52 | 40 | 50 | 90 | 52 | Mailroom trolleys | 45-35-35/380 Mailroom trolleys;
Pr_40_50_90_64 | 40 | 50 | 90 | 64 | Pool lane rope storage trolleys | 45-35-90/420 Lane rope storage trolleys;
Pr_40_50_90_72 | 40 | 50 | 90 | 72 | Relay break detector storage trolleys | 90-70-90/440 Relay break detector storage trolley;
Pr_40_50_90_76 | 40 | 50 | 90 | 76 | Shopping trolleys
Pr_40_50_90_82 | 40 | 50 | 90 | 82 | Spa treatment trolleys
Pr_40_50_90_87 | 40 | 50 | 90 | 87 | Table storage trolleys
Pr_40_50_90_88 | 40 | 50 | 90 | 88 | Touchpad storage trolleys | 90-70-90/430 Touchpad storage trolley;
Pr_40_50_96 | 40 | 50 | 96 |  | Wheels
Pr_40_50_96_11 | 40 | 50 | 96 | 11 | Castors
Pr_40_70 | 40 | 70 |  |  | Equipment
Pr_40_70_13 | 40 | 70 | 13 |  | Cleaning equipment
Pr_40_70_13_72 | 40 | 70 | 13 | 72 | Robotic cleaning units | 45-35-74/470 Robotic cleaning units;
Pr_40_70_15 | 40 | 70 | 15 |  | Cold water supply sources
Pr_40_70_15_96 | 40 | 70 | 15 | 96 | Water coolers | 90-15-35/480 Water coolers;
Pr_40_70_21 | 40 | 70 | 21 |  | Dishwashers
Pr_40_70_21_16 | 40 | 70 | 21 | 16 | Conveyor dishwashers | 45-35-15/420 Conveyor dishwashers;
Pr_40_70_21_22 | 40 | 70 | 21 | 22 | Dish and utensil washers
Pr_40_70_21_24 | 40 | 70 | 21 | 24 | Domestic dishwashers | 45-35-15/478 Dishwashers;
Pr_40_70_21_30 | 40 | 70 | 21 | 30 | Flight dishwashers
Pr_40_70_21_60 | 40 | 70 | 21 | 60 | Pass-through dishwashers | 45-35-15/422 Commercial passthrough dishwashers;
Pr_40_70_21_92 | 40 | 70 | 21 | 92 | Under-counter dishwashers | 45-35-15/424 Commercial undercounter dishwashers;
Pr_40_70_22 | 40 | 70 | 22 |  | Dispensers and acceptance units
Pr_40_70_22_05 | 40 | 70 | 22 | 05 | Automated teller machines
Pr_40_70_22_06 | 40 | 70 | 22 | 06 | Barrier parking control units | 45-35-24/301 Barrier parking control units;
Pr_40_70_22_11 | 40 | 70 | 22 | 11 | Cash dispensers
Pr_40_70_22_15 | 40 | 70 | 22 | 15 | Cold drink dispensers
Pr_40_70_22_16 | 40 | 70 | 22 | 16 | Collection boxes
Pr_40_70_22_17 | 40 | 70 | 22 | 17 | Condom dispensers
Pr_40_70_22_22 | 40 | 70 | 22 | 22 | Disposable apron dispensers | 45-35-72/326 Disposable apron dispensers;
Pr_40_70_22_23 | 40 | 70 | 22 | 23 | Disposable glove dispensers | 45-35-72/328 Disposable glove dispensers;
Pr_40_70_22_24 | 40 | 70 | 22 | 24 | Donation boxes | 45-35-24/309 Donation boxes;
Pr_40_70_22_25 | 40 | 70 | 22 | 25 | Drive-by cash payment units
Pr_40_70_22_29 | 40 | 70 | 22 | 29 | Facial tissue dispensers | 45-35-72/330 Facial tissue dispensers;
Pr_40_70_22_31 | 40 | 70 | 22 | 31 | Food waste disposal units | 45-35-15/438 Food waste disposal units;
Pr_40_70_22_36 | 40 | 70 | 22 | 36 | Hand cleaning gel dispensers | 45-35-72/332 Hand cleaning gel dispensers;
Pr_40_70_22_37 | 40 | 70 | 22 | 37 | Hot drink dispensers
Pr_40_70_22_38 | 40 | 70 | 22 | 38 | Hot food dispensers
Pr_40_70_22_47 | 40 | 70 | 22 | 47 | Leaflet dispensers | 45-35-24/307 Leaflet dispensers;
Pr_40_70_22_52 | 40 | 70 | 22 | 52 | Multi-function dispensers | 45-35-72/384 Multi-function dispensers;
Pr_40_70_22_56 | 40 | 70 | 22 | 56 | Newspaper dispensers
Pr_40_70_22_60 | 40 | 70 | 22 | 60 | Packaged goods dispensers
Pr_40_70_22_61 | 40 | 70 | 22 | 61 | Paper roll dispensers | 45-35-72/342 Paper roll dispensers;
Pr_40_70_22_62 | 40 | 70 | 22 | 62 | Paper towel dispensers | 45-35-72/344 Paper towel dispensers;
Pr_40_70_22_63 | 40 | 70 | 22 | 63 | Parking meters | 45-35-24/305 Parking meters;
Pr_40_70_22_64 | 40 | 70 | 22 | 64 | Pay and display units | 45-35-24/303 Pay and display equipment;
Pr_40_70_22_66 | 40 | 70 | 22 | 66 | Plate dispensers | 45-35-15/408 Commercial plate dispensers;
Pr_40_70_22_71 | 40 | 70 | 22 | 71 | Refreshment dispensers | 45-35-35/390 Refreshment dispensers;
Pr_40_70_22_75 | 40 | 70 | 22 | 75 | Sanitary towel dispensers | 45-35-72/348 Sanitary towel dispensers;
Pr_40_70_22_77 | 40 | 70 | 22 | 77 | Shaving product dispensers
Pr_40_70_22_80 | 40 | 70 | 22 | 80 | Snack dispensers
Pr_40_70_22_81 | 40 | 70 | 22 | 81 | Soap dispensers | 45-35-72/358 Soap dispensers;
Pr_40_70_22_85 | 40 | 70 | 22 | 85 | Surface wipes dispensers | 45-35-72/362 Surface wipes dispensers;
Pr_40_70_22_86 | 40 | 70 | 22 | 86 | Sweets dispensers
Pr_40_70_22_88 | 40 | 70 | 22 | 88 | Ticket dispensers
Pr_40_70_22_90 | 40 | 70 | 22 | 90 | Toilet paper dispensers | 45-35-72/366 Toilet paper bulk dispensers;
Pr_40_70_23 | 40 | 70 | 23 |  | Display and service catering products
Pr_40_70_23_06 | 40 | 70 | 23 | 06 | Bains-marie | 45-35-15/400 Commercial electric bains-marie;
Pr_40_70_23_24 | 40 | 70 | 23 | 24 | Drinks chillers
Pr_40_70_23_27 | 40 | 70 | 23 | 27 | Espresso machines
Pr_40_70_23_31 | 40 | 70 | 23 | 31 | Food display units
Pr_40_70_23_33 | 40 | 70 | 23 | 33 | Food sneeze guard | 45-35-15/463 Sneeze guards;
Pr_40_70_23_40 | 40 | 70 | 23 | 40 | Icemakers
Pr_40_70_23_42 | 40 | 70 | 23 | 42 | Instant boiling and cold water taps
Pr_40_70_23_53 | 40 | 70 | 23 | 53 | Mobile bains-marie | 45-35-15/402 Mobile bains-marie;
Pr_40_70_23_54 | 40 | 70 | 23 | 54 | Mobile plain top hot cupboards | 45-35-15/404 Mobile plain top hot cupboards;
Pr_40_70_23_71 | 40 | 70 | 23 | 71 | Refrigerated display cabinets
Pr_40_70_23_72 | 40 | 70 | 23 | 72 | Refrigerated display counters
Pr_40_70_23_84 | 40 | 70 | 23 | 84 | Static plain top hot cupboards
Pr_40_70_23_86 | 40 | 70 | 23 | 86 | Sushi trains
Pr_40_70_23_96 | 40 | 70 | 23 | 96 | Water coolers
Pr_40_70_24 | 40 | 70 | 24 |  | Domestic cooking equipment
Pr_40_70_24_07 | 40 | 70 | 24 | 07 | Built-in electric hobs | 45-35-15/470 Built-in electric hobs;
Pr_40_70_24_08 | 40 | 70 | 24 | 08 | Built-in electric ovens | 45-35-15/474 Built-in electric ovens;
Pr_40_70_24_09 | 40 | 70 | 24 | 09 | Built-in gas hobs | 45-35-15/472 Built-in gas hobs;
Pr_40_70_24_10 | 40 | 70 | 24 | 10 | Built-in gas ovens | 45-35-15/476 Built-in gas ovens;
Pr_40_70_24_26 | 40 | 70 | 24 | 26 | Electric barbecues
Pr_40_70_24_27 | 40 | 70 | 24 | 27 | Electric cooking ranges | 45-35-15/480 Electric cooking ranges;
Pr_40_70_24_33 | 40 | 70 | 24 | 33 | Gas barbecues
Pr_40_70_24_34 | 40 | 70 | 24 | 34 | Gas cooking ranges | 45-35-15/482 Gas cooking ranges;
Pr_40_70_24_35 | 40 | 70 | 24 | 35 | Gas free-standing cookers | 45-35-15/484 Gas free-standing cookers;
Pr_40_70_24_45 | 40 | 70 | 24 | 45 | Kettles
Pr_40_70_24_51 | 40 | 70 | 24 | 51 | Microwave ovens | 45-35-15/498 Microwave ovens;
Pr_40_70_24_81 | 40 | 70 | 24 | 81 | Solid fuel barbecues
Pr_40_70_25 | 40 | 70 | 25 |  | Domestic laundry equipment
Pr_40_70_25_45 | 40 | 70 | 25 | 45 | Laundry tumble driers | 45-35-47/310 Domestic tumble dryers;
Pr_40_70_25_46 | 40 | 70 | 25 | 46 | Laundry washer-driers | 45-35-47/305 Domestic combined washer-dryers;
Pr_40_70_25_47 | 40 | 70 | 25 | 47 | Laundry washing machines | 45-35-47/315 Domestic washing machines;
Pr_40_70_29 | 40 | 70 | 29 |  | Fire simulation equipment
Pr_40_70_29_01 | 40 | 70 | 29 | 01 | Aircraft fire training simulator | 45-35-32/305 Aircraft fire training simulator;
Pr_40_70_31 | 40 | 70 | 31 |  | Food refrigerators and freezers
Pr_40_70_31_06 | 40 | 70 | 31 | 06 | Blast chiller cabinets | 45-35-15/440 Commercial blast chiller cabinets;
Pr_40_70_31_08 | 40 | 70 | 31 | 08 | Blast freezer cabinets | 45-35-15/442 Commercial blast freezer cabinets;
Pr_40_70_31_29 | 40 | 70 | 31 | 29 | Freezer cabinets | 45-35-15/448 Commercial freezer cabinets;
Pr_40_70_31_30 | 40 | 70 | 31 | 30 | Freezer counters | 45-35-15/450 Commercial freezer counters;
Pr_40_70_31_31 | 40 | 70 | 31 | 31 | Freezers | 45-35-15/492 Freezers;
Pr_40_70_31_32 | 40 | 70 | 31 | 32 | Fridge-freezers | 45-35-15/494 Fridge-freezers;
Pr_40_70_31_70 | 40 | 70 | 31 | 70 | Refrigerated cabinets | 45-35-15/444 Commercial refrigerated cabinets;
Pr_40_70_31_71 | 40 | 70 | 31 | 71 | Refrigerated counters | 45-35-15/446 Commercial refrigerated counters;
Pr_40_70_31_72 | 40 | 70 | 31 | 72 | Refrigerators | 45-35-15/496 Refrigerators;
Pr_40_70_46 | 40 | 70 | 46 |  | Laundry fittings and equipment
Pr_40_70_46_24 | 40 | 70 | 46 | 24 | Drier ironers | 45-35-47/340 Dryer ironers;
Pr_40_70_46_25 | 40 | 70 | 46 | 25 | Dry work presses | 45-35-47/405 Dry work presses;
Pr_40_70_46_30 | 40 | 70 | 46 | 30 | Flatwork ironers | 45-35-47/370 Ironers;
Pr_40_70_46_31 | 40 | 70 | 46 | 31 | Form finishers | 45-35-47/390 Form finishers;
Pr_40_70_46_39 | 40 | 70 | 46 | 39 | Hydro extractors | 45-35-47/345 Hydro extractors;
Pr_40_70_46_42 | 40 | 70 | 46 | 42 | Ironing tables | 45-35-47/400 Ironing tables;
Pr_40_70_46_45 | 40 | 70 | 46 | 45 | Laundry cabinets | 45-35-47/415 Cabinets;
Pr_40_70_46_46 | 40 | 70 | 46 | 46 | Laundry feeders | 45-35-47/350 Feeders;
Pr_40_70_46_47 | 40 | 70 | 46 | 47 | Laundry folders | 45-35-47/355 Folders;
Pr_40_70_46_48 | 40 | 70 | 46 | 48 | Laundry recovery tanks | 45-35-47/365 Recovery tanks;
Pr_40_70_46_72 | 40 | 70 | 46 | 72 | Roller ironers | 45-35-47/370 Ironers;
Pr_40_70_46_77 | 40 | 70 | 46 | 77 | Shirt finishers | 45-35-47/385 Shirt finishers;
Pr_40_70_46_82 | 40 | 70 | 46 | 82 | Spotting cabinets | 45-35-47/425 Spotting cabinets;
Pr_40_70_46_83 | 40 | 70 | 46 | 83 | Spotting tables | 45-35-47/420 Spotting tables;
Pr_40_70_46_90 | 40 | 70 | 46 | 90 | Trouser presses | 45-35-47/395 Trouser presses;
Pr_40_70_46_96 | 40 | 70 | 46 | 96 | Washer extractors
Pr_40_70_46_98 | 40 | 70 | 46 | 98 | Water extraction presses | 45-35-47/380 Water extraction presses;
Pr_40_70_46_99 | 40 | 70 | 46 | 99 | Wet work presses | 45-35-47/410 Wet work presses;
Pr_40_70_47 | 40 | 70 | 47 |  | Laundry washers and driers
Pr_40_70_47_06 | 40 | 70 | 47 | 06 | Barrier washers | 45-35-47/320 Barrier washers;
Pr_40_70_47_07 | 40 | 70 | 47 | 07 | Batch laundry driers | 45-35-47/325 Batch dryers;
Pr_40_70_47_08 | 40 | 70 | 47 | 08 | Batch laundry washers | 45-35-47/330 Batch washers;
Pr_40_70_47_32 | 40 | 70 | 47 | 32 | Front-loading washers | 45-35-47/360 Front load washers;
Pr_40_70_47_46 | 40 | 70 | 47 | 46 | Laundry driers
Pr_40_70_47_75 | 40 | 70 | 47 | 75 | Sanitary barrier washers
Pr_40_70_47_91 | 40 | 70 | 47 | 91 | Tumble driers | 45-35-47/335 Tumble dryers;
Pr_40_70_47_97 | 40 | 70 | 47 | 97 | Washer driers | 45-35-47/375 Washer dryers;
Pr_40_70_50 | 40 | 70 | 50 |  | Mail equipment
Pr_40_70_50_32 | 40 | 70 | 50 | 32 | Franking machines
Pr_40_70_50_65 | 40 | 70 | 50 | 65 | Post handling equipment
Pr_40_70_51 | 40 | 70 | 51 |  | Medical and laboratory equipment
Pr_40_70_51_04 | 40 | 70 | 51 | 04 | Autoclaves
Pr_40_70_51_10 | 40 | 70 | 51 | 10 | Calorimeter
Pr_40_70_51_16 | 40 | 70 | 51 | 16 | Contamination control equipment
Pr_40_70_51_30 | 40 | 70 | 51 | 30 | Fermenter
Pr_40_70_51_44 | 40 | 70 | 51 | 44 | Jacketed vessel
Pr_40_70_51_59 | 40 | 70 | 51 | 59 | Operating theatre equipment
Pr_40_70_51_70 | 40 | 70 | 51 | 70 | Retriever
Pr_40_70_51_84 | 40 | 70 | 51 | 84 | Sterilisation equipment
Pr_40_70_51_94 | 40 | 70 | 51 | 94 | Vacuum furnace
Pr_40_70_58 | 40 | 70 | 58 |  | Office equipment
Pr_40_70_58_23 | 40 | 70 | 58 | 23 | Document shredder
Pr_40_70_62 | 40 | 70 | 62 |  | Personal driers
Pr_40_70_62_09 | 40 | 70 | 62 | 09 | Body driers
Pr_40_70_62_29 | 40 | 70 | 62 | 29 | Face driers
Pr_40_70_62_36 | 40 | 70 | 62 | 36 | Hair driers
Pr_40_70_62_37 | 40 | 70 | 62 | 37 | Hand driers | 45-35-72/334 Hand driers;
Pr_40_70_63 | 40 | 70 | 63 |  | Photographic equipment
Pr_40_70_63_04 | 40 | 70 | 63 | 04 | Automated film developing equipment
Pr_40_70_63_05 | 40 | 70 | 63 | 05 | Automated printing equipment
Pr_40_70_63_28 | 40 | 70 | 63 | 28 | Enlargers
Pr_40_70_63_35 | 40 | 70 | 63 | 35 | Graphics cameras
Pr_40_70_65 | 40 | 70 | 65 |  | Preparation catering equipment
Pr_40_70_65_16 | 40 | 70 | 65 | 16 | Conveyor toasters | 45-35-15/360 Commercial conveyor toasters;
Pr_40_70_65_17 | 40 | 70 | 65 | 17 | Drink making equipment
Pr_40_70_65_18 | 40 | 70 | 65 | 18 | Electric boiling pans | 45-35-15/310 Commercial electric boiling pans;
Pr_40_70_65_19 | 40 | 70 | 65 | 19 | Electric boiling tables | 45-35-15/312 Commercial electric boiling tables;
Pr_40_70_65_20 | 40 | 70 | 65 | 20 | Electric bratt pans | 45-35-15/314 Commercial electric bratt pans;
Pr_40_70_65_21 | 40 | 70 | 65 | 21 | Electric cooking ranges | 45-35-15/316 Commercial electric cooking ranges;
Pr_40_70_65_22 | 40 | 70 | 65 | 22 | Electric deep fat fryers | 45-35-15/318 Commercial electric deep fat fryers;
Pr_40_70_65_23 | 40 | 70 | 65 | 23 | Electric fryers
Pr_40_70_65_24 | 40 | 70 | 65 | 24 | Electric griddles | 45-35-15/320 Commercial electric griddles;
Pr_40_70_65_25 | 40 | 70 | 65 | 25 | Electric grills
Pr_40_70_65_26 | 40 | 70 | 65 | 26 | Electric hot water dispensers | 45-35-15/365 Commercial electric hot water dispensers;
Pr_40_70_65_27 | 40 | 70 | 65 | 27 | Electric oven ranges
Pr_40_70_65_28 | 40 | 70 | 65 | 28 | Electric steaming ovens | 45-35-15/326 Commercial electric steaming ovens;
Pr_40_70_65_29 | 40 | 70 | 65 | 29 | Food blenders
Pr_40_70_65_30 | 40 | 70 | 65 | 30 | Food mincers
Pr_40_70_65_31 | 40 | 70 | 65 | 31 | Food mixers | 45-35-15/380 Commercial food mixers;
Pr_40_70_65_32 | 40 | 70 | 65 | 32 | Food smokers
Pr_40_70_65_33 | 40 | 70 | 65 | 33 | Gas boiling pans | 45-35-15/340 Commercial gas boiling pans;
Pr_40_70_65_34 | 40 | 70 | 65 | 34 | Gas boiling tables | 45-35-15/342 Commercial gas boiling tables;
Pr_40_70_65_35 | 40 | 70 | 65 | 35 | Gas bratt pans | 45-35-15/344 Commercial gas bratt pans;
Pr_40_70_65_36 | 40 | 70 | 65 | 36 | Gas cooking ranges | 45-35-15/346 Commercial gas cooking ranges;
Pr_40_70_65_37 | 40 | 70 | 65 | 37 | Gas deep fat fryers | 45-35-15/348 Commercial gas deep fat fryers;
Pr_40_70_65_38 | 40 | 70 | 65 | 38 | Gas fryers
Pr_40_70_65_39 | 40 | 70 | 65 | 39 | Gas griddles
Pr_40_70_65_40 | 40 | 70 | 65 | 40 | Gas grills | 45-35-15/350 Commercial gas grills;
Pr_40_70_65_41 | 40 | 70 | 65 | 41 | Gas oven ranges
Pr_40_70_65_42 | 40 | 70 | 65 | 42 | Gas steaming ovens | 45-35-15/354 Commercial gas steaming ovens;
Pr_40_70_65_43 | 40 | 70 | 65 | 43 | General purpose electric ovens | 45-35-15/324 Commercial general purpose electric ovens;
Pr_40_70_65_44 | 40 | 70 | 65 | 44 | General purpose gas ovens | 45-35-15/352 Commercial general purpose gas ovens;
Pr_40_70_65_45 | 40 | 70 | 65 | 45 | Gravity feed slicers | 45-35-15/382 Commercial gravity feed slicers;
Pr_40_70_65_46 | 40 | 70 | 65 | 46 | Hot cupboards | 45-35-15/406 Static plain top hot cupboards;
Pr_40_70_65_51 | 40 | 70 | 65 | 51 | Microwave ovens | 45-35-15/322 Commercial microwave ovens;
Pr_40_70_65_65 | 40 | 70 | 65 | 65 | Potato peelers | 45-35-15/384 Commercial potato peelers;
Pr_40_70_65_79 | 40 | 70 | 65 | 79 | Slot toasters | 45-35-15/362 Commercial slot toasters;
Pr_40_70_65_94 | 40 | 70 | 65 | 94 | Vegetable preparation machines | 45-35-15/386 Commercial vegetable preparation machines;
Pr_40_70_67 | 40 | 70 | 67 |  | Projectors
Pr_40_70_67_14 | 40 | 70 | 67 | 14 | Cinematic projectors
Pr_40_70_67_22 | 40 | 70 | 67 | 22 | Digital projectors
Pr_40_70_67_29 | 40 | 70 | 67 | 29 | Film projectors
Pr_40_70_67_63 | 40 | 70 | 67 | 63 | Planetarium projectors
Pr_40_70_67_79 | 40 | 70 | 67 | 79 | Slide projectors
Pr_40_70_71 | 40 | 70 | 71 |  | Recreation equipment
Pr_40_70_71_04 | 40 | 70 | 71 | 04 | Arcade machines
Pr_40_70_71_87 | 40 | 70 | 71 | 87 | Tanning units
Pr_40_70_73 | 40 | 70 | 73 |  | Rolling stock depot equipment
Pr_40_70_73_06 | 40 | 70 | 73 | 06 | Bogie drop | 90-85-70/320 Bogie drop;
Pr_40_70_73_07 | 40 | 70 | 73 | 07 | Bogie press | 90-85-70/310 Bogie press;
Pr_40_70_73_08 | 40 | 70 | 73 | 08 | Bogie rack | 90-85-70/365 Bogie rack;
Pr_40_70_73_09 | 40 | 70 | 73 | 09 | Bogie turntables | 90-85-70/345 Bogie turntable;
Pr_40_70_73_10 | 40 | 70 | 73 | 10 | Bogie workstands | 90-85-70/350 Bogie workstand;
Pr_40_70_73_23 | 40 | 70 | 73 | 23 | Drophead buckeye couplers
Pr_40_70_73_24 | 40 | 70 | 73 | 24 | Drophead buckeye drawgears
Pr_40_70_73_30 | 40 | 70 | 73 | 30 | Fixed CET | 90-85-70/370 Fixed CET;
Pr_40_70_73_47 | 40 | 70 | 73 | 47 | Lifting tables | 90-85-70/360 Lifting table;
Pr_40_70_73_70 | 40 | 70 | 73 | 70 | Rail vehicle lifting jacks | 90-85-70/325 Rail vehicle lifting jack;
Pr_40_70_73_73 | 40 | 70 | 73 | 73 | Retractable buffers
Pr_40_70_73_75 | 40 | 70 | 73 | 75 | Sand plant | 90-85-70/335 Sand plant;
Pr_40_70_73_95 | 40 | 70 | 73 | 95 | Wheel drops | 90-85-70/355 Wheel drop;
Pr_40_70_73_96 | 40 | 70 | 73 | 96 | Wheel lathes | 90-85-70/305 Wheel lathe;
Pr_40_70_73_97 | 40 | 70 | 73 | 97 | Wheelset presses | 90-85-70/315 Wheelset press;
Pr_40_70_73_98 | 40 | 70 | 73 | 98 | Wheel stops | 90-85-70/375 Wheel stop;
Pr_40_70_75 | 40 | 70 | 75 |  | Safety equipment
Pr_40_70_75_01 | 40 | 70 | 75 | 01 | Access cradles | 45-35-74/350 Cradles;
Pr_40_70_75_27 | 40 | 70 | 75 | 27 | Electrically powered winch | 45-35-74/320 Electrically powered winch;
Pr_40_70_75_29 | 40 | 70 | 75 | 29 | Fall arrester devices | 45-35-74/390 Fall arrest devices;
Pr_40_70_75_33 | 40 | 70 | 75 | 33 | Gantries | 45-35-74/360 Gantries;
Pr_40_70_75_35 | 40 | 70 | 75 | 35 | Guided type fall arresters
Pr_40_70_75_36 | 40 | 70 | 75 | 36 | Hand climbing devices
Pr_40_70_75_37 | 40 | 70 | 75 | 37 | Harness and lanyard | 45-35-74/460 Harness and lanyard;
Pr_40_70_75_39 | 40 | 70 | 75 | 39 | Hoist equipment storage units | 45-35-74/450 Hoisting equipment storage units;
Pr_40_70_75_50 | 40 | 70 | 75 | 50 | Manual push
Pr_40_70_75_51 | 40 | 70 | 75 | 51 | Manual winches | 45-35-74/340 Manual winch;
Pr_40_70_75_55 | 40 | 70 | 75 | 55 | Mullion guides | 45-35-74/400 Mullion guides;
Pr_40_70_75_66 | 40 | 70 | 75 | 66 | Protection netting | 45-35-74/420 Protection netting;
Pr_40_70_75_72 | 40 | 70 | 75 | 72 | Rope and pulley devices
Pr_40_70_75_75 | 40 | 70 | 75 | 75 | Safety access anchor devices | 45-35-74/405 Anchor devices for removable personal fall protection equipment;
Pr_40_70_75_76 | 40 | 70 | 75 | 76 | Safety access equipment winding handles
Pr_40_70_75_77 | 40 | 70 | 75 | 77 | Safety harnesses
Pr_40_70_75_79 | 40 | 70 | 75 | 79 | Safety netting | 45-35-74/430 Safety netting;
Pr_40_70_75_81 | 40 | 70 | 75 | 81 | Spillage control kit
Pr_40_70_75_82 | 40 | 70 | 75 | 82 | Stair climbing trolley
Pr_40_70_75_83 | 40 | 70 | 75 | 83 | Suspended access track | 45-35-74/480 Track;
Pr_40_70_75_84 | 40 | 70 | 75 | 84 | Suspended chairs | 45-35-74/370 Suspended chairs;
Pr_40_70_75_85 | 40 | 70 | 75 | 85 | Suspension rigs | 45-35-74/310 Suspension rigs;
Pr_40_70_75_86 | 40 | 70 | 75 | 86 | Suspension rope restraints | 45-35-74/410 Suspension rope restraints;
Pr_40_70_75_96 | 40 | 70 | 75 | 96 | Working platforms | 45-35-74/380 Working platforms;
Pr_40_70_75_97 | 40 | 70 | 75 | 97 | Working platform storage units | 45-35-74/490 Working platform storage units;
Pr_40_70_84 | 40 | 70 | 84 |  | Sports equipment
Pr_40_70_84_01 | 40 | 70 | 84 | 01 | Abdominal machines
Pr_40_70_84_04 | 40 | 70 | 84 | 04 | Arm machines
Pr_40_70_84_06 | 40 | 70 | 84 | 06 | Back machines
Pr_40_70_84_11 | 40 | 70 | 84 | 11 | Cable machines
Pr_40_70_84_13 | 40 | 70 | 84 | 13 | Chest and shoulder machines
Pr_40_70_84_16 | 40 | 70 | 84 | 16 | Cross trainers
Pr_40_70_84_26 | 40 | 70 | 84 | 26 | Elliptical trainers
Pr_40_70_84_27 | 40 | 70 | 84 | 27 | Exercise bikes
Pr_40_70_84_46 | 40 | 70 | 84 | 46 | Leg machines
Pr_40_70_84_47 | 40 | 70 | 84 | 47 | Leverage units
Pr_40_70_84_55 | 40 | 70 | 84 | 55 | Multi-gyms
Pr_40_70_84_65 | 40 | 70 | 84 | 65 | Pool tables
Pr_40_70_84_66 | 40 | 70 | 84 | 66 | Power cages and racks
Pr_40_70_84_67 | 40 | 70 | 84 | 67 | Power plates
Pr_40_70_84_68 | 40 | 70 | 84 | 68 | Punch bags
Pr_40_70_84_72 | 40 | 70 | 84 | 72 | Rowing machines
Pr_40_70_84_80 | 40 | 70 | 84 | 80 | Smith machines
Pr_40_70_84_84 | 40 | 70 | 84 | 84 | Steppers
Pr_40_70_84_86 | 40 | 70 | 84 | 86 | Suspension trainers
Pr_40_70_84_90 | 40 | 70 | 84 | 90 | Trampolines
Pr_40_70_84_91 | 40 | 70 | 84 | 91 | Treadmills
Pr_40_70_84_92 | 40 | 70 | 84 | 92 | Upper body trainers
Pr_40_70_84_94 | 40 | 70 | 84 | 94 | Vertical knee raise and dip machines
Pr_40_70_85 | 40 | 70 | 85 |  | Stage equipment
Pr_40_70_85_31 | 40 | 70 | 85 | 31 | Fly / pulley bars
Pr_40_70_86 | 40 | 70 | 86 |  | Swimming pool equipment
Pr_40_70_86_02 | 40 | 70 | 86 | 02 | Air cushion equipment | 45-35-90/445 Air cushion equipment;
Pr_40_70_86_08 | 40 | 70 | 86 | 08 | Buoyancy-aided movable floors | 45-35-90/315 Movable floors (buoyancy aided);
Pr_40_70_86_10 | 40 | 70 | 86 | 10 | Buoyancy-aided movable bulkheads | 45-35-90/305 Movable bulkheads (buoyancy aided);
Pr_40_70_86_52 | 40 | 70 | 86 | 52 | Mechanical drive movable floors | 45-35-90/320 Movable floors (mechanical drive system);
Pr_40_70_86_60 | 40 | 70 | 86 | 60 | Pool structure-supported movable bulkheads | 45-35-90/310 Movable bulkheads (supported by pool structure);
Pr_40_70_86_84 | 40 | 70 | 86 | 84 | Surface agitation equipment | 45-35-90/450 Surface agitation equipment;
Pr_40_70_86_94 | 40 | 70 | 86 | 94 | Water polo ball release devices | 45-35-90/460 Water polo ball release device;
Pr_40_70_86_98 | 40 | 70 | 86 | 98 | Wave machine equipment
Pr_40_70_96 | 40 | 70 | 96 |  | Water control equipment
Pr_40_70_96_30 | 40 | 70 | 96 | 30 | Flow control device chambers
Pr_40_70_96_31 | 40 | 70 | 96 | 31 | Flow control devices
Pr_40_70_99 | 40 | 70 | 99 |  | Weighing equipment
Pr_40_70_99_22 | 40 | 70 | 99 | 22 | Digital scales
Pr_40_70_99_42 | 40 | 70 | 99 | 42 | Industrial scales
Pr_40_70_99_45 | 40 | 70 | 99 | 45 | Kitchen scales
Pr_40_70_99_62 | 40 | 70 | 99 | 62 | Personnel weighing scales
Pr_45 | 45 |  |  |  | Flora and fauna products
Pr_45_28 | 45 | 28 |  |  | Fauna products
Pr_45_28_30 | 45 | 28 | 30 |  | Fish pass products
Pr_45_28_30_27 | 45 | 28 | 30 | 27 | Eel and elver passes | 45-40-30/310 Eel and elver passes;
Pr_45_28_30_46 | 45 | 28 | 30 | 46 | Larinier fish pass | 45-40-30/320 Larinier fish pass;
Pr_45_28_30_78 | 45 | 28 | 30 | 78 | Siphon fish pass | 45-40-30/330 Siphon fish pass;
Pr_45_30 | 45 | 30 |  |  | Flora products
Pr_45_30_04 | 45 | 30 | 04 |  | Artificial plants
Pr_45_30_04_03 | 45 | 30 | 04 | 03 | Artificial low growing trees | 45-35-05/320 Artificial low 'growing' plants;
Pr_45_30_04_04 | 45 | 30 | 04 | 04 | Artificial topiary and pleaching | 45-35-05/330 Artificial topiary and pleaching;
Pr_45_30_04_05 | 45 | 30 | 04 | 05 | Artificial trees | 45-35-05/325 Artificial trees;
Pr_45_30_04_64 | 45 | 30 | 04 | 64 | Polyester silk plants | 45-35-35/320 Polyester silk plants;
Pr_45_30_04_66 | 45 | 30 | 04 | 66 | Preserved plants | 45-35-35/330 Preserved plants;
Pr_45_30_10 | 45 | 30 | 10 |  | Bulbs, corms, tubers and dormant roots
Pr_45_30_10_04 | 45 | 30 | 10 | 04 | Annual tubers
Pr_45_30_10_10 | 45 | 30 | 10 | 10 | Bulbs | 45-40-10/311 Bulbs, corms and tubers;
Pr_45_30_10_15 | 45 | 30 | 10 | 15 | Corms | 45-40-10/311 Bulbs, corms and tubers;
Pr_45_30_10_62 | 45 | 30 | 10 | 62 | Perennial roots
Pr_45_30_10_63 | 45 | 30 | 10 | 63 | Perennial tubers | 45-40-10/311 Bulbs, corms and tubers;
Pr_45_30_36 | 45 | 30 | 36 |  | Herbaceous and aquatic plants
Pr_45_30_36_02 | 45 | 30 | 36 | 02 | Annual plugs | 45-40-35/331 Annuals supplied as plugs;
Pr_45_30_36_03 | 45 | 30 | 36 | 03 | Aquatic plant bare roots and clumps | 45-40-35/321 Aquatic plants supplied as bare root or clumps;
Pr_45_30_36_04 | 45 | 30 | 36 | 04 | Aquatic plant bunches | 45-40-35/323 Aquatic plants supplied in bunches;
Pr_45_30_36_05 | 45 | 30 | 36 | 05 | Aquatic plant pots and baskets | 45-40-35/325 Aquatic plants supplied in pots or baskets;
Pr_45_30_36_15 | 45 | 30 | 36 | 15 | Container-grown annuals | 45-40-35/333 Container grown annuals;
Pr_45_30_36_16 | 45 | 30 | 36 | 16 | Container-grown perennials | 45-40-35/311 Container grown perennials;
Pr_45_30_36_64 | 45 | 30 | 36 | 64 | Perennial clumps | 45-40-35/315 Perennials supplied in clumps;
Pr_45_30_36_65 | 45 | 30 | 36 | 65 | Perennial plugs | 45-40-35/313 Perennials supplied as plugs;
Pr_45_30_76 | 45 | 30 | 76 |  | Seeds
Pr_45_30_76_29 | 45 | 30 | 76 | 29 | Flower seeds
Pr_45_30_76_32 | 45 | 30 | 76 | 32 | Fruit seeds
Pr_45_30_76_34 | 45 | 30 | 76 | 34 | Grass seeds | 45-40-75/301 Grass seed mix;
Pr_45_30_76_48 | 45 | 30 | 76 | 48 | Locally collected seeds | 45-40-75/309 Locally collected seed;
Pr_45_30_76_77 | 45 | 30 | 76 | 77 | Site-grown temporary crop seeds | 45-40-75/307 Seeds for temporary crops grown on site;
Pr_45_30_76_90 | 45 | 30 | 76 | 90 | Tree and shrub seeds | 45-40-75/305 Tree and shrub seed mix;
Pr_45_30_76_94 | 45 | 30 | 76 | 94 | Vegetable seeds
Pr_45_30_76_97 | 45 | 30 | 76 | 97 | Wildflower seeds | 45-40-75/303 Wildflower seed mix;
Pr_45_30_90 | 45 | 30 | 90 |  | Trees, shrubs and woody climbers
Pr_45_30_90_04 | 45 | 30 | 90 | 04 | Bare-root climbers | 45-40-90/410 Bare root climbers;
Pr_45_30_90_05 | 45 | 30 | 90 | 05 | Bare-root conifers | 45-40-90/310 Bare root conifers;
Pr_45_30_90_06 | 45 | 30 | 90 | 06 | Bare-root cutting-raised roses | 45-40-90/365 Bare root cutting raised roses;
Pr_45_30_90_07 | 45 | 30 | 90 | 07 | Bare-root fruit trees | 45-40-90/315 Bare root fruit trees;
Pr_45_30_90_08 | 45 | 30 | 90 | 08 | Bare-root shrubs | 45-40-90/370 Bare root shrubs;
Pr_45_30_90_09 | 45 | 30 | 90 | 09 | Bare-root trees | 45-40-90/320 Bare root trees;
Pr_45_30_90_10 | 45 | 30 | 90 | 10 | Bare-root budded roses | 45-40-90/360 Bare-root budded roses;
Pr_45_30_90_11 | 45 | 30 | 90 | 11 | Cell-grown conifers | 45-40-90/325 Cell grown conifers;
Pr_45_30_90_12 | 45 | 30 | 90 | 12 | Cell-grown shrubs | 45-40-90/375 Cell grown shrubs;
Pr_45_30_90_13 | 45 | 30 | 90 | 13 | Cell-grown trees | 45-40-90/330 Cell grown trees;
Pr_45_30_90_14 | 45 | 30 | 90 | 14 | Container-grown bamboos | 45-40-90/390 Container grown bamboos;
Pr_45_30_90_15 | 45 | 30 | 90 | 15 | Container-grown budded roses | 45-40-90/380 Container grown budded roses;
Pr_45_30_90_16 | 45 | 30 | 90 | 16 | Container-grown climbers | 45-40-90/415 Container grown climbers;
Pr_45_30_90_17 | 45 | 30 | 90 | 17 | Container-grown conifers | 45-40-90/335 Container grown conifers;
Pr_45_30_90_18 | 45 | 30 | 90 | 18 | Container-grown cutting-raised roses | 45-40-90/385 Container grown cutting raised roses;
Pr_45_30_90_19 | 45 | 30 | 90 | 19 | Container-grown fruit trees | 45-40-90/340 Container grown fruit trees;
Pr_45_30_90_20 | 45 | 30 | 90 | 20 | Container-grown shrubs | 45-40-90/395 Container grown shrubs;
Pr_45_30_90_21 | 45 | 30 | 90 | 21 | Container-grown trees | 45-40-90/345 Container grown trees;
Pr_45_30_90_71 | 45 | 30 | 90 | 71 | Rootballed bamboos | 45-40-90/400 Rootballed bamboos;
Pr_45_30_90_72 | 45 | 30 | 90 | 72 | Rootballed conifers | 45-40-90/350 Rootballed conifers;
Pr_45_30_90_73 | 45 | 30 | 90 | 73 | Rootballed shrubs | 45-40-90/405 Rootballed shrubs;
Pr_45_30_90_74 | 45 | 30 | 90 | 74 | Rootballed trees | 45-40-90/355 Rootballed trees;
Pr_45_31 | 45 | 31 |  |  | Formless flora and fauna products
Pr_45_31_03 | 45 | 31 | 03 |  | Animal biocides
Pr_45_31_03_08 | 45 | 31 | 03 | 08 | Biological controls | 45-40-05/337 Biological controls;
Pr_45_31_03_42 | 45 | 31 | 03 | 42 | Insecticides | 45-40-05/331 Insecticides;
Pr_45_31_03_64 | 45 | 31 | 03 | 64 | Poisons
Pr_45_31_03_72 | 45 | 31 | 03 | 72 | Rodenticides | 45-40-05/333 Poisons for rodents;
Pr_45_31_03_96 | 45 | 31 | 03 | 96 | Worm control | 45-40-05/335 Worm control;
Pr_45_31_37 | 45 | 31 | 37 |  | Herbicides
Pr_45_31_37_15 | 45 | 31 | 37 | 15 | Combined selective lawn herbicide and feed mixes | 45-40-05/341 Combined selective herbicide and feed mix for lawns;
Pr_45_31_37_56 | 45 | 31 | 37 | 56 | Non-selective contact herbicides | 45-40-05/351 Non-selective contact herbicides;
Pr_45_31_37_57 | 45 | 31 | 37 | 57 | Non-selective residual herbicides | 45-40-05/361 Non-selective residual herbicides;
Pr_45_31_37_58 | 45 | 31 | 37 | 58 | Non-selective systemic herbicides | 45-40-05/371 Non-selective systemic herbicides;
Pr_45_31_37_76 | 45 | 31 | 37 | 76 | Selective herbicides | 45-40-05/343 Selective herbicides;
Pr_45_31_52 | 45 | 31 | 52 |  | Microbial biocides
Pr_45_31_52_03 | 45 | 31 | 52 | 03 | Algaecides | 45-40-05/301 Algaecides;
Pr_45_31_52_07 | 45 | 31 | 52 | 07 | Biocides | 45-40-05/313 Biocides;
Pr_45_31_52_31 | 45 | 31 | 52 | 31 | Fungicidal solutions | 45-40-05/319 Fungicidal solutions;
Pr_45_31_52_32 | 45 | 31 | 52 | 32 | Fungicides
Pr_45_31_52_55 | 45 | 31 | 52 | 55 | Non-oxidizing water treatment biocides | 90-15-95/325 Non-oxidizing biocides;
Pr_45_31_52_59 | 45 | 31 | 52 | 59 | Oxidizing water treatment biocides | 90-15-95/330 Oxidizing biocides;
Pr_45_31_52_62 | 45 | 31 | 52 | 62 | Plant fungicides | 45-40-05/321 Fungicides for plants;
Pr_45_31_52_73 | 45 | 31 | 52 | 73 | Root sealers | 45-40-65/380 Sealer for cuts to tree roots;
Pr_45_31_52_86 | 45 | 31 | 52 | 86 | Surface biocides | 45-40-05/315 Surface biocides;
Pr_45_31_52_97 | 45 | 31 | 52 | 97 | Vermicides
Pr_45_31_63 | 45 | 31 | 63 |  | Plant-based fibres
Pr_45_31_63_14 | 45 | 31 | 63 | 14 | Coir fibres | 45-55-55/339 Coir fibres;
Pr_45_31_63_15 | 45 | 31 | 63 | 15 | Combed wheat reed | 45-55-55/311 Combed wheat reed;
Pr_45_31_63_16 | 45 | 31 | 63 | 16 | Compostable plant material | 45-55-55/343 Compostable plant material;
Pr_45_31_63_30 | 45 | 31 | 63 | 30 | Flax fibres | 45-55-55/331 Flax fibres;
Pr_45_31_63_37 | 45 | 31 | 63 | 37 | Hemp fibres | 45-55-55/333 Hemp fibres;
Pr_45_31_63_44 | 45 | 31 | 63 | 44 | Jute fibres | 45-55-55/337 Jute fibres;
Pr_45_31_63_47 | 45 | 31 | 63 | 47 | Long straw | 45-55-55/313 Long straw;
Pr_45_31_63_48 | 45 | 31 | 63 | 48 | Loose straw | 45-55-55/325 Loose straw;
Pr_45_31_63_56 | 45 | 31 | 63 | 56 | Natural bark | 45-55-55/341 Natural bark;
Pr_45_31_63_60 | 45 | 31 | 63 | 60 | Paper bales
Pr_45_31_63_64 | 45 | 31 | 63 | 64 | Playground bark | 45-55-55/351 Playground bark;
Pr_45_31_63_76 | 45 | 31 | 63 | 76 | Sedge | 45-55-55/315 Sedge;
Pr_45_31_63_78 | 45 | 31 | 63 | 78 | Sisal fibres | 45-55-55/335 Sisal fibres;
Pr_45_31_63_80 | 45 | 31 | 63 | 80 | Sphagnum moss | 45-55-55/305 Sphagnum moss;
Pr_45_31_63_84 | 45 | 31 | 63 | 84 | Straw bales | 45-55-55/321 Straw bales;
Pr_45_31_63_96 | 45 | 31 | 63 | 96 | Water reed | 45-55-55/317 Water reed;
Pr_45_31_63_97 | 45 | 31 | 63 | 97 | Wood chips | 45-55-55/353 Wood chips;
Pr_45_31_63_98 | 45 | 31 | 63 | 98 | Wood fibres | 45-55-55/355 Wood fibres;
Pr_45_31_89 | 45 | 31 | 89 |  | Topsoil, feeds and growing media
Pr_45_31_89_08 | 45 | 31 | 89 | 08 | Blood and bonemeal | 45-40-85/385 Blood and bonemeal;
Pr_45_31_89_15 | 45 | 31 | 89 | 15 | Compost dressings | 45-40-85/410 Compost dressing;
Pr_45_31_89_16 | 45 | 31 | 89 | 16 | Composted materials | 45-40-85/350 Composted materials;
Pr_45_31_89_35 | 45 | 31 | 89 | 35 | Green roof substrate | 45-40-85/345 Green roof substrate;
Pr_45_31_89_41 | 45 | 31 | 89 | 41 | Imported growing media | 45-40-85/340 Special imported topsoil and growing media;
Pr_45_31_89_42 | 45 | 31 | 89 | 42 | Imported topsoils | 45-40-85/320 Imported topsoil from a specified source;
Pr_45_31_89_43 | 45 | 31 | 89 | 43 | Inorganic fertilizers | 45-40-85/395 Inorganic fertilizer;
Pr_45_31_89_50 | 45 | 31 | 89 | 50 | Manufactured growing media | 45-40-85/330 Manufactured growing medium;
Pr_45_31_89_51 | 45 | 31 | 89 | 51 | Manufactured topsoils | 45-40-85/335 Manufactured topsoil;
Pr_45_31_89_52 | 45 | 31 | 89 | 52 | Manures | 45-40-85/387 Manure;
Pr_45_31_89_55 | 45 | 31 | 89 | 55 | Mycorrhizal inoculants | 45-40-85/405 Mycorrhizal inoculants;
Pr_45_31_89_57 | 45 | 31 | 89 | 57 | Non-compost dressing for turf | 45-40-85/411 Non-compost dressing for turf;
Pr_45_31_89_58 | 45 | 31 | 89 | 58 | Organic fertilizers | 45-40-85/400 Organic fertilizer;
Pr_45_31_89_75 | 45 | 31 | 89 | 75 | Sanitized and stabilized composts | 45-40-85/355 Sanitized and stabilized compost;
Pr_45_31_89_80 | 45 | 31 | 89 | 80 | Soil amelioration aggregates | 45-40-85/365 Aggregates for soil amelioration;
Pr_45_31_89_81 | 45 | 31 | 89 | 81 | Soil amelioration industrial by-products | 45-40-85/370 Industrial by-products for soil ameliorants;
Pr_45_31_89_82 | 45 | 31 | 89 | 82 | Soil amelioration minerals | 45-40-85/375 Minerals for soil amelioration;
Pr_45_31_89_83 | 45 | 31 | 89 | 83 | Soil conditioning agents
Pr_45_31_89_84 | 45 | 31 | 89 | 84 | Soil moisture retention additives | 45-40-85/380 Soil moisture retention additives;
Pr_45_57 | 45 | 57 |  |  | Non-rigid sheet, mat and strip flora and fauna products
Pr_45_57_91 | 45 | 57 | 91 |  | Turf and pre-planted substrates
Pr_45_57_91_20 | 45 | 57 | 91 | 20 | Cultivated turf | 45-40-95/331 Cultivated turf;
Pr_45_57_91_56 | 45 | 57 | 91 | 56 | Natural turf | 45-40-95/333 Natural turf;
Pr_45_57_91_63 | 45 | 57 | 91 | 63 | Pre-planted coir rolls | 45-40-95/303 Pre-planted coir rolls;
Pr_45_57_91_64 | 45 | 57 | 91 | 64 | Pre-planted pallets | 45-40-95/313 Pre-planted pallets;
Pr_45_57_91_65 | 45 | 57 | 91 | 65 | Pre-planted vegetation blankets | 45-40-95/301 Pre-planted vegetation blankets;
Pr_45_57_91_67 | 45 | 57 | 91 | 67 | Pre-seeded mats | 45-40-95/311 Pre-seeded mats;
Pr_45_57_91_76 | 45 | 57 | 91 | 76 | Seeded area turf edging | 45-40-95/335 Turf edging to seeded areas;
Pr_45_63 | 45 | 63 |  |  | Plant support products
Pr_45_63_63 | 45 | 63 | 63 |  | Plant containers
Pr_45_63_63_02 | 45 | 63 | 63 | 02 | Aluminium divided modular units | 45-40-60/320 Aluminium divided modular units;
Pr_45_63_63_03 | 45 | 63 | 63 | 03 | Aluminium edge retaining profiles | 45-40-60/460 Aluminium edge retaining profiles;
Pr_45_63_63_04 | 45 | 63 | 63 | 04 | Aluminium plant containers | 45-40-60/350 Aluminium plant containers;
Pr_45_63_63_05 | 45 | 63 | 63 | 05 | Aquatic plant containers
Pr_45_63_63_07 | 45 | 63 | 63 | 07 | Biodegradable plant containers
Pr_45_63_63_11 | 45 | 63 | 63 | 11 | Cast and wrought iron plant containers
Pr_45_63_63_15 | 45 | 63 | 63 | 15 | Concrete and reconstituted aggregate plant containers | 45-40-60/370 Concrete and reconstituted aggregate plant containers;
Pr_45_63_63_17 | 45 | 63 | 63 | 17 | Cropping bags
Pr_45_63_63_22 | 45 | 63 | 63 | 22 | Divided modular planting units
Pr_45_63_63_29 | 45 | 63 | 63 | 29 | Flower pouches
Pr_45_63_63_34 | 45 | 63 | 63 | 34 | GRP and AC plant containers | 45-40-60/380 GRP and AC plant containers;
Pr_45_63_63_36 | 45 | 63 | 63 | 36 | Hanging plant containers | 45-40-60/390 Hanging plant containers;
Pr_45_63_63_37 | 45 | 63 | 63 | 37 | Herb planters
Pr_45_63_63_38 | 45 | 63 | 63 | 38 | Herb wheels
Pr_45_63_63_56 | 45 | 63 | 63 | 56 | Natural planting cassettes | 45-40-60/310 Natural planting cassettes;
Pr_45_63_63_62 | 45 | 63 | 63 | 62 | Plastics divided modular units | 45-40-60/330 Plastics divided modular units;
Pr_45_63_63_64 | 45 | 63 | 63 | 64 | Polymer plant containers
Pr_45_63_63_65 | 45 | 63 | 63 | 65 | Potato planters
Pr_45_63_63_72 | 45 | 63 | 63 | 72 | Round plant containers
Pr_45_63_63_80 | 45 | 63 | 63 | 80 | Square plant containers
Pr_45_63_63_81 | 45 | 63 | 63 | 81 | Stainless steel divided modular units | 45-40-60/340 Stainless steel divided modular units;
Pr_45_63_63_82 | 45 | 63 | 63 | 82 | Stainless steel edge retaining profiles | 45-40-60/470 Stainless steel edge retaining profiles;
Pr_45_63_63_83 | 45 | 63 | 63 | 83 | Stainless steel plant containers | 45-40-60/400 Stainless steel plant containers;
Pr_45_63_63_84 | 45 | 63 | 63 | 84 | Steel plant containers | 45-40-60/360 Carbon steel plant containers;
Pr_45_63_63_85 | 45 | 63 | 63 | 85 | Stone plant containers | 45-40-60/410 Stone plant containers;
Pr_45_63_63_86 | 45 | 63 | 63 | 86 | Strawberry planters
Pr_45_63_63_87 | 45 | 63 | 63 | 87 | Terracotta plant containers | 45-40-60/420 Terracotta plant containers;
Pr_45_63_63_88 | 45 | 63 | 63 | 88 | Terrariums
Pr_45_63_63_89 | 45 | 63 | 63 | 89 | Treated timber plant containers | 45-40-60/430 Timber plant containers – treated;
Pr_45_63_63_90 | 45 | 63 | 63 | 90 | Trough plant containers
Pr_45_63_63_92 | 45 | 63 | 63 | 92 | Untreated timber plant containers | 45-40-60/440 Timber plant containers – untreated;
Pr_45_63_63_94 | 45 | 63 | 63 | 94 | Vases
Pr_45_63_63_96 | 45 | 63 | 63 | 96 | Wall planters
Pr_45_63_63_97 | 45 | 63 | 63 | 97 | Window boxes
Pr_45_63_64 | 45 | 63 | 64 |  | Plant support and protection
Pr_45_63_64_11 | 45 | 63 | 64 | 11 | Canes | 45-40-65/450 Canes;
Pr_45_63_64_14 | 45 | 63 | 64 | 14 | Climbing plant supports | 45-40-65/460 Climbing plant supports;
Pr_45_63_64_15 | 45 | 63 | 64 | 15 | Concrete tree surrounds | 45-40-65/375 Precast tree surrounds;
Pr_45_63_64_30 | 45 | 63 | 64 | 30 | Floral foam fixing media | 45-40-65/310 Floral foam fixing medium;
Pr_45_63_64_63 | 45 | 63 | 64 | 63 | Plastics mesh reinforcement | 45-40-65/330 Plastics mesh reinforcement;
Pr_45_63_64_66 | 45 | 63 | 64 | 66 | Polystyrene fixing media | 45-40-65/320 Polystyrene fixing medium;
Pr_45_63_64_67 | 45 | 63 | 64 | 67 | Protective fencing | 45-40-65/390 Protective fencing;
Pr_45_63_64_72 | 45 | 63 | 64 | 72 | Rootball securing frames | 45-40-65/360 Rootball securing assembly;
Pr_45_63_64_78 | 45 | 63 | 64 | 78 | Shrub protectors | 45-40-65/400 Shrub protectors;
Pr_45_63_64_80 | 45 | 63 | 64 | 80 | Softwood pegs | 45-40-65/420 Softwood pegs;
Pr_45_63_64_83 | 45 | 63 | 64 | 83 | Stake ties | 45-40-65/440 Stake ties;
Pr_45_63_64_84 | 45 | 63 | 64 | 84 | Stakes | 45-40-65/430 Stakes;
Pr_45_63_64_87 | 45 | 63 | 64 | 87 | Tree grilles | 45-40-65/370 Tree grilles;
Pr_45_63_64_88 | 45 | 63 | 64 | 88 | Tree guards | 45-40-65/350 Tree guards;
Pr_45_63_64_89 | 45 | 63 | 64 | 89 | Tree protectors | 45-40-65/410 Tree protectors;
Pr_45_63_64_90 | 45 | 63 | 64 | 90 | Trellises | 45-40-65/465 Trellis;
Pr_50 | 50 |  |  |  | Fabric accessory products
Pr_60 | 60 |  |  |  | Services Source products
Pr_60_45 | 60 | 45 |  |  | Water filtration and treatment products
Pr_60_45_01 | 60 | 45 | 01 |  | Aerator products
Pr_60_45_01_11 | 60 | 45 | 01 | 11 | Cascade trays | 90-07-01/345 Cascade trays;
Pr_60_45_01_30 | 60 | 45 | 01 | 30 | Fine bubble diffuser manifold | 90-07-01/315 Fine bubble diffuser manifold;
Pr_60_45_01_37 | 60 | 45 | 01 | 37 | High speed vertical shaft surface aerator | 90-07-01/320 High speed vertical shaft surface aerator;
Pr_60_45_01_38 | 60 | 45 | 01 | 38 | Horizontal shaft surface aerator | 90-07-01/340 Horizontal shaft surface aerator;
Pr_60_45_01_44 | 60 | 45 | 01 | 44 | Jet aeration manifold | 90-07-01/325 Jet aeration manifold;
Pr_60_45_01_48 | 60 | 45 | 01 | 48 | Low speed vertical shaft surface aerator | 90-07-01/330 Low speed vertical shaft surface aerator;
Pr_60_45_01_96 | 60 | 45 | 01 | 96 | Wind powered aerator | 90-07-01/335 Wind powered aerator;
Pr_60_45_03 | 60 | 45 | 03 |  | Air blower products
Pr_60_45_03_12 | 60 | 45 | 03 | 12 | Centrifugal blowers | 90-07-03/315 Centrifugal blower;
Pr_60_45_03_72 | 60 | 45 | 03 | 72 | Rotary lobe air blowers | 90-07-03/305 Rotary Lobe Air Blower;
Pr_60_45_03_73 | 60 | 45 | 03 | 73 | Rotary screw blowers | 90-07-03/310 Rotary screw blower;
Pr_60_45_03_78 | 60 | 45 | 03 | 78 | Side channel blowers | 90-07-03/320 Side channel blower;
Pr_60_45_07 | 60 | 45 | 07 |  | Biological filtration wastewater treatment products
Pr_60_45_07_21 | 60 | 45 | 07 | 21 | De hoxar separator | 90-07-07/325 De hoxar separator;
Pr_60_45_07_22 | 60 | 45 | 07 | 22 | Dissolved air flotation plant | 90-07-07/320 Dissolved air flotation plant;
Pr_60_45_07_23 | 60 | 45 | 07 | 23 | Disc filter | 90-07-07/310 Disc filter;
Pr_60_45_07_25 | 60 | 45 | 07 | 25 | Drum filter | 90-07-07/315 Drum filter;
Pr_60_45_07_46 | 60 | 45 | 07 | 46 | Lamella plate pack | 90-07-07/335 Lamella plate pack;
Pr_60_45_07_51 | 60 | 45 | 07 | 51 | Membrane bio-reactor | 90-07-07/340 Membrane bio-reactor;
Pr_60_45_07_60 | 60 | 45 | 07 | 60 | Packaged lamella unit | 90-07-07/330 Packaged lamella unit;
Pr_60_45_07_72 | 60 | 45 | 07 | 72 | Rotating biological contactor | 90-07-07/305 Rotating biological contactor;
Pr_60_45_12 | 60 | 45 | 12 |  | Centrifuge products
Pr_60_45_22 | 60 | 45 | 22 |  | Decanters
Pr_60_45_22_30 | 60 | 45 | 22 | 30 | Floating decanters | 90-07-13/305 Floating decanter;
Pr_60_45_22_52 | 60 | 45 | 22 | 52 | Motor driven moving arm decanters | 90-07-13/300 Motor driven moving arm decanter;
Pr_60_45_24 | 60 | 45 | 24 |  | Distributor products
Pr_60_45_24_52 | 60 | 45 | 24 | 52 | Motorized trickling filter distributor arms | 90-07-15/310 Motorised trickling filter distributor arm;
Pr_60_45_24_60 | 60 | 45 | 24 | 60 | Paddlewheel trickling filter distributor arms | 90-07-15/320 Paddlewheel trickling filter distributor arm;
Pr_60_45_24_72 | 60 | 45 | 24 | 72 | Rotary reaction trickling filter distributor arms and syphons | 90-07-15/305 Rotary reaction trickling filter distributor arms and syphon;
Pr_60_45_24_90 | 60 | 45 | 24 | 90 | Turbine trickling filter distributor arms | 90-07-15/330 Turbine trickling filter distributor arm;
Pr_60_45_29 | 60 | 45 | 29 |  | Filtration media products
Pr_60_45_29_14 | 60 | 45 | 29 | 14 | Clay trickling filter floor tiles | 90-07-65/320 Clay trickling filter floor tiles;
Pr_60_45_29_16 | 60 | 45 | 29 | 16 | Concrete trickling filter floor tiles | 90-07-65/315 Concrete trickling filter floor tiles;
Pr_60_45_29_65 | 60 | 45 | 29 | 65 | Plastics structured cross flow media | 90-07-65/305 Plastics structured cross flow media;
Pr_60_45_29_70 | 60 | 45 | 29 | 70 | Random packed plastics media | 90-07-65/310 Random packed plastics media;
Pr_60_45_30 | 60 | 45 | 30 |  | Flow control products
Pr_60_45_30_15 | 60 | 45 | 30 | 15 | Composite plastics penstocks | 90-07-30/320 Composite plastics penstock;
Pr_60_45_30_23 | 60 | 45 | 30 | 23 | Diffuser drums | 90-07-30/380 Diffuser drum;
Pr_60_45_30_31 | 60 | 45 | 30 | 31 | Float activated flow control units | 90-07-30/390 Float activated flow control unit;
Pr_60_45_30_52 | 60 | 45 | 30 | 52 | Metal penstocks | 90-07-30/310 Metal penstock;
Pr_60_45_30_83 | 60 | 45 | 30 | 83 | Stop gates | 90-07-30/350 Stop gate;
Pr_60_45_30_84 | 60 | 45 | 30 | 84 | Stop logs | 90-07-30/340 Stop log;
Pr_60_45_30_93 | 60 | 45 | 30 | 93 | Vortex water flow controls
Pr_60_45_30_95 | 60 | 45 | 30 | 95 | Water baffles | 90-07-30/360 Water baffle;
Pr_60_45_30_96 | 60 | 45 | 30 | 96 | Weir gates | 90-07-30/330 Weir gate;
Pr_60_45_30_97 | 60 | 45 | 30 | 97 | Weir plates | 90-07-30/370 Weir plate;
Pr_60_45_33 | 60 | 45 | 33 |  | Grit trap products
Pr_60_45_33_17 | 60 | 45 | 33 | 17 | Cross-flow separators | 90-07-33-305 Cross-flow separator;
Pr_60_45_33_57 | 60 | 45 | 33 | 57 | Non-powered vortex separators | 90-07-33-315 Non-powered vortex flow separator;
Pr_60_45_33_65 | 60 | 45 | 33 | 65 | Powered vortex flow separators | 90-07-33-310 Powered vortex flow separator;
Pr_60_45_34 | 60 | 45 | 34 |  | Grit classifier products
Pr_60_45_34_15 | 60 | 45 | 34 | 15 | Classifier vortex washer and de-waterers | 90-07-34/315 Classifier washer/dewaterer (vortex type);
Pr_60_45_34_71 | 60 | 45 | 34 | 71 | Reciprocating rake classifiers | 90-07-34/305 Reciprocating rake classifier;
Pr_60_45_34_76 | 60 | 45 | 34 | 76 | Screw classifiers | 90-07-34/310 Screw classifier;
Pr_60_45_46 | 60 | 45 | 46 |  | Launder trough products
Pr_60_45_46_46 | 60 | 45 | 46 | 46 | Launder troughs | 90-07-46/315 Launder trough;
Pr_60_45_58 | 60 | 45 | 58 |  | Odour control tank cover products
Pr_60_45_58_33 | 60 | 45 | 58 | 33 | Gas containment covers | 90-07-58-310 Gas containment cover;
Pr_60_45_58_58 | 60 | 45 | 58 | 58 | Odour control covers | 90-07-58-305 Odour control cover;
Pr_60_45_74 | 60 | 45 | 74 |  | Scum removal products
Pr_60_45_74_30 | 60 | 45 | 74 | 30 | Fixed scum pipes | 90-07-74/325 Fixed scum pipe;
Pr_60_45_74_72 | 60 | 45 | 74 | 72 | Rotating scum pipes | 90-07-74/320 Rotating scum pipe;
Pr_60_45_74_75 | 60 | 45 | 74 | 75 | Scum beach | 90-07-74/330 Scum beach;
Pr_60_45_74_76 | 60 | 45 | 74 | 76 | Scum removal boards | 90-07-74/305 Scum removal board;
Pr_60_45_74_77 | 60 | 45 | 74 | 77 | Scum removal valves | 90-07-74/310 Scum removal valve;
Pr_60_45_74_85 | 60 | 45 | 74 | 85 | Surface scum scrapers | 90-07-74/315 Surface scum scraper;
Pr_60_45_76 | 60 | 45 | 76 |  | Sludge de-watering products
Pr_60_45_76_07 | 60 | 45 | 76 | 07 | Belt press | 90-07-76/315 Belt press;
Pr_60_45_76_22 | 60 | 45 | 76 | 22 | Decanter centrifuge | 90-07-76/305 Decanter centrifuge;
Pr_60_45_76_65 | 60 | 45 | 76 | 65 | Plate press | 90-07-76/310 Plate press;
Pr_60_45_78 | 60 | 45 | 78 |  | Sludge removal products
Pr_60_45_78_08 | 60 | 45 | 78 | 08 | Bottom sludge scrapers | 90-07-77/315 Bottom sludge scraper;
Pr_60_45_78_12 | 60 | 45 | 78 | 12 | Chain and flight scrapers | 90-07-77/320 Chain and flight scraper;
Pr_60_45_78_72 | 60 | 45 | 78 | 72 | Rotating full bridge scrapers | 90-07-77/310 Rotating full bridge scraper;
Pr_60_45_78_73 | 60 | 45 | 78 | 73 | Rotating half bridge scrapers | 90-07-77/305 Rotating half bridge scraper;
Pr_60_45_78_78 | 60 | 45 | 78 | 78 | Siphon | 90-07-77/325 Siphon;
Pr_60_45_79 | 60 | 45 | 79 |  | Sludge screening products
Pr_60_45_79_34 | 60 | 45 | 79 | 34 | Gravity sludge screen | 90-07-78/305 Gravity sludge screen;
Pr_60_45_79_65 | 60 | 45 | 79 | 65 | Pressurized sludge screen | 90-07-78/300 Pressurised sludge screen;
Pr_60_45_80 | 60 | 45 | 80 |  | Sludge thickening products
Pr_60_45_80_24 | 60 | 45 | 80 | 24 | Drum thickener | 90-07-79/310 Drum thickener;
Pr_60_45_80_34 | 60 | 45 | 80 | 34 | Gravity belt thickener | 90-07-79/305 Gravity belt thickener;
Pr_60_45_80_63 | 60 | 45 | 80 | 63 | Picket fence thickener | 90-07-79/315 Picket fence thickener;
Pr_60_45_85 | 60 | 45 | 85 |  | Suspended growth and tertiary wastewater treatment products
Pr_60_45_90 | 60 | 45 | 90 |  | Wastewater and water mixer products
Pr_60_45_90_15 | 60 | 45 | 90 | 15 | Channel mixer | 90-07-98/305 Channel mixer;
Pr_60_45_90_51 | 60 | 45 | 90 | 51 | Mechanical mixer | 90-07-98/310 Mechanical mixer;
Pr_60_45_90_85 | 60 | 45 | 90 | 85 | Static pipe mixer | 90-07-98/300 Static pipe mixer;
Pr_60_45_93 | 60 | 45 | 93 |  | Wastewater screenings treatment products
Pr_60_45_93_42 | 60 | 45 | 93 | 42 | Impeller and compactor tank wash | 90-07-90/315 Tank wash (Impeller and compactor) system;
Pr_60_45_93_50 | 60 | 45 | 93 | 50 | Macerator and de-waterer tank wash | 90-07-90/320 Tank wash (Macerator and de-waterer) system;
Pr_60_45_93_75 | 60 | 45 | 93 | 75 | Screw compactors | 90-07-90/305 Screw compactors;
Pr_60_45_93_96 | 60 | 45 | 93 | 96 | Washer compactors | 90-07-90/310 Washer compactor;
Pr_60_45_94 | 60 | 45 | 94 |  | Wastewater screening and water abstraction products
Pr_60_45_94_06 | 60 | 45 | 94 | 06 | Band screens | 90-07-92/310 Band screen;
Pr_60_45_94_08 | 60 | 45 | 94 | 08 | Brushed and macerator combined screens | 90-07-92/380 Combined (brushed / macerator) screen;
Pr_60_45_94_09 | 60 | 45 | 94 | 09 | Brushed screens | 90-07-92/395 Brushed screen;
Pr_60_45_94_15 | 60 | 45 | 94 | 15 | Coanda screens | 90-07-92/345 Coanda screen;
Pr_60_45_94_23 | 60 | 45 | 94 | 23 | Disc screens | 90-07-92/335 Disc screen;
Pr_60_45_94_25 | 60 | 45 | 94 | 25 | Drum screens | 90-07-92/370 Drum screen;
Pr_60_45_94_29 | 60 | 45 | 94 | 29 | Finescreens | 90-07-92/365 Finescreen;
Pr_60_45_94_30 | 60 | 45 | 94 | 30 | Flushing screens | 90-07-92/390 Flushing screen;
Pr_60_45_94_34 | 60 | 45 | 94 | 34 | Grab screens | 90-07-92/320 Grab screen;
Pr_60_45_94_70 | 60 | 45 | 94 | 70 | Raked bar screens | 90-07-92/325 Raked bar screen;
Pr_60_45_94_72 | 60 | 45 | 94 | 72 | Rotary drum screens | 90-07-92/315 Rotary drum screen;
Pr_60_45_94_73 | 60 | 45 | 94 | 73 | Rotating bar interceptors | 90-07-92/355 Rotating bar interceptors;
Pr_60_45_94_78 | 60 | 45 | 94 | 78 | Slot screens | 90-07-92/330 Slot screen;
Pr_60_45_94_80 | 60 | 45 | 94 | 80 | Spiral and compaction combined screens | 90-07-92/375 Combined (spiral / compaction) screen;
Pr_60_45_94_81 | 60 | 45 | 94 | 81 | Spiral screens | 90-07-92/350 Spiral screen;
Pr_60_45_94_83 | 60 | 45 | 94 | 83 | Static perforated plate screens | 90-07-92/385 Static perforated plate screen;
Pr_60_45_94_84 | 60 | 45 | 94 | 84 | Static wedge wire screens | 90-07-92/340 Static wedge wire screen;
Pr_60_45_94_85 | 60 | 45 | 94 | 85 | Step screens | 90-07-92/360 Step screens;
Pr_60_45_95 | 60 | 45 | 95 |  | Wastewater settlement products
Pr_60_45_95_15 | 60 | 45 | 95 | 15 | Conical glass reinforced plastics (GRP) settlement tanks | 90-07-97/300 Conical GRP settlement tanks;
Pr_60_45_96 | 60 | 45 | 96 |  | Wastewater tank flushing products
Pr_60_45_96_14 | 60 | 45 | 96 | 14 | Circular tank flushing vessels | 90-07-94/310 Circular tank flushing vessel;
Pr_60_45_96_30 | 60 | 45 | 96 | 30 | Flushing gates | 90-07-94/305 Flushing gate;
Pr_60_45_96_89 | 60 | 45 | 96 | 89 | Tipping troughs | 90-07-94/300 Tipping trough;
Pr_60_45_96_94 | 60 | 45 | 96 | 94 | Vacuum operated storage reservoirs | 90-07-94/315 Vacuum operated storage reservoir;
Pr_60_50 | 60 | 50 |  |  | Tank, cylinder and vessel products
Pr_60_50_10 | 60 | 50 | 10 |  | Bulk storage tanks
Pr_60_50_10_34 | 60 | 50 | 10 | 34 | Glass fused steel tanks | 90-07-10/300 Glass fused steel tanks;
Pr_60_50_10_64 | 60 | 50 | 10 | 64 | Plastics tanks | 90-07-10/310 Plastics tanks;
Pr_60_50_10_66 | 60 | 50 | 10 | 66 | Precast concrete modular tanks | 90-07-10/320 Precast concrete modular tank;
Pr_60_50_20 | 60 | 50 | 20 |  | Cylinders and buffer vessels
Pr_60_50_20_02 | 60 | 50 | 20 | 02 | Accumulators | 90-40-80/330 Accumulators;
Pr_60_50_20_10 | 60 | 50 | 20 | 10 | Buffer vessels | 90-15-35/430 Buffer vessel;
Pr_60_50_20_21 | 60 | 50 | 20 | 21 | Direct hot water storage cylinders | 90-15-35/310 Direct hot water storage cylinders;
Pr_60_50_20_22 | 60 | 50 | 20 | 22 | Direct insulated hot water combination units | 90-15-35/320 Direct insulated combination units;
Pr_60_50_20_23 | 60 | 50 | 20 | 23 | Double feed indirect hot water storage cylinders | 90-15-35/350 Indirect hot water storage cylinders, double feed;
Pr_60_50_20_24 | 60 | 50 | 20 | 24 | Double feed indirect insulated hot water combination units | 90-15-35/370 Double feed indirect insulated combination units;
Pr_60_50_20_25 | 60 | 50 | 20 | 25 | Dual coil hot water storage cylinders | 90-15-35/330 Dual coil hot water storage cylinders;
Pr_60_50_20_28 | 60 | 50 | 20 | 28 | Expansion vessels | 90-10-60/455 Expansion vessels;
Pr_60_50_20_42 | 60 | 50 | 20 | 42 | Indirectly heated unvented hot water storage cylinders | 90-15-35/340 Indirectly heated unvented hot water storage;
Pr_60_50_20_77 | 60 | 50 | 20 | 77 | Single feed indirect insulated combination units | 90-15-35/380 Single feed indirect insulated combination units;
Pr_60_50_20_78 | 60 | 50 | 20 | 78 | Single feed indirect hot water storage cylinders | 90-15-35/360 Indirect hot water storage cylinders, single feed;
Pr_60_50_33 | 60 | 50 | 33 |  | Gas storage cylinders
Pr_60_50_33_14 | 60 | 50 | 33 | 14 | Compressed air cylinders | 90-30-10/340 Compressed gas cylinders;
Pr_60_50_33_15 | 60 | 50 | 33 | 15 | Compressed gas cylinders | 90-30-45/310 Compressed gas cylinders;
Pr_60_50_33_37 | 60 | 50 | 33 | 37 | High pressure fire extinguishing gas storage cylinders | 90-35-35/360 High pressure storage cylinders;
Pr_60_50_33_46 | 60 | 50 | 33 | 46 | Liquefied gas cylinders | 90-30-45/315 Liquid cylinders;
Pr_60_50_33_47 | 60 | 50 | 33 | 47 | Liquid oxygen cylinders | 90-30-55/314 Liquid oxygen cylinders;
Pr_60_50_33_48 | 60 | 50 | 33 | 48 | Low pressure fire extinguishing gas storage cylinders | 90-35-35/365 Low pressure storage cylinders;
Pr_60_50_33_51 | 60 | 50 | 33 | 51 | Medical compressed gas cylinders | 90-30-55/312 Compressed gas cylinders;
Pr_60_50_41 | 60 | 50 | 41 |  | Irrigation and water feature reservoirs
Pr_60_50_41_41 | 60 | 50 | 41 | 41 | Integral water features
Pr_60_50_41_53 | 60 | 50 | 41 | 53 | Modular irrigation reservoirs | 90-15-40/431 Modular irrigation reservoirs;
Pr_60_50_41_65 | 60 | 50 | 41 | 65 | Pre-formed reservoirs | 90-15-90/489 Pre-formed reservoirs;
Pr_60_50_41_66 | 60 | 50 | 41 | 66 | Pre-formed rigid pond liners | 90-15-90/485 Pre-formed rigid pond liners;
Pr_60_50_41_77 | 60 | 50 | 41 | 77 | Sealed irrigation reservoirs | 90-15-40/432 Sealed irrigation reservoirs;
Pr_60_50_41_96 | 60 | 50 | 41 | 96 | Water feature container | 90-15-90/471 Containers for water features;
Pr_60_50_46 | 60 | 50 | 46 |  | Liquid fuel tank accessories
Pr_60_50_46_45 | 60 | 50 | 46 | 45 | Liquid fuel tank contents gauge | 90-25-50/310 Contents gauges;
Pr_60_50_46_46 | 60 | 50 | 46 | 46 | Liquid fuel tank drip trays | 90-25-50/315 Drip trays;
Pr_60_50_46_47 | 60 | 50 | 46 | 47 | Liquid fuel tank fill points | 90-25-50/320 Fill points;
Pr_60_50_46_48 | 60 | 50 | 46 | 48 | Liquid fuel tank outflow heaters | 90-25-50/385 Outflow heaters;
Pr_60_50_46_49 | 60 | 50 | 46 | 49 | Liquid fuel tank heaters | 90-25-50/420 Tank heaters;
Pr_60_50_46_59 | 60 | 50 | 46 | 59 | Overflow prevention devices | 90-25-50/380 Overfill alarms and overfill prevention devices;
Pr_60_50_46_87 | 60 | 50 | 46 | 87 | Tank access chamber
Pr_60_50_47 | 60 | 50 | 47 |  | Liquid fuel tanks
Pr_60_50_47_11 | 60 | 50 | 47 | 11 | Liquid fuel service tanks
Pr_60_50_47_12 | 60 | 50 | 47 | 12 | Carbon steel liquid fuel tanks | 90-25-50/340 Carbon steel liquid fuel service tanks;
Pr_60_50_47_13 | 60 | 50 | 47 | 13 | Carbon steel oil tanks | 90-25-50/360 Carbon steel oil service tanks;
Pr_60_50_47_34 | 60 | 50 | 47 | 34 | Glass reinforced plastics liquid fuel tanks | 90-25-50/345 Glass reinforced plastics liquid fuel service tanks;
Pr_60_50_47_63 | 60 | 50 | 47 | 63 | Plastics oil tanks | 90-25-50/365 Plastics oil service tanks;
Pr_60_50_47_84 | 60 | 50 | 47 | 84 | Stainless steel liquid fuel tanks | 90-25-50/320 Fill points;
Pr_60_50_67 | 60 | 50 | 67 |  | Pressure storage vessels
Pr_60_50_67_31 | 60 | 50 | 67 | 31 | Foam fire fighting tanks | 90-35-30/310 Foam fire fighting tanks;
Pr_60_50_67_48 | 60 | 50 | 67 | 48 | Liquefied petroleum gas (LPG) storage vessels | 90-30-50/310 Storage vessels;
Pr_60_50_67_52 | 60 | 50 | 67 | 52 | Metal liquid or gas pressure vessels | 45-30-65/305 Metal pressure vessel;
Pr_60_50_67_93 | 60 | 50 | 67 | 93 | Vacuum flasks
Pr_60_50_67_94 | 60 | 50 | 67 | 94 | Vacuum insulated evaporator (VIE) storage vessels | 90-30-45/320 Vacuum insulated evaporator (VIE) storage vessels;
Pr_60_50_85 | 60 | 50 | 85 |  | Storage of solid materials
Pr_60_50_85_01 | 60 | 50 | 85 | 01 | Above ground storage containers for solid fuel | 90-40-80/340 Above ground storage containers for solid fuel;
Pr_60_50_85_07 | 60 | 50 | 85 | 07 | Below ground storage containers for solid fuel | 90-40-80/350 Below ground storage containers for solid fuel;
Pr_60_50_85_78 | 60 | 50 | 85 | 78 | Silos | 45-30-80/310 Silo;
Pr_60_50_96 | 60 | 50 | 96 |  | Water tanks and cisterns
Pr_60_50_96_15 | 60 | 50 | 96 | 15 | Concrete tanks
Pr_60_50_96_32 | 60 | 50 | 96 | 32 | Galvanized steel cisterns | 90-10-95/350 Prefabricated galvanized steel cisterns;
Pr_60_50_96_33 | 60 | 50 | 96 | 33 | Galvanized steel tanks | 90-10-95/360 Prefabricated galvanized steel tanks;
Pr_60_50_96_34 | 60 | 50 | 96 | 34 | Glass reinforced plastics cisterns | 90-10-95/310 Glass fibre reinforced tanks and cisterns;
Pr_60_50_96_35 | 60 | 50 | 96 | 35 | Glass reinforced pressure tanks | 90-10-95/370 Pressure tanks;
Pr_60_50_96_36 | 60 | 50 | 96 | 36 | Glass reinforced plastics tanks | 90-10-95/310 Glass fibre reinforced tanks and cisterns;
Pr_60_50_96_52 | 60 | 50 | 96 | 52 | Moulded plastics tanks
Pr_60_50_96_53 | 60 | 50 | 96 | 53 | Moulded plastics cisterns | 90-10-95/340 Moulded plastics cisterns;
Pr_60_50_96_62 | 60 | 50 | 96 | 62 | Piped attenuation structure | 90-10-95/420 Piped attenuation structure;
Pr_60_50_96_64 | 60 | 50 | 96 | 64 | Polyethylene (PE) tanks | 90-10-95/410 Waste water below ground storage tanks (greywater);
Pr_60_50_96_65 | 60 | 50 | 96 | 65 | Polypropylene (PP) tanks | 90-10-95/400 Surface water below ground storage tanks;
Pr_60_50_96_70 | 60 | 50 | 96 | 70 | Rainwater storage butts | 90-10-95/380 Rainwater storage butts;
Pr_60_50_96_76 | 60 | 50 | 96 | 76 | Sectional carbon steel tanks | 90-10-95/390 Sectional steel tank;
Pr_60_50_96_84 | 60 | 50 | 96 | 84 | Stainless steel tanks
Pr_60_55 | 60 | 55 |  |  | Liquid and gas source products
Pr_60_55_31 | 60 | 55 | 31 |  | Inlet connections and fill connections
Pr_60_55_31_29 | 60 | 55 | 31 | 29 | Foam inlet adaptors | 90-35-30/320 Foam inlet adaptors;
Pr_60_55_31_30 | 60 | 55 | 31 | 30 | Foam inlet boxes | 90-35-30/330 Foam inlet boxes;
Pr_60_55_31_42 | 60 | 55 | 31 | 42 | Riser inlet breechings and boxes
Pr_60_55_31_47 | 60 | 55 | 31 | 47 | Liquefied petroleum gas (LPG) fill connections | 90-30-50/320 Filling connection;
Pr_60_55_31_96 | 60 | 55 | 31 | 96 | Water inlet adaptors
Pr_60_55_31_97 | 60 | 55 | 31 | 97 | Water inlet boxes
Pr_60_55_33 | 60 | 55 | 33 |  | Gas and vacuum generators
Pr_60_55_33_04 | 60 | 55 | 33 | 04 | Anaerobic digesters | 90-30-35/310 Anaerobic digesters;
Pr_60_55_33_13 | 60 | 55 | 33 | 13 | Chlorine generators
Pr_60_55_33_39 | 60 | 55 | 33 | 39 | Hydrogen generators | 90-30-45/325 Hydrogen generators;
Pr_60_55_33_56 | 60 | 55 | 33 | 56 | Nitrogen generators | 90-30-45/330 Nitrogen generators;
Pr_60_55_33_73 | 60 | 55 | 33 | 73 | Pressure swing adsorption (PSA) plant | 90-30-55/326 Pressure swing adsorption (PSA) plant;
Pr_60_55_33_94 | 60 | 55 | 33 | 94 | Vacuum plant | 90-30-55/322 Medical vacuum plant;
Pr_60_55_96 | 60 | 55 | 96 |  | Water treatment chemicals
Pr_60_55_96_06 | 60 | 55 | 96 | 06 | Bacteria and biofouling inhibitors | 90-15-95/335 pH control chemicals;
Pr_60_55_96_07 | 60 | 55 | 96 | 07 | Biocide chemicals
Pr_60_55_96_08 | 60 | 55 | 96 | 08 | Biodispersant chemicals | 90-15-95/310 Biodispersant chemicals;
Pr_60_55_96_12 | 60 | 55 | 96 | 12 | Chlorination chemicals | 90-12-65/305 Chlorination chemicals;
Pr_60_55_96_15 | 60 | 55 | 96 | 15 | Corrosion inhibitor chemicals | 90-15-95/315 Corrosion inhibitor chemicals;
Pr_60_55_96_16 | 60 | 55 | 96 | 16 | Corrosion inhibitor chemicals for closed circuits | 90-15-95/317 Corrosion inhibitors for closed circuit systems;
Pr_60_55_96_21 | 60 | 55 | 96 | 21 | De-chlorination chemicals | 90-12-65/310 De-chlorination chemicals;
Pr_60_55_96_22 | 60 | 55 | 96 | 22 | Dispersant chemicals | 90-15-95/320 Dispersant chemicals;
Pr_60_55_96_58 | 60 | 55 | 96 | 58 | Odour control chemicals | 90-12-65/330 Odour control chemicals;
Pr_60_55_96_64 | 60 | 55 | 96 | 64 | pH correction chemicals | 90-12-65/325 pH correction chemicals;
Pr_60_55_96_77 | 60 | 55 | 96 | 77 | Scale inhibitor chemicals | 90-15-95/340 Scale inhibitor chemicals;
Pr_60_55_96_78 | 60 | 55 | 96 | 78 | Septicity control chemicals | 90-12-65/335 Septicity control chemicals;
Pr_60_55_96_79 | 60 | 55 | 96 | 79 | Settlement coagulants | 90-12-65/300 Settlement coagulants;
Pr_60_55_96_96 | 60 | 55 | 96 | 96 | Water plumbosolvency reduction chemicals | 90-12-65/315 Water plumbosolvency reduction chemicals;
Pr_60_55_97 | 60 | 55 | 97 |  | Water treatment products
Pr_60_55_97_02 | 60 | 55 | 97 | 02 | Alkalinity dosing units | 90-15-75/320 Alkalinity dosing units;
Pr_60_55_97_06 | 60 | 55 | 97 | 06 | Bioaugmentation devices | 90-15-90/361 Bioaugmentation products;
Pr_60_55_97_07 | 60 | 55 | 97 | 07 | Biocide dosing pots | 90-15-95/350 Dosing pots;
Pr_60_55_97_11 | 60 | 55 | 97 | 11 | Chemical disinfection devices
Pr_60_55_97_12 | 60 | 55 | 97 | 12 | Chemical dosing pots | 90-15-95/350 Dosing pots;
Pr_60_55_97_13 | 60 | 55 | 97 | 13 | Chemical injectors | 90-15-40/341 Injectors;
Pr_60_55_97_14 | 60 | 55 | 97 | 14 | Clarifiers | 90-15-90/339 Water clarifiers;
Pr_60_55_97_15 | 60 | 55 | 97 | 15 | Coagulant dosing units | 90-15-75/330 Coagulant dosing units;
Pr_60_55_97_20 | 60 | 55 | 97 | 20 | Deionisation units
Pr_60_55_97_21 | 60 | 55 | 97 | 21 | Desalination units
Pr_60_55_97_22 | 60 | 55 | 97 | 22 | Disinfectant dosing units | 90-15-75/340 Disinfectant dosing units;
Pr_60_55_97_23 | 60 | 55 | 97 | 23 | Distillation units
Pr_60_55_97_24 | 60 | 55 | 97 | 24 | Drinking water nitrate removal devices | 90-15-95/410 Nitrate removal devices for drinking water;
Pr_60_55_97_27 | 60 | 55 | 97 | 27 | Electrodialysis units | 90-15-95/360 Electrodialysis units;
Pr_60_55_97_41 | 60 | 55 | 97 | 41 | Inline filter units | 90-15-95/375 Inline filter units;
Pr_60_55_97_43 | 60 | 55 | 97 | 43 | Ion exchange demineralization units | 90-15-95/380 Ion exchange demineralization units;
Pr_60_55_97_44 | 60 | 55 | 97 | 44 | Ion exchange softening units | 90-15-95/390 Ion exchange softening units;
Pr_60_55_97_50 | 60 | 55 | 97 | 50 | Magnetic water conditioners | 90-15-95/400 Magnetic water conditioners;
Pr_60_55_97_63 | 60 | 55 | 97 | 63 | pH control dosing units | 90-15-75/350 pH control dosing units;
Pr_60_55_97_72 | 60 | 55 | 97 | 72 | Reverse osmosis units | 90-15-95/420 Reverse osmosis units;
Pr_60_55_97_85 | 60 | 55 | 97 | 85 | Sterilizers | 90-15-90/349 Water sterilizers;
Pr_60_55_97_86 | 60 | 55 | 97 | 86 | Surface skimmers | 90-15-90/345 Water skimmers;
Pr_60_55_97_93 | 60 | 55 | 97 | 93 | Ultra violet (UV) disinfection devices | 90-15-95/430 Ultra-violet light disinfection units;
Pr_60_55_97_95 | 60 | 55 | 97 | 95 | Water aerators | 90-15-90/335 Water aerators;
Pr_60_55_97_96 | 60 | 55 | 97 | 96 | Water conditioners | 90-15-90/341 Water conditioners;
Pr_60_55_97_97 | 60 | 55 | 97 | 97 | Water treatment dosing pots
Pr_60_60 | 60 | 60 |  |  | Heating and cooling source products
Pr_60_60_08 | 60 | 60 | 08 |  | Boilers
Pr_60_60_08_24 | 60 | 60 | 08 | 24 | Dual fuel cast iron boilers | 90-40-05/310 Dual fuel fired cast iron boilers;
Pr_60_60_08_25 | 60 | 60 | 08 | 25 | Dual fuel steel shell boilers | 90-40-05/320 Dual fuel fired steel shell boilers;
Pr_60_60_08_33 | 60 | 60 | 08 | 33 | Gas fired boilers | 90-40-05/330 Gas fired boilers;
Pr_60_60_08_34 | 60 | 60 | 08 | 34 | Gas fired condensing boilers | 90-40-05/340 Gas fired condensing boilers;
Pr_60_60_08_35 | 60 | 60 | 08 | 35 | Gas fired cast iron boilers | 90-40-05/350 Gas fired cast iron boilers;
Pr_60_60_08_36 | 60 | 60 | 08 | 36 | Gas fired steel shell boilers | 90-40-05/360 Gas fired steel shell boilers;
Pr_60_60_08_37 | 60 | 60 | 08 | 37 | Gas fired water tube boilers | 90-40-05/370 Gas fired steam boilers;
Pr_60_60_08_58 | 60 | 60 | 08 | 58 | Oil fired cast iron boilers | 90-40-05/380 Oil fired cast iron boilers;
Pr_60_60_08_59 | 60 | 60 | 08 | 59 | Oil fired steel shell boilers | 90-40-05/390 Oil fired steel shell boilers;
Pr_60_60_08_60 | 60 | 60 | 08 | 60 | Oil fired water tube boilers | 90-40-05/400 Oil fired steam boilers;
Pr_60_60_08_80 | 60 | 60 | 08 | 80 | Solid fuel cast iron boilers | 90-40-05/410 Solid fuel fired cast iron boilers;
Pr_60_60_08_81 | 60 | 60 | 08 | 81 | Solid fuel steel shell boilers | 90-40-05/420 Solid fuel fired steel shell boilers;
Pr_60_60_10 | 60 | 60 | 10 |  | Burners
Pr_60_60_10_03 | 60 | 60 | 10 | 03 | Atmospheric gas burners
Pr_60_60_10_05 | 60 | 60 | 10 | 05 | Atomizing oil burners
Pr_60_60_10_29 | 60 | 60 | 10 | 29 | Forced draught dual fuel burners
Pr_60_60_10_30 | 60 | 60 | 10 | 30 | Forced draught gas burners
Pr_60_60_10_31 | 60 | 60 | 10 | 31 | Forced draught oil burners
Pr_60_60_10_65 | 60 | 60 | 10 | 65 | Pre-mix gas burners
Pr_60_60_13 | 60 | 60 | 13 |  | Chillers and cooling towers
Pr_60_60_13_01 | 60 | 60 | 13 | 01 | Adsorption chillers
Pr_60_60_13_04 | 60 | 60 | 13 | 04 | Air cooled liquid chillers | 90-40-10/330 Air cooled liquid chillers;
Pr_60_60_13_14 | 60 | 60 | 13 | 14 | Closed circuit cooling towers | 90-40-10/380 Closed circuit cooling towers;
Pr_60_60_13_22 | 60 | 60 | 13 | 22 | Direct fired absorption liquid chillers | 90-40-10/340 Direct fired absorption liquid chillers;
Pr_60_60_13_27 | 60 | 60 | 13 | 27 | Electric driven refrigerant compressors | 90-40-95/310 Electric driven compressors;
Pr_60_60_13_33 | 60 | 60 | 13 | 33 | Gas engine driven refrigerant compressors | 90-40-95/320 Gas engine driven compressors;
Pr_60_60_13_38 | 60 | 60 | 13 | 38 | Hot water fired absorption liquid chillers | 90-40-10/410 Hot water fired absorption liquid chillers;
Pr_60_60_13_59 | 60 | 60 | 13 | 59 | Open circuit cooling towers | 90-40-10/390 Open circuit cooling towers;
Pr_60_60_13_84 | 60 | 60 | 13 | 84 | Steam fired absorption liquid chillers | 90-40-10/350 Steam fired absorption liquid chillers;
Pr_60_60_13_96 | 60 | 60 | 13 | 96 | Water cooled liquid chillers | 90-40-10/360 Water cooled liquid chillers;
Pr_60_60_36 | 60 | 60 | 36 |  | Heat recovery distribution equipment
Pr_60_60_36_26 | 60 | 60 | 36 | 26 | Economizers
Pr_60_60_36_36 | 60 | 60 | 36 | 36 | Heat pipes | 90-45-45/310 Heat pipes;
Pr_60_60_36_60 | 60 | 60 | 36 | 60 | Passive heat exchangers | 90-45-45/360 Passive heat exchangers;
Pr_60_60_36_62 | 60 | 60 | 36 | 62 | Plate recuperators | 90-45-45/320 Plate recuperators;
Pr_60_60_36_72 | 60 | 60 | 36 | 72 | Regenerators | 90-45-45/330 Regenerators;
Pr_60_60_36_74 | 60 | 60 | 36 | 74 | Run-around coils | 90-45-45/340 Run-around coils;
Pr_60_60_36_88 | 60 | 60 | 36 | 88 | Thermal wheels | 90-45-45/350 Thermal wheels;
Pr_60_60_38 | 60 | 60 | 38 |  | Calorifiers and plate heat exchangers
Pr_60_60_38_38 | 60 | 60 | 38 | 38 | Hot water non-storage calorifiers | 90-40-45/310 Hot water non-storage calorifiers;
Pr_60_60_38_42 | 60 | 60 | 38 | 42 | Instantaneous plate heat exchangers | 90-15-35/420 Instantaneous water heaters, packaged plate heat exchangers;
Pr_60_60_38_62 | 60 | 60 | 38 | 62 | Plate heat exchangers | 90-40-45/330 Plate heat exchangers;
Pr_60_60_38_84 | 60 | 60 | 38 | 84 | Steam to water non-storage calorifiers | 90-40-45/350 Steam non-storage calorifiers;
Pr_60_60_38_85 | 60 | 60 | 38 | 85 | Storage calorifiers
Pr_60_60_81 | 60 | 60 | 81 |  | Solar heat collectors
Pr_60_60_81_26 | 60 | 60 | 81 | 26 | Evacuated tube solar collectors | 90-40-75/310 Evacuated tube collectors;
Pr_60_60_81_30 | 60 | 60 | 81 | 30 | Flat plate solar collectors | 90-40-75/320 Flat plate collectors;
Pr_60_60_81_80 | 60 | 60 | 81 | 80 | Solar heat stores | 90-40-75/360 Heat store;
Pr_60_60_81_81 | 60 | 60 | 81 | 81 | Solar trackers | 90-40-75/350 Solar tracking;
Pr_60_60_83 | 60 | 60 | 83 |  | Solid fuel and waste handling equipment
Pr_60_60_83_05 | 60 | 60 | 83 | 05 | Ash handling equipment | 90-40-80/320 Ash handling equipment;
Pr_60_60_83_81 | 60 | 60 | 83 | 81 | Solid fuel handling equipment | 90-40-80/310 Fuel handling equipment;
Pr_60_60_84 | 60 | 60 | 84 |  | Steam generators
Pr_60_60_84_14 | 60 | 60 | 84 | 14 | Clean steam generators | 90-20-75/425 Packaged clean steam generators;
Pr_60_60_96 | 60 | 60 | 96 |  | Water heaters
Pr_60_60_96_26 | 60 | 60 | 96 | 26 | Electric instantaneous shower units | 90-15-35/390 Instantaneous shower units, electric;
Pr_60_60_96_27 | 60 | 60 | 96 | 27 | Electric instantaneous water heaters | 90-15-35/400 Instantaneous water heaters, electric;
Pr_60_60_96_28 | 60 | 60 | 96 | 28 | Electric storage water heaters | 90-15-35/440 Storage water heaters, electric;
Pr_60_60_96_33 | 60 | 60 | 96 | 33 | Gas-fired instantaneous water heaters | 90-15-35/410 Instantaneous water heaters, gas fired;
Pr_60_60_96_34 | 60 | 60 | 96 | 34 | Gas-fired storage water heaters | 90-15-35/450 Storage water heaters, gas fired;
Pr_60_60_96_42 | 60 | 60 | 96 | 42 | Immersion heaters | 90-15-35/460 Immersion heaters;
Pr_60_65 | 60 | 65 |  |  | Air and fume source products
Pr_60_65_03 | 60 | 65 | 03 |  | Air handling units
Pr_60_65_03_28 | 60 | 65 | 03 | 28 | Extract and return air handling units
Pr_60_65_03_86 | 60 | 65 | 03 | 86 | Supply air handling units | 90-45-15/310 Air handling unit;
Pr_60_65_03_87 | 60 | 65 | 03 | 87 | Supply and return air handling units | 90-45-15/310 Air handling unit;
Pr_60_65_31 | 60 | 65 | 31 |  | Fume cupboards and safety cabinets
Pr_60_65_31_33 | 60 | 65 | 31 | 33 | General-purpose fume cupboards | 90-45-35/310 General purpose fume cupboards;
Pr_60_65_31_46 | 60 | 65 | 31 | 46 | Laminar flow cabinets | 90-45-35/320 Laminar flow cabinets;
Pr_60_65_31_52 | 60 | 65 | 31 | 52 | Microbiological safety cabinets | 90-45-35/330 Microbiological safety cabinets;
Pr_60_65_31_71 | 60 | 65 | 31 | 71 | Recirculatory filtration fume cupboards | 90-45-35/340 Recirculatory filtration fume cupboards;
Pr_60_65_31_76 | 60 | 65 | 31 | 76 | School fume cupboards | 90-45-35/350 School fume cupboards;
Pr_60_65_31_94 | 60 | 65 | 31 | 94 | Variable air volume fume cupboards | 90-45-35/360 Variable air volume fume cupboards;
Pr_60_65_37 | 60 | 65 | 37 |  | Heating and cooling coils
Pr_60_65_37_12 | 60 | 65 | 37 | 12 | Chilled water cooling coils | 90-45-50/310 Chilled water cooling coils;
Pr_60_65_37_27 | 60 | 65 | 37 | 27 | Electric heater batteries | 90-45-50/320 Electric heater batteries;
Pr_60_65_37_33 | 60 | 65 | 37 | 33 | Gas fired heater batteries | 90-45-50/330 Gas fired heater batteries;
Pr_60_65_37_41 | 60 | 65 | 37 | 41 | Intercooler
Pr_60_65_37_47 | 60 | 65 | 37 | 47 | Low temperature hot water heating coils | 90-45-50/340 Low temperature hot water heating coils;
Pr_60_65_37_72 | 60 | 65 | 37 | 72 | Refrigerant cooling coils | 90-45-50/350 Refrigerant cooling coils;
Pr_60_65_94 | 60 | 65 | 94 |  | Ventilation hoods and extract points
Pr_60_65_94_29 | 60 | 65 | 94 | 29 | Fume capturing hoods | 90-45-40/320 Capturing hoods;
Pr_60_65_94_30 | 60 | 65 | 94 | 30 | Fume enclosing hoods | 90-45-40/330 Enclosing hoods;
Pr_60_65_94_31 | 60 | 65 | 94 | 31 | Fume receiving hoods | 90-45-40/340 Receiving hoods;
Pr_60_65_94_32 | 60 | 65 | 94 | 32 | Fume extract points | 90-45-40/310 Fume extract points;
Pr_60_65_94_45 | 60 | 65 | 94 | 45 | Kitchen canopies | 90-45-25/340 Kitchen canopies;
Pr_60_65_94_46 | 60 | 65 | 94 | 46 | Kitchen extractor hoods | 45-35-15/490 Extractor hoods;
Pr_60_65_94_94 | 60 | 65 | 94 | 94 | Vehicle exhaust nozzles | 90-45-95/310 Nozzles;
Pr_60_70 | 60 | 70 |  |  | Power supply products
Pr_60_70_06 | 60 | 70 | 06 |  | Batteries and chargers
Pr_60_70_06_05 | 60 | 70 | 06 | 05 | Automatic battery chargers | 90-60-05/320 Automatic battery chargers;
Pr_60_70_06_06 | 60 | 70 | 06 | 06 | Backup battery supply | 90-70-05-400 Battery backup supply;
Pr_60_70_06_12 | 60 | 70 | 06 | 12 | Central battery supply units | 90-60-40-430 d.c. central battery supply units;
Pr_60_70_06_23 | 60 | 70 | 06 | 23 | Direct current battery charge controllers | 90-60-05-310 d.c. battery charge controllers;
Pr_60_70_06_27 | 60 | 70 | 06 | 27 | Electric vehicle chargers | 90-60-35/300 Electric vehicle charger;
Pr_60_70_06_65 | 60 | 70 | 06 | 65 | Power conditioning units | 90-60-40-330 Power conditioning units;
Pr_60_70_06_67 | 60 | 70 | 06 | 67 | PV generator junction boxes | 90-50-45/396 PV generator junction boxes;
Pr_60_70_06_71 | 60 | 70 | 06 | 71 | Rechargeable dry cell battery chargers | 90-60-05/330 Rechargeable dry cell battery chargers;
Pr_60_70_06_76 | 60 | 70 | 06 | 76 | Sealed lead acid batteries | 90-60-05/360 Storage batteries;
Pr_60_70_06_77 | 60 | 70 | 06 | 77 | Sealed nickel cadmium batteries | 90-60-05/360 Storage batteries;
Pr_60_70_06_94 | 60 | 70 | 06 | 94 | Valve regulated (sealed) lead acid | 90-60-05/360 Storage batteries;
Pr_60_70_06_95 | 60 | 70 | 06 | 95 | Vented lead acid batteries | 90-60-05/360 Storage batteries;
Pr_60_70_06_96 | 60 | 70 | 06 | 96 | Vented nickel cadmium batteries | 90-60-05/360 Storage batteries;
Pr_60_70_22 | 60 | 70 | 22 |  | Distribution boxes and switchboards
Pr_60_70_22_11 | 60 | 70 | 22 | 11 | Cable distribution cabinets | 90-50-45/390 Cable distribution cabinets;
Pr_60_70_22_15 | 60 | 70 | 22 | 15 | Consumer units
Pr_60_70_22_19 | 60 | 70 | 22 | 19 | Cubicle switchboards | 90-50-45/420 Cubicle switchboards;
Pr_60_70_22_22 | 60 | 70 | 22 | 22 | Distribution boards | 90-50-45/410 Distribution boards and consumer units;
Pr_60_70_22_28 | 60 | 70 | 22 | 28 | Extension boxes
Pr_60_70_22_46 | 60 | 70 | 22 | 46 | Lighting distribution boxes
Pr_60_70_22_50 | 60 | 70 | 22 | 50 | Master distribution boxes
Pr_60_70_22_79 | 60 | 70 | 22 | 79 | Slave distribution boxes
Pr_60_70_22_80 | 60 | 70 | 22 | 80 | Spreader boxes
Pr_60_70_28 | 60 | 70 | 28 |  | Extra high voltage switchgear
Pr_60_70_36 | 60 | 70 | 36 |  | High voltage switchgear and transformers
Pr_60_70_36_06 | 60 | 70 | 36 | 06 | High voltage busbar metering panels | 90-50-40/360 Busbar metering panels;
Pr_60_70_36_07 | 60 | 70 | 36 | 07 | High voltage bus-section panel | 90-50-40/350 Bus-section panel with vacuum circuit breaker and series disconnectors;
Pr_60_70_36_12 | 60 | 70 | 36 | 12 | High voltage circuit breakers
Pr_60_70_36_18 | 60 | 70 | 36 | 18 | High voltage current transformers | 90-50-40/460 Current transformers;
Pr_60_70_36_22 | 60 | 70 | 36 | 22 | High voltage disconnectors
Pr_60_70_36_24 | 60 | 70 | 36 | 24 | High voltage dry type transformers | 90-50-40/455 Dry-type transformers;
Pr_60_70_36_26 | 60 | 70 | 36 | 26 | High voltage earthing switches
Pr_60_70_36_30 | 60 | 70 | 36 | 30 | High voltage liquid immersed transformers | 90-50-40/450 Liquid immersed transformers;
Pr_60_70_36_37 | 60 | 70 | 36 | 37 | High voltage fuses
Pr_60_70_36_53 | 60 | 70 | 36 | 53 | High voltage modular switchboards | 90-50-40/310 High voltage modular switchboards;
Pr_60_70_36_72 | 60 | 70 | 36 | 72 | High voltage ring main units | 90-50-40/320 Ring main units;
Pr_60_70_36_75 | 60 | 70 | 36 | 75 | High voltage safety matting | 90-50-75/310 High voltage safety matting;
Pr_60_70_36_80 | 60 | 70 | 36 | 80 | High voltage switch-disconnectors
Pr_60_70_36_81 | 60 | 70 | 36 | 81 | High voltage switch-fuse combinations
Pr_60_70_36_82 | 60 | 70 | 36 | 82 | High voltage switches
Pr_60_70_36_83 | 60 | 70 | 36 | 83 | High voltage switchgear protection and control modules | 90-50-40/400 Protection and control module;
Pr_60_70_36_94 | 60 | 70 | 36 | 94 | High voltage vacuum circuit breaker panels | 90-50-40/340 Vacuum circuit breaker panel with series disconnector;
Pr_60_70_48 | 60 | 70 | 48 |  | Low voltage switchgear
Pr_60_70_48_05 | 60 | 70 | 48 | 05 | Automatic transfer switching equipment (TSE) | 90-50-45/460 Automatic transfer switching equipment (TSE);
Pr_60_70_48_06 | 60 | 70 | 48 | 06 | Busbar chambers | 90-50-45/440 Busbars;
Pr_60_70_48_07 | 60 | 70 | 48 | 07 | Busbar trunking feed units | 90-50-45/340 Feed units;
Pr_60_70_48_08 | 60 | 70 | 48 | 08 | Busbar trunking fire barrier units | 90-50-45/350 Fire barrier units;
Pr_60_70_48_09 | 60 | 70 | 48 | 09 | Busbar trunking tap-off units | 90-50-45/330 Tap-off units;
Pr_60_70_48_11 | 60 | 70 | 48 | 11 | Changeover switches | 90-50-45/480 Manual changeover switches;
Pr_60_70_48_27 | 60 | 70 | 48 | 27 | Electrical cut outs | 90-50-45/392 Electrical cut outs;
Pr_60_70_48_30 | 60 | 70 | 48 | 30 | Fireman’s emergency switches
Pr_60_70_48_44 | 60 | 70 | 48 | 44 | Low voltage fuse-switch disconnectors | 90-50-45/448 Fuse-switch disconnectors;
Pr_60_70_48_45 | 60 | 70 | 48 | 45 | Low voltage safety matting
Pr_60_70_48_46 | 60 | 70 | 48 | 46 | Low voltage switch-disconnector fuses | 90-50-45/452 Switch-disconnector fuses;
Pr_60_70_48_47 | 60 | 70 | 48 | 47 | Low voltage switch disconnectors | 90-50-45/450 Switch-disconnectors;
Pr_60_70_48_48 | 60 | 70 | 48 | 48 | Low voltage switches
Pr_60_70_48_49 | 60 | 70 | 48 | 49 | Low voltage switchgear tripping units | 90-50-45/430 Switchgear tripping units;
Pr_60_70_48_62 | 60 | 70 | 48 | 62 | Photovoltaic array junction boxes | 90-60-25/490 PV array junction boxes;
Pr_60_70_48_63 | 60 | 70 | 48 | 63 | Photovoltaic generator junction boxes
Pr_60_70_48_66 | 60 | 70 | 48 | 66 | Power busbar trunking | 90-50-45/320 Power busbar trunking;
Pr_60_70_64 | 60 | 70 | 64 |  | Power conditioning supply equipment
Pr_60_70_64_86 | 60 | 70 | 64 | 86 | Static inverter power supply units | 90-60-40/440 Static inverter power supply units;
Pr_60_70_64_93 | 60 | 70 | 64 | 93 | Uninterruptible power supply (UPS) units | 90-60-40/410 Uninterruptible power supply (UPS) unit;
Pr_60_70_64_94 | 60 | 70 | 64 | 94 | Uninterruptible power supply (UPS) remote alarm panels | 90-60-40-420 Uninterruptible power supply (UPS) remote alarm and indicator panels;
Pr_60_70_65 | 60 | 70 | 65 |  | Power generators, engines and packaged combined heat and power (CHP) units
Pr_60_70_65_03 | 60 | 70 | 65 | 03 | Alternators | 90-50-35/340 Alternators;
Pr_60_70_65_05 | 60 | 70 | 65 | 05 | Automatic voltage regulators | 90-50-35/350 Automatic voltage regulators;
Pr_60_70_65_32 | 60 | 70 | 65 | 32 | Gas turbines (CCGT) | 90-50-90/310 Gas turbine (CCGT);
Pr_60_70_65_33 | 60 | 70 | 65 | 33 | Generator control panels | 90-50-35/360 Control panel;
Pr_60_70_65_34 | 60 | 70 | 65 | 34 | Generator sets | 90-50-35/310 Generator set;
Pr_60_70_65_35 | 60 | 70 | 65 | 35 | Governors | 90-50-35/330 Governor;
Pr_60_70_65_37 | 60 | 70 | 65 | 37 | Horizontal axis wind turbines (HAWT) | 90-50-80/320 Wind turbine;
Pr_60_70_65_39 | 60 | 70 | 65 | 39 | Hydro turbines | 90-50-90/320 Hydro turbine;
Pr_60_70_65_41 | 60 | 70 | 65 | 41 | Internal combustion engines | 90-50-35/320 Internal combustion engines;
Pr_60_70_65_47 | 60 | 70 | 65 | 47 | Load banks | 90-50-35/380 Load banks;
Pr_60_70_65_58 | 60 | 70 | 65 | 58 | Offshore wind turbines | 90-50-90/340 Offshore wind turbine;
Pr_60_70_65_59 | 60 | 70 | 65 | 59 | Onshore wind turbines | 90-50-90/330 Onshore wind turbine;
Pr_60_70_65_60 | 60 | 70 | 65 | 60 | Packaged combined heat and power (CHP) units | 90-50-35/490 Packaged CHP units;
Pr_60_70_65_63 | 60 | 70 | 65 | 63 | Photovoltaic modules | 90-50-80/310 Photovoltaic modules;
Pr_60_70_65_94 | 60 | 70 | 65 | 94 | Vertical axis wind turbines (VAWT) | 90-50-80/325 Vertical axis wind turbine;
Pr_60_70_65_97 | 60 | 70 | 65 | 97 | Wind turbine controllers | 90-60-40/340 Turbine control unit;
Pr_60_75 | 60 | 75 |  |  | Communications source products
Pr_60_75_01 | 60 | 75 | 01 |  | Antennae and satellite dishes
Pr_60_75_01_22 | 60 | 75 | 01 | 22 | Digital audio broadcasting (DAB) antennae | 90-70-75/330 DAB antennae;
Pr_60_75_01_31 | 60 | 75 | 01 | 31 | Frequency modulation (FM) antennae | 90-70-75/320 FM antennae;
Pr_60_75_01_75 | 60 | 75 | 01 | 75 | Satellite dishes | 90-70-75/340 Satellite dishes;
Pr_60_75_01_92 | 60 | 75 | 01 | 92 | Ultra-high frequency (UHF) antennae | 90-70-75/310 UHF antennae;
Pr_60_75_03 | 60 | 75 | 03 |  | Audio and video players and recorders
Pr_60_75_03_07 | 60 | 75 | 03 | 07 | Blu-ray players
Pr_60_75_03_11 | 60 | 75 | 03 | 11 | Cassette players | 90-70-10/380 Cassette players;
Pr_60_75_03_15 | 60 | 75 | 03 | 15 | Compact disc players | 90-70-10/385 Compact disc players;
Pr_60_75_03_22 | 60 | 75 | 03 | 22 | Digital video recorders | 90-75-10/370 Digital video recorders;
Pr_60_75_03_56 | 60 | 75 | 03 | 56 | Network video recorders | 90-75-10/380 Network video recorders;
Pr_60_75_03_70 | 60 | 75 | 03 | 70 | Radio tuners
Pr_60_75_03_87 | 60 | 75 | 03 | 87 | Time lapse video recorders | 90-70-10/375 Tuners;
Pr_60_75_06 | 60 | 75 | 06 |  | Audio input devices
Pr_60_75_06_53 | 60 | 75 | 06 | 53 | Microphones | 90-70-10/340 Microphones;
Pr_60_75_06_60 | 60 | 75 | 06 | 60 | Paging consoles | 90-70-10/370 Paging consoles;
Pr_60_75_08 | 60 | 75 | 08 |  | Audio and visual source products
Pr_60_75_08_01 | 60 | 75 | 08 | 01 | Artificial reverberation, time delay and frequency shift equipment | 90-70-10-395 Artificial reverberation, time delay and frequency shift equipment;
Pr_60_75_08_02 | 60 | 75 | 08 | 02 | Audio amplifiers | 90-70-10-350 Sound amplifiers;
Pr_60_75_08_03 | 60 | 75 | 08 | 03 | Audio equalizers | 90-70-10-365 Equalizers;
Pr_60_75_08_04 | 60 | 75 | 08 | 04 | Automatic announcement equipment | 90-70-10-405 Automatic announcement equipment;
Pr_60_75_08_05 | 60 | 75 | 08 | 05 | Auxiliary passive elements
Pr_60_75_08_23 | 60 | 75 | 08 | 23 | Diplexers | 90-70-10/470 Diplexers;
Pr_60_75_08_28 | 60 | 75 | 08 | 28 | External source input points | 90-70-10-415 External source input points;
Pr_60_75_08_46 | 60 | 75 | 08 | 46 | Launch amplifiers | 90-70-10/455 Launch amplifiers;
Pr_60_75_08_48 | 60 | 75 | 08 | 48 | Local volume controls | 90-70-10-425 Local volume controls;
Pr_60_75_08_50 | 60 | 75 | 08 | 50 | Masthead amplifiers | 90-70-10/460 Masthead amplifiers;
Pr_60_75_08_52 | 60 | 75 | 08 | 52 | Mixer amplifiers | 90-70-10/360 Mixer amplifiers;
Pr_60_75_08_54 | 60 | 75 | 08 | 54 | Mixers | 90-70-10/355 Mixers;
Pr_60_75_08_55 | 60 | 75 | 08 | 55 | Multiswitches | 90-70-10/465 Multiswitches;
Pr_60_75_08_63 | 60 | 75 | 08 | 63 | Pre-amplifiers | 90-70-10/345 Pre-amplifiers;
Pr_60_75_08_71 | 60 | 75 | 08 | 71 | Remote microphone input points | 90-70-10-420 Remote microphone input points;
Pr_60_75_08_78 | 60 | 75 | 08 | 78 | Splitters | 90-70-10/475 Splitters;
Pr_60_75_78 | 60 | 75 | 78 |  | Signal transmitters
Pr_60_75_78_90 | 60 | 75 | 78 | 90 | Telemetry transmitters
Pr_60_75_78_91 | 60 | 75 | 78 | 91 | Television equalizers | 90-70-10-450 Equalizers;
Pr_60_75_86 | 60 | 75 | 86 |  | Surveillance cameras, monitors and ancillaries
Pr_60_75_86_01 | 60 | 75 | 86 | 01 | Automatic number plate recognition cameras
Pr_60_75_86_07 | 60 | 75 | 86 | 07 | Box cameras | 90-75-10/310 Cameras;
Pr_60_75_86_09 | 60 | 75 | 86 | 09 | Bullet cameras | 90-75-10/317 IP bullet cameras;
Pr_60_75_86_10 | 60 | 75 | 86 | 10 | Camera junction boxes
Pr_60_75_86_11 | 60 | 75 | 86 | 11 | Covert cameras | 90-75-10/319 IP covert cameras;
Pr_60_75_86_12 | 60 | 75 | 86 | 12 | CCTV matrix switch controllers | 90-75-10/340 Control matrix;
Pr_60_75_86_13 | 60 | 75 | 86 | 13 | CCTV telemetry receivers | 90-75-10/360 Telemetry receivers;
Pr_60_75_86_14 | 60 | 75 | 86 | 14 | CCTV telemetry transmitters | 90-75-10/350 Telemetry transmitters;
Pr_60_75_86_21 | 60 | 75 | 86 | 21 | Day night cameras | 90-75-10/440 Infrared illuminators;
Pr_60_75_86_24 | 60 | 75 | 86 | 24 | Dome cameras
Pr_60_75_86_30 | 60 | 75 | 86 | 30 | Fixed cameras
Pr_60_75_86_31 | 60 | 75 | 86 | 31 | Fixed dome cameras | 90-75-10/313 IP fixed dome cameras;
Pr_60_75_86_41 | 60 | 75 | 86 | 41 | Infra-red cameras
Pr_60_75_86_42 | 60 | 75 | 86 | 42 | Infrared illuminators
Pr_60_75_86_45 | 60 | 75 | 86 | 45 | Integrated digital camera and infrared illuminators
Pr_60_75_86_60 | 60 | 75 | 86 | 60 | Pan and tilt units | 90-75-10-330 Pan and tilt units;
Pr_60_75_86_65 | 60 | 75 | 86 | 65 | Pan, tilt, zoom cameras | 90-75-10/314 Analogue PTZ dome cameras;
Pr_60_75_86_79 | 60 | 75 | 86 | 79 | Surveillance monitors | 90-75-10/395 Monitors;
Pr_60_75_86_80 | 60 | 75 | 86 | 80 | Survey cameras | 45-90-90/320 Cameras for TV survey of boreholes;
Pr_60_75_86_90 | 60 | 75 | 86 | 90 | Traffic enforcement cameras
Pr_60_75_86_99 | 60 | 75 | 86 | 99 | Zoom lens
Pr_65 | 65 |  |  |  | Services distribution products
Pr_65_12 | 65 | 12 |  |  | Chutes
Pr_65_12_70 | 65 | 12 | 70 |  | Refuse and linen chutes
Pr_65_12_70_22 | 65 | 12 | 70 | 22 | Disposal chutes | 45-30-15/310 Disposal chutes;
Pr_65_12_70_47 | 65 | 12 | 70 | 47 | Linen chutes | 45-30-15/320 Linen chutes;
Pr_65_12_71 | 65 | 12 | 71 |  | Refuse and linen chute accessories
Pr_65_12_71_12 | 65 | 12 | 71 | 12 | Chute cleaning mechanisms | 45-30-15/355 Chute cleaning mechanism;
Pr_65_12_71_72 | 65 | 12 | 71 | 72 | Refuse and recycling separators | 45-30-15/380 Refuse and recycling separation;
Pr_65_50 | 65 | 50 |  |  | Gutter and fitting products
Pr_65_50_35 | 65 | 50 | 35 |  | Gutters and accessories
Pr_65_50_35_02 | 65 | 50 | 35 | 02 | Aluminium combined fascias, soffits and gutters | 90-05-35/310 Aluminium combined fascias soffits and gutters;
Pr_65_50_35_04 | 65 | 50 | 35 | 04 | Aluminium composite boundary wall or valley gutters | 90-05-35/315 Aluminium composite roof gutters;
Pr_65_50_35_06 | 65 | 50 | 35 | 06 | Aluminium eaves gutters | 90-05-35/320 Aluminium eaves gutters;
Pr_65_50_35_08 | 65 | 50 | 35 | 08 | Aluminium boundary wall or valley gutters | 90-05-35/325 Aluminium roof gutters;
Pr_65_50_35_11 | 65 | 50 | 35 | 11 | Cast iron eaves gutters | 90-05-35/330 Cast iron eaves gutters;
Pr_65_50_35_15 | 65 | 50 | 35 | 15 | Copper eaves gutters | 90-05-35/335 Copper eaves gutters;
Pr_65_50_35_26 | 65 | 50 | 35 | 26 | Eaves gutter leaf guards | 90-05-35/452 Eaves gutter leaf guards;
Pr_65_50_35_27 | 65 | 50 | 35 | 27 | Galvanized steel boundary wall or valley gutters | 90-05-35/365 Galvanized steel roof gutters;
Pr_65_50_35_28 | 65 | 50 | 35 | 28 | Galvanized steel chambered gutters | 90-05-35/350 Galvanized steel chambered gutters;
Pr_65_50_35_29 | 65 | 50 | 35 | 29 | Galvanized steel combined fascias, soffits and gutters | 90-05-35/310 Aluminium combined fascias soffits and gutters;
Pr_65_50_35_30 | 65 | 50 | 35 | 30 | Galvanized steel composite gutters | 90-05-35/355 Galvanized steel composite gutters;
Pr_65_50_35_31 | 65 | 50 | 35 | 31 | Galvanized steel eaves gutters | 90-05-35/360 Galvanized steel eaves gutters;
Pr_65_50_35_33 | 65 | 50 | 35 | 33 | Glass reinforced plastics (GRP) boundary wall or valley gutters | 90-05-35/380 Glass reinforced plastics (GRP) roof gutters;
Pr_65_50_35_34 | 65 | 50 | 35 | 34 | Glass reinforced plastics (GRP) composite boundary wall or valley gutters | 90-05-35/370 Glass reinforced plastics (GRP) composite roof gutters;
Pr_65_50_35_35 | 65 | 50 | 35 | 35 | Glass reinforced plastics (GRP) eaves gutters | 90-05-35/375 Glass reinforced plastics (GRP) eaves gutters;
Pr_65_50_35_36 | 65 | 50 | 35 | 36 | Glass reinforced plastics (GRP) roof gutters
Pr_65_50_35_37 | 65 | 50 | 35 | 37 | Gravity rainwater outlets | 90-10-20/302 Gravity rainwater outlets;
Pr_65_50_35_38 | 65 | 50 | 35 | 38 | Gutter linings | 90-05-35/465 Site applied gutter linings;
Pr_65_50_35_40 | 65 | 50 | 35 | 40 | Hot dip precoated carbon steel combined fascias, soffits and gutters | 90-05-35/310 Aluminium combined fascias soffits and gutters;
Pr_65_50_35_42 | 65 | 50 | 35 | 42 | Hot dip precoated carbon steel eaves gutters | 90-05-35/385 Hot dip precoated steel eaves gutters;
Pr_65_50_35_47 | 65 | 50 | 35 | 47 | Lead rainwater chutes | 90-05-35/390 Lead rainwater chutes;
Pr_65_50_35_68 | 65 | 50 | 35 | 68 | Rainwater hoppers
Pr_65_50_35_70 | 65 | 50 | 35 | 70 | Rainwater pipe diverter units | 90-10-95/385 Rainwater pipe diverter units;
Pr_65_50_35_72 | 65 | 50 | 35 | 72 | Rainwater weirs
Pr_65_50_35_81 | 65 | 50 | 35 | 81 | Siphonic rainwater outlets | 90-10-20/304 Siphonic rainwater outlets;
Pr_65_50_35_82 | 65 | 50 | 35 | 82 | Stainless steel eaves gutters | 90-05-35/405 Stainless steel eaves gutters;
Pr_65_50_35_83 | 65 | 50 | 35 | 83 | Stainless steel rainwater chutes | 90-05-35/407 Stainless steel rainwater chutes;
Pr_65_50_35_92 | 65 | 50 | 35 | 92 | Unplasticized polyvinylchloride (PVC-U) eaves gutters | 90-05-35/415 PVC-U eaves gutters;
Pr_65_50_35_98 | 65 | 50 | 35 | 98 | Zinc eaves gutters | 90-05-35/420 Zinc eaves gutters;
Pr_65_50_35_99 | 65 | 50 | 35 | 99 | Zinc rainwater chutes | 90-05-35/425 Zinc rainwater chutes;
Pr_65_52 | 65 | 52 |  |  | Pipe, tube and fitting products
Pr_65_52_01 | 65 | 52 | 01 |  | Access and inspection chambers and gullies
Pr_65_52_01_01 | 65 | 52 | 01 | 01 | Access and inspection chambers
Pr_65_52_01_02 | 65 | 52 | 01 | 02 | Access covers and frames | 90-05-20/320 Access covers and frames;
Pr_65_52_01_03 | 65 | 52 | 01 | 03 | Access gratings
Pr_65_52_01_04 | 65 | 52 | 01 | 04 | Aluminium inspection chambers
Pr_65_52_01_08 | 65 | 52 | 01 | 08 | Carbon steel edge strips and frames | 45-35-00/350 Carbon steel edge strips and frames;
Pr_65_52_01_09 | 65 | 52 | 01 | 09 | Carbon steel inspection chambers
Pr_65_52_01_14 | 65 | 52 | 01 | 14 | Concrete access cover seatings | 90-05-20/322 Precast concrete access cover seatings;
Pr_65_52_01_16 | 65 | 52 | 01 | 16 | Concrete inspection chamber sections | 90-05-20/360 Precast concrete inspection chambers – chamber sections;
Pr_65_52_01_17 | 65 | 52 | 01 | 17 | Concrete inspection chamber cover slabs | 90-05-20/362 Precast concrete inspection chambers – cover slabs;
Pr_65_52_01_18 | 65 | 52 | 01 | 18 | Concrete inspection chamber shaft sections | 90-05-20/364 Precast concrete inspection chambers – shaft sections;
Pr_65_52_01_19 | 65 | 52 | 01 | 19 | Concrete inspection chamber transition sections | 90-05-20/366 Precast concrete inspection chambers – transition sections;
Pr_65_52_01_20 | 65 | 52 | 01 | 20 | Concrete manhole base units | 90-05-20/368 Precast concrete manholes – base units;
Pr_65_52_01_21 | 65 | 52 | 01 | 21 | Concrete manhole chamber sections | 90-05-20/370 Precast concrete manholes – chamber sections;
Pr_65_52_01_22 | 65 | 52 | 01 | 22 | Concrete manhole shaft sections | 90-05-20/374 Precast concrete manholes – shaft sections;
Pr_65_52_01_23 | 65 | 52 | 01 | 23 | Concrete manhole transition sections | 90-05-20/376 Precast concrete manholes – transition sections;
Pr_65_52_01_24 | 65 | 52 | 01 | 24 | Concrete manholes and soakaway cover slabs | 90-05-20/372 Precast concrete manholes and soakaways – cover slabs;
Pr_65_52_01_25 | 65 | 52 | 01 | 25 | Concrete soakaway shaft sections | 90-05-20/442 Precast concrete soakaways – shaft sections;
Pr_65_52_01_50 | 65 | 52 | 01 | 50 | Manhole covers and frames
Pr_65_52_01_58 | 65 | 52 | 01 | 58 | Orifice plate drainage flow controllers | 90-05-20/390 Orifice plate flow control units;
Pr_65_52_01_60 | 65 | 52 | 01 | 60 | Plastics access and inspection chambers | 45-35-00/320 Plastics access and inspection chambers;
Pr_65_52_01_61 | 65 | 52 | 01 | 61 | Plastics below-ground access or equipment chambers | 90-05-20/446 Plastics below ground access or equipment chambers;
Pr_65_52_01_62 | 65 | 52 | 01 | 62 | Plastics channels for access chambers | 90-05-20/336 Plastics channels for access chambers;
Pr_65_52_01_63 | 65 | 52 | 01 | 63 | Plastics distribution and sampling chambers | 90-05-20/338 Plastics distribution and sampling chambers;
Pr_65_52_01_64 | 65 | 52 | 01 | 64 | Plastics inspection chambers | 90-05-20/342 Plastics inspection chambers;
Pr_65_52_01_65 | 65 | 52 | 01 | 65 | Plastics mini inspection chambers | 90-05-20/344 Plastics mini inspection chambers;
Pr_65_52_01_66 | 65 | 52 | 01 | 66 | Plastics restricted access inspection shafts | 90-05-20/346 Plastics restricted access inspection shafts;
Pr_65_52_01_67 | 65 | 52 | 01 | 67 | Plastics sealed access pipes | 90-05-20/340 Plastics sealed access pipes;
Pr_65_52_01_68 | 65 | 52 | 01 | 68 | Preformed access ducts | 45-35-00/335 Preformed access ducts;
Pr_65_52_01_72 | 65 | 52 | 01 | 72 | Recycled polyethylene (PE) inspection chambers
Pr_65_52_01_83 | 65 | 52 | 01 | 83 | Stainless steel edge strips and frames | 45-35-00/360 Stainless steel edge strips and frames;
Pr_65_52_01_84 | 65 | 52 | 01 | 84 | Stainless steel inspection chambers
Pr_65_52_01_86 | 65 | 52 | 01 | 86 | Surface boxes | 45-35-00/340 Surface boxes;
Pr_65_52_01_95 | 65 | 52 | 01 | 95 | Vortex flow drainage controllers | 90-05-20/392 Vortex flow control units;
Pr_65_52_07 | 65 | 52 | 07 |  | Below-ground and pressure drainage pipes and fittings
Pr_65_52_07_13 | 65 | 52 | 07 | 13 | Clay below-ground drainage pipes and fittings
Pr_65_52_07_15 | 65 | 52 | 07 | 15 | Concrete perforated below-ground drainage pipes and fittings for flexible jointing | 90-10-20/408 Precast concrete perforated below ground drainage pipelines for flexible jointing;
Pr_65_52_07_16 | 65 | 52 | 07 | 16 | Concrete plain wall below-ground drainage pipes and fittings for flexible jointing | 90-10-20/428 Precast concrete plain wall below ground drainage pipelines for flexible jointing;
Pr_65_52_07_25 | 65 | 52 | 07 | 25 | Ductile iron pressure pipes and fittings | 90-10-20/438 Ductile iron pressure pipelines to BS EN 598;
Pr_65_52_07_27 | 65 | 52 | 07 | 27 | Filtration drainage pipes and fittings
Pr_65_52_07_28 | 65 | 52 | 07 | 28 | Flexible couplings between below-ground drainage pipes | 90-10-20/458 Flexible couplings between below ground drainage pipelines;
Pr_65_52_07_34 | 65 | 52 | 07 | 34 | Grey cast iron below-ground drainage pipes and fittings | 90-10-20/420 Grey cast iron below ground drainage pipelines to BS EN 877;
Pr_65_52_07_36 | 65 | 52 | 07 | 36 | High-density polyethylene (HDPE) pressure pipes and fittings | 90-10-20/440 Polyethylene pressure pipelines;
Pr_65_52_07_38 | 65 | 52 | 07 | 38 | High-density polyethylene (HDPE) structured wall below-ground drainage pipes and fittings for flexible jointing | 90-10-20/422 Polyethylene (HDPE) structured wall below ground drainage pipelines for flexible jointing;
Pr_65_52_07_39 | 65 | 52 | 07 | 39 | High-density polyethylene (HDPE) structured wall below-ground drainage pipes and fittings for welded jointing | 90-10-20/480 Polyethylene (HDPE) structured wall below ground drainage pipelines for welded jointing;
Pr_65_52_07_40 | 65 | 52 | 07 | 40 | High-density polyethylene (HDPE) structured wall perforated below-ground drainage pipes and fittings for flexible jointing | 90-10-20/404 Polyethylene (HDPE) structured wall perforated below ground drainage pipelines for flexible jointing;
Pr_65_52_07_58 | 65 | 52 | 07 | 58 | Oriented unplasticized polyvinylchloride (PVC-O) pressure pipes and fittings | 90-10-20/444 PVC-O pressure pipelines;
Pr_65_52_07_63 | 65 | 52 | 07 | 63 | Plastics flexible (coil) perforated wall below-ground drainage pipes and fittings | 90-10-20/402 Plastics flexible perforated wall below ground drainage pipelines (coil);
Pr_65_52_07_64 | 65 | 52 | 07 | 64 | Polypropylene (PP) solid wall below-ground drainage pipes and fittings for flexible jointing | 90-10-20/426 Polypropylene solid wall below ground drainage pipelines for flexible jointing;
Pr_65_52_07_65 | 65 | 52 | 07 | 65 | Polypropylene (PP) structured wall below-ground drainage pipes and fittings for flexible jointing | 90-10-20/424 Polypropylene (PP) structured wall below ground drainage pipelines for flexible jointing;
Pr_65_52_07_66 | 65 | 52 | 07 | 66 | Polypropylene (PP) structured wall perforated below-ground drainage pipes and fittings for flexible jointing | 90-10-20/406 Polypropylene (PP) structured wall perforated below ground drainage pipelines for flexible jointing;
Pr_65_52_07_67 | 65 | 52 | 07 | 67 | Polypropylene (PP) structured wall below-ground drainage pipes and fittings for welded jointing | 90-10-20/482 Polypropylene (PP) structured wall below ground drainage pipelines for welded jointing;
Pr_65_52_07_75 | 65 | 52 | 07 | 75 | Saddle connectors to below-ground drainage pipes | 90-10-20/456 Saddle connectors to below ground drainage pipelines;
Pr_65_52_07_84 | 65 | 52 | 07 | 84 | Steel reinforced polyethylene composite structured wall below ground drainage pipelines for flexible jointing | 90-10-20/478 Steel reinforced polyethylene composite structured wall below ground drainage pipelines for flexible jointing;
Pr_65_52_07_87 | 65 | 52 | 07 | 87 | Unplasticized polyvinylchloride (PVC-U) pressure pipes and fittings | 90-10-20/446 PVC-U pressure pipelines;
Pr_65_52_07_88 | 65 | 52 | 07 | 88 | Unplasticized polyvinylchloride (PVC-U) solid wall below-ground drainage pipe and fittings for flexible jointing | 90-10-20/430 PVC-U solid wall below ground drainage pipelines for flexible jointing;
Pr_65_52_07_89 | 65 | 52 | 07 | 89 | Unplasticized polyvinylchloride (PVC-U) solid wall perforated below-ground drainage pipes and fittings for flexible jointing | 90-10-20/410 PVC-U solid wall perforated below ground drainage pipelines for flexible jointing;
Pr_65_52_07_90 | 65 | 52 | 07 | 90 | Unplasticized polyvinylchloride (PVC-U) structured wall below-ground drainage pipes and fittings for flexible jointing | 90-10-20/432 PVC-U structured wall below ground drainage pipelines for flexible jointing;
Pr_65_52_07_91 | 65 | 52 | 07 | 91 | Unplasticized polyvinylchloride (PVC-U) structured wall perforated below-ground drainage pipe and fittings for flexible jointing | 90-10-20/412 PVC-U structured wall perforated below ground drainage pipelines for flexible jointing;
Pr_65_52_07_92 | 65 | 52 | 07 | 92 | Unplasticized polyvinylchloride alloy (PVC-A) pressure pipes and fittings | 90-10-20/442 PVC-A pressure pipelines;
Pr_65_52_07_94 | 65 | 52 | 07 | 94 | Vitrified clay perforated below-ground drainage pipes and fittings for flexible jointing | 90-10-20/414 Vitrified clay perforated below ground drainage pipelines for flexible jointing;
Pr_65_52_07_96 | 65 | 52 | 07 | 96 | Vitrified clay plain wall below-ground drainage open butt joint pipes (land drainage tiles) and fittings | 90-10-20/416 Vitrified clay plain wall below ground drainage open butt joint pipelines (land drainage tiles);
Pr_65_52_07_97 | 65 | 52 | 07 | 97 | Vitrified clay plain wall below-ground drainage pipes and fittings for flexible jointing | 90-10-20/434 Vitrified clay plain wall below ground drainage pipelines for flexible jointing;
Pr_65_52_07_98 | 65 | 52 | 07 | 98 | Vitrified clay plain wall below-ground drainage pipes and fittings for rigid jointing | 90-10-20/436 Vitrified clay plain wall below ground drainage pipelines for rigid jointing;
Pr_65_52_20 | 65 | 52 | 20 |  | Culverts
Pr_65_52_20_15 | 65 | 52 | 20 | 15 | Concrete arch culverts
Pr_65_52_20_16 | 65 | 52 | 20 | 16 | Concrete box culverts | 90-05-20/440 Precast concrete box culverts;
Pr_65_52_20_17 | 65 | 52 | 20 | 17 | Concrete bridge culverts
Pr_65_52_20_18 | 65 | 52 | 20 | 18 | Concrete pipe arch culverts
Pr_65_52_20_19 | 65 | 52 | 20 | 19 | Concrete pipe culverts
Pr_65_52_20_20 | 65 | 52 | 20 | 20 | Corrugated steel pipe culverts
Pr_65_52_20_84 | 65 | 52 | 20 | 84 | Structural plate corrugated steel pipe culverts
Pr_65_52_24 | 65 | 52 | 24 |  | Drainage gullies and channels
Pr_65_52_24_02 | 65 | 52 | 24 | 02 | Adaptors for above-ground pipe connections to clay drainage pipelines | 90-10-20/452 Adaptors for above ground pipe connections to clay drainage pipelines;
Pr_65_52_24_03 | 65 | 52 | 24 | 03 | Adaptors for above-ground pipe connections to plastics drainage pipelines | 90-10-20/454 Adaptors for above ground pipe connections to plastics drainage pipelines;
Pr_65_52_24_11 | 65 | 52 | 24 | 11 | Carriageway kerb and drainage channels
Pr_65_52_24_12 | 65 | 52 | 24 | 12 | Cast iron composite gullies | 90-05-20/410 Cast iron composite gullies;
Pr_65_52_24_13 | 65 | 52 | 24 | 13 | Cast iron one piece gullies | 90-05-20/400 Cast iron one piece gullies;
Pr_65_52_24_14 | 65 | 52 | 24 | 14 | Cast iron rodding eyes | 90-05-20/332 Cast iron rodding eyes;
Pr_65_52_24_15 | 65 | 52 | 24 | 15 | Cast iron sealed access pipes | 90-05-20/330 Cast iron sealed access pipes;
Pr_65_52_24_18 | 65 | 52 | 24 | 18 | Concrete one piece gullies | 90-05-20/402 Concrete one piece gullies;
Pr_65_52_24_24 | 65 | 52 | 24 | 24 | Drainage channels with gratings | 90-05-20/422 Drainage channels with gratings;
Pr_65_52_24_26 | 65 | 52 | 24 | 26 | Filtration drainage channels | 90-05-20/424 Filtration drainage channels;
Pr_65_52_24_28 | 65 | 52 | 24 | 28 | Floor channels | 90-05-20/302 Floor channels;
Pr_65_52_24_29 | 65 | 52 | 24 | 29 | Floor channel covers and gratings | 90-05-20/304 Covers and gratings for floor channels;
Pr_65_52_24_30 | 65 | 52 | 24 | 30 | Floor gully covers and gratings | 90-05-20/308 Covers and gratings for floor gullies;
Pr_65_52_24_31 | 65 | 52 | 24 | 31 | Floor gullies | 90-05-20/306 Floor gullies;
Pr_65_52_24_47 | 65 | 52 | 24 | 47 | Linear slot drainage channels | 90-05-20/426 Linear slot drainage channels;
Pr_65_52_24_59 | 65 | 52 | 24 | 59 | Plastics composite gullies | 90-05-20/412 Plastics composite gullies;
Pr_65_52_24_60 | 65 | 52 | 24 | 60 | Plastics one piece gullies | 90-05-20/404 Plastics one piece gullies;
Pr_65_52_24_61 | 65 | 52 | 24 | 61 | Plastics rodding eyes | 90-05-20/348 Plastics rodding eyes;
Pr_65_52_24_64 | 65 | 52 | 24 | 64 | Polypropylene (PP) composite gullies | 90-05-20/414 Polypropylene composite gullies;
Pr_65_52_24_65 | 65 | 52 | 24 | 65 | Polypropylene (PP) one piece gullies | 90-05-20/406 Polypropylene one piece gullies;
Pr_65_52_24_73 | 65 | 52 | 24 | 73 | Rat barrier pipes | 90-10-60/440 Rat barrier pipes;
Pr_65_52_24_85 | 65 | 52 | 24 | 85 | Stainless steel rodding eyes | 90-05-20/334 Stainless steel rodding eyes;
Pr_65_52_24_91 | 65 | 52 | 24 | 91 | Vitrified clay access chamber channels | 90-05-20/380 Vitrified clay channels for access chambers;
Pr_65_52_24_92 | 65 | 52 | 24 | 92 | Vitrified clay composite gullies | 90-05-20/416 Vitrified clay composite gullies;
Pr_65_52_24_94 | 65 | 52 | 24 | 94 | Vitrified clay one piece gullies | 90-05-20/408 Vitrified clay one piece gullies;
Pr_65_52_24_95 | 65 | 52 | 24 | 95 | Vitrified clay rodding eyes | 90-05-20/384 Vitrified clay rodding eyes;
Pr_65_52_24_96 | 65 | 52 | 24 | 96 | Vitrified clay sealed access pipes | 90-05-20/382 Vitrified clay sealed access pipes;
Pr_65_52_25 | 65 | 52 | 25 |  | Drainage traps and accessories
Pr_65_52_25_06 | 65 | 52 | 25 | 06 | Below-ground grease traps and converters | 90-05-20/312 Grease traps and converters (below ground);
Pr_65_52_25_15 | 65 | 52 | 25 | 15 | Concrete silt traps | 90-05-20/434 Concrete silt traps;
Pr_65_52_25_23 | 65 | 52 | 25 | 23 | Depressurization sumps | 90-05-20-448 Depressurization sumps;
Pr_65_52_25_32 | 65 | 52 | 25 | 32 | Free-standing grease traps and converters | 90-05-20/310 Freestanding grease traps and converters;
Pr_65_52_25_60 | 65 | 52 | 25 | 60 | Petrol interceptors
Pr_65_52_25_62 | 65 | 52 | 25 | 62 | Plastics silt traps | 90-05-20/436 Plastics silt traps;
Pr_65_52_25_72 | 65 | 52 | 25 | 72 | Reverse action interceptors
Pr_65_52_25_75 | 65 | 52 | 25 | 75 | Sanitary appliance traps | 90-10-60/410 Sanitary appliance traps;
Pr_65_52_25_78 | 65 | 52 | 25 | 78 | Silt buckets | 90-05-20/430 Silt buckets;
Pr_65_52_25_93 | 65 | 52 | 25 | 93 | Vitrified clay interceptor traps | 90-05-20/386 Vitrified clay interceptor traps;
Pr_65_52_25_96 | 65 | 52 | 25 | 96 | Vitrified clay silt traps | 90-05-20/432 Vitrified clay silt traps;
Pr_65_52_25_98 | 65 | 52 | 25 | 98 | Waste traps
Pr_65_52_34 | 65 | 52 | 34 |  | Gauges and sight glasses
Pr_65_52_34_08 | 65 | 52 | 34 | 08 | Bourdon tube pressure gauges | 90-20-75/395 Bourdon tube pressure gauges;
Pr_65_52_34_15 | 65 | 52 | 34 | 15 | Combined steam sight glass and check valves | 90-20-75/390 Combined sight glass and check valves;
Pr_65_52_34_16 | 65 | 52 | 34 | 16 | Contents gauges | 90-10-95/450 Tank contents gauges;
Pr_65_52_34_18 | 65 | 52 | 34 | 18 | Contents sight glasses | 90-25-50/410 Sight glasses;
Pr_65_52_34_22 | 65 | 52 | 34 | 22 | Differential pressure gauges | 90-45-10/440 Pressure gauges;
Pr_65_52_34_24 | 65 | 52 | 34 | 24 | Double window steam sight glasses | 90-20-75/375 Double window sight glasses;
Pr_65_52_34_50 | 65 | 52 | 34 | 50 | Manometers | 90-45-10/440 Pressure gauges;
Pr_65_52_34_55 | 65 | 52 | 34 | 55 | Multi window steam sight glasses | 90-20-75/380 Multi window sight glasses;
Pr_65_52_34_65 | 65 | 52 | 34 | 65 | Pressure and altitude gauges | 90-10-60/375 Pressure and altitude gauges;
Pr_65_52_34_66 | 65 | 52 | 34 | 66 | Pressure gauges | 90-10-60/370 Pressure gauges;
Pr_65_52_34_77 | 65 | 52 | 34 | 77 | Single window steam sight glasses | 90-20-75/385 Single window sight glasses;
Pr_65_52_34_88 | 65 | 52 | 34 | 88 | Temperature gauges | 90-10-60/380 Temperature gauges;
Pr_65_52_38 | 65 | 52 | 38 |  | Hoses, hose reels and ancillaries
Pr_65_52_38_14 | 65 | 52 | 38 | 14 | Compressed air coil hoses | 90-30-10/370 Hoses, coil;
Pr_65_52_38_15 | 65 | 52 | 38 | 15 | Compressed air hose couplings | 90-30-10/345 Couplings;
Pr_65_52_38_16 | 65 | 52 | 38 | 16 | Compressed air hose reel balancers | 90-30-10/360 Hose reel balancers;
Pr_65_52_38_18 | 65 | 52 | 38 | 18 | Compressed air hose reels | 90-30-10/365 Hose reels;
Pr_65_52_38_20 | 65 | 52 | 38 | 20 | Crushproof vehicle exhaust hoses | 90-45-95/320 Crushproof hoses;
Pr_65_52_38_30 | 65 | 52 | 38 | 30 | Fire hose reels | 90-35-95/340 Hose reels;
Pr_65_52_38_31 | 65 | 52 | 38 | 31 | Flat irrigation hoses | 90-15-40/421 Flat hoses;
Pr_65_52_38_32 | 65 | 52 | 38 | 32 | Foam hose couplings | 90-35-30/370 Instantaneous male couplings;
Pr_65_52_38_33 | 65 | 52 | 38 | 33 | Gas hose reels | 90-35-35/375 Hose reels;
Pr_65_52_38_42 | 65 | 52 | 38 | 42 | Irrigation hoses | 90-15-40/423 Irrigation hoses;
Pr_65_52_38_84 | 65 | 52 | 38 | 84 | Spiral compressed air hoses | 90-30-10/375 Hoses, spiral;
Pr_65_52_38_85 | 65 | 52 | 38 | 85 | Spiral plastics hoses
Pr_65_52_38_86 | 65 | 52 | 38 | 86 | Spring balancer vehicle exhaust hose supports | 90-45-95/350 Spring balancer hose support;
Pr_65_52_38_94 | 65 | 52 | 38 | 94 | Vehicle exhaust hose reels | 90-45-95/340 Hose reels;
Pr_65_52_38_95 | 65 | 52 | 38 | 95 | Water hose reels
Pr_65_52_38_96 | 65 | 52 | 38 | 96 | Water hoses
Pr_65_52_38_97 | 65 | 52 | 38 | 97 | Water fire extinguishing hose couplings | 90-35-95/370 Couplings;
Pr_65_52_38_98 | 65 | 52 | 38 | 98 | WC washdown hoses | 45-35-70/392 WC washdown hoses;
Pr_65_52_61 | 65 | 52 | 61 |  | Pipe accessories
Pr_65_52_61_04 | 65 | 52 | 61 | 04 | Anti-climb pipe covers | 90-10-60/435 Anti climb pipe covers;
Pr_65_52_61_15 | 65 | 52 | 61 | 15 | Concealed intumescent pipe collars | 45-45-70/436 Pipe collars;
Pr_65_52_61_22 | 65 | 52 | 61 | 22 | Dirt pockets
Pr_65_52_61_23 | 65 | 52 | 61 | 23 | Discharge and ventilating stack terminations | 90-10-60/437 Discharge and ventilating stack terminations;
Pr_65_52_61_28 | 65 | 52 | 61 | 28 | Electrical resistance surface trace heating | 90-10-85/310 Electrical resistance surface trace heating;
Pr_65_52_61_29 | 65 | 52 | 61 | 29 | Electrical resistance surface trace heating for hazardous environments | 90-10-85/320 Electrical resistance surface heating for hazardous environments;
Pr_65_52_61_42 | 65 | 52 | 61 | 42 | Insulated wrap pipe collars
Pr_65_52_61_50 | 65 | 52 | 61 | 50 | Masking plates | 90-10-60/395 Masking plates;
Pr_65_52_61_61 | 65 | 52 | 61 | 61 | Pipeducts | 90-10-65/440 Pipeducts;
Pr_65_52_61_62 | 65 | 52 | 61 | 62 | Pipeline supports | 90-10-65/450 Pipeline supports;
Pr_65_52_61_63 | 65 | 52 | 61 | 63 | Pipe sleeves | 90-10-60/405 Pipe sleeves;
Pr_65_52_61_65 | 65 | 52 | 61 | 65 | Plastics ducts for electric cables | 90-10-65/445 Plastic ducts for buried electric cables;
Pr_65_52_61_68 | 65 | 52 | 61 | 68 | Puddle flanges | 90-10-60/445 Puddle flanges;
Pr_65_52_61_86 | 65 | 52 | 61 | 86 | Surface-mounted intumescent pipe collars | 45-45-70/436 Pipe collars;
Pr_65_52_61_91 | 65 | 52 | 61 | 91 | Tundishes | 90-10-60/420 Tundishes;
Pr_65_52_61_96 | 65 | 52 | 61 | 96 | Wall collars | 90-10-60/450 Pipe flange collars;
Pr_65_52_62 | 65 | 52 | 62 |  | Pipe jointing materials
Pr_65_52_62_09 | 65 | 52 | 62 | 09 | Brazing compound | 90-10-65/320 Copper pipeline jointing materials;
Pr_65_52_62_11 | 65 | 52 | 62 | 11 | Caulking rope | 90-10-20/360 Jointing materials for BS 416-1 cast iron socketed above ground drainage pipelines;
Pr_65_52_62_27 | 65 | 52 | 62 | 27 | Elastomeric ring seals | 90-10-65/380 Jointing materials for plastics tubes;
Pr_65_52_62_29 | 65 | 52 | 62 | 29 | Flange jointing rings for copper flanges | 90-10-65/320 Copper pipeline jointing materials;
Pr_65_52_62_30 | 65 | 52 | 62 | 30 | Flange jointing rings for stainless steel flanges | 90-10-65/405 Stainless steel pipeline jointing materials;
Pr_65_52_62_31 | 65 | 52 | 62 | 31 | Flange jointing rings for steel flanges | 90-10-65/425 Steel pipeline jointing materials;
Pr_65_52_62_32 | 65 | 52 | 62 | 32 | Flux | 90-10-65/405 Stainless steel pipeline jointing materials;
Pr_65_52_62_36 | 65 | 52 | 62 | 36 | Hemp and paste | 90-10-65/425 Steel pipeline jointing materials;
Pr_65_52_62_62 | 65 | 52 | 62 | 62 | Pipeline connectors
Pr_65_52_62_65 | 65 | 52 | 62 | 65 | Polytetrafluoroethylene (PTFE) joint tape | 90-10-20/362 PTFE tape for threaded joints;
Pr_65_52_62_71 | 65 | 52 | 62 | 71 | Resin modified cement | 90-10-20/360 Jointing materials for BS 416-1 cast iron socketed above ground drainage pipelines;
Pr_65_52_62_81 | 65 | 52 | 62 | 81 | Solder | 90-10-65/320 Copper pipeline jointing materials;
Pr_65_52_62_82 | 65 | 52 | 62 | 82 | Solvent welding cement | 90-10-20/364 Solvent welding cement;
Pr_65_52_63 | 65 | 52 | 63 |  | Pipes and fittings
Pr_65_52_63_02 | 65 | 52 | 63 | 02 | Acrylonitrile butadiene styrene (ABS) pipes and fittings | 90-10-20/326 ABS above ground wastewater branch discharge pipelines;
Pr_65_52_63_04 | 65 | 52 | 63 | 04 | Aluminium rainwater pipe and fittings | 90-10-20/306 Aluminium external rainwater pipelines;
Pr_65_52_63_08 | 65 | 52 | 63 | 08 | Borosilicate glass pipe and fittings | 90-10-20/328 Borosilicate glass above ground wastewater branch discharge pipelines;
Pr_65_52_63_10 | 65 | 52 | 63 | 10 | Carbon steel pipe and fittings
Pr_65_52_63_11 | 65 | 52 | 63 | 11 | Cast iron rainwater pipe and fittings | 90-10-20/308 Cast iron socketed rainwater pipelines to BS 460;
Pr_65_52_63_12 | 65 | 52 | 63 | 12 | Cast iron drainage pipe and fittings | 90-10-20/342 Cast iron above ground drainage pipelines to BS 416-1;
Pr_65_52_63_13 | 65 | 52 | 63 | 13 | Chlorinated polyvinylchloride (PVC-C) pipe and fittings | 90-10-20/330 Chlorinated polyvinylchloride (PVC-C) above ground wastewater branch discharge pipelines;
Pr_65_52_63_14 | 65 | 52 | 63 | 14 | Chlorinated polyvinylchloride (PVC-C) pipelines | 90-10-65/345 Chlorinated polyvinylchloride (PVC-C) pipelines;
Pr_65_52_63_15 | 65 | 52 | 63 | 15 | Concrete perforated pipes and fittings
Pr_65_52_63_16 | 65 | 52 | 63 | 16 | Concrete pipes and fittings
Pr_65_52_63_17 | 65 | 52 | 63 | 17 | Copper pipelines | 90-10-65/310 Copper pipelines;
Pr_65_52_63_18 | 65 | 52 | 63 | 18 | Copper pipeline fittings | 90-10-65/315 Copper pipeline fittings;
Pr_65_52_63_19 | 65 | 52 | 63 | 19 | Copper rainwater pipes and fittings | 90-10-20/310 Copper external rainwater pipelines;
Pr_65_52_63_20 | 65 | 52 | 63 | 20 | Copper refrigerant pipelines | 90-10-65/390 Refrigerant pipelines and fittings;
Pr_65_52_63_21 | 65 | 52 | 63 | 21 | Copper waste water pipe and fittings | 90-10-20/346 Copper above ground drainage pipelines;
Pr_65_52_63_22 | 65 | 52 | 63 | 22 | Corrugated stainless steel pipes and fittings | 90-10-65/410 Corrugated stainless steel for gaseous fuels;
Pr_65_52_63_23 | 65 | 52 | 63 | 23 | Cross-linked polyethylene (PE-X) pipes and fittings | 90-10-65/350 Cross linked polyethylene (PE-X) pipelines;
Pr_65_52_63_25 | 65 | 52 | 63 | 25 | Ductile iron pipes and fittings | 90-10-65/325 Ductile iron pipelines;
Pr_65_52_63_29 | 65 | 52 | 63 | 29 | Flexible composite pipelines for liquid fuels | 90-10-65/305 Continuous flexible composite pipelines for liquid fuels;
Pr_65_52_63_31 | 65 | 52 | 63 | 31 | Galvanized steel rainwater pipe and fittings | 90-10-20/314 Hot dip precoated steel rainwater pipelines;
Pr_65_52_63_32 | 65 | 52 | 63 | 32 | Glass pipelines | 90-10-65/330 Glass pipelines;
Pr_65_52_63_33 | 65 | 52 | 63 | 33 | Glass reinforced plastics (GRP) pressure pipes and fittings | 90-10-65/332 GRP pressure pipes;
Pr_65_52_63_34 | 65 | 52 | 63 | 34 | Glass reinforced plastics (GRP) rainwater pipes and fittings | 90-10-20/312 GRP rainwater pipelines;
Pr_65_52_63_35 | 65 | 52 | 63 | 35 | Glass reinforced plastics (GRP) pipe and fittings for liquid fuels | 90-10-65/333 Glass reinforced plastics (GRP) pipelines for liquid fuels;
Pr_65_52_63_46 | 65 | 52 | 63 | 46 | Lead pipes and fittings
Pr_65_52_63_50 | 65 | 52 | 63 | 50 | Medical gas copper tube | 90-30-55/332 Medical gases copper tubes;
Pr_65_52_63_52 | 65 | 52 | 63 | 52 | Modified unplasticized polyvinylchloride (MUPVC) pipes and fittings | 90-10-20/334 Modified unplasticized polyvinyl chloride (MUPVC) above ground wastewater branch discharge pipelines;
Pr_65_52_63_54 | 65 | 52 | 63 | 54 | Multilayer pipelines for gaseous fuels | 90-10-65/340 Multilayer pipelines for gaseous fuels;
Pr_65_52_63_55 | 65 | 52 | 63 | 55 | Multilayer pipelines for water | 90-10-65/335 Multilayer pipelines for water;
Pr_65_52_63_60 | 65 | 52 | 63 | 60 | Polybutylene (PB) pipes and fittings | 90-10-65/355 Polybutylene (PB) pipelines;
Pr_65_52_63_61 | 65 | 52 | 63 | 61 | Polyethylene (PE) drainage pipe and fittings | 90-10-20/348 High density polyethylene (HDPE) above ground drainage pipelines;
Pr_65_52_63_62 | 65 | 52 | 63 | 62 | Polyethylene (PE) gaseous fuel pipes and fittings | 90-10-65/360 Polyethylene (PE) pipelines for gaseous fuels;
Pr_65_52_63_63 | 65 | 52 | 63 | 63 | Polyethylene (PE) water pipes and fittings | 90-10-65/365 Polyethylene (PE) pipelines for water supply;
Pr_65_52_63_64 | 65 | 52 | 63 | 64 | Polyethylene (PE) pipes for liquid fuels | 90-10-65/367 Polyethylene (PE) pipelines for liquid fuels;
Pr_65_52_63_65 | 65 | 52 | 63 | 65 | Polypropylene (PP) pipelines | 90-10-65/370 Polypropylene (PP) pipelines;
Pr_65_52_63_66 | 65 | 52 | 63 | 66 | Polypropylene (PP) solid wall pipes and fittings | 90-10-20/336 Polypropylene above ground wastewater branch discharge pipelines;
Pr_65_52_63_67 | 65 | 52 | 63 | 67 | Polypropylene (PP) structured wall pipes and fittings
Pr_65_52_63_68 | 65 | 52 | 63 | 68 | Pre-insulated pipelines | 90-10-65/385 Pre-insulated pipelines;
Pr_65_52_63_70 | 65 | 52 | 63 | 70 | Propylene co-polymer pressure pipes and fittings | 90-10-65/362 Propylene co-polymer pressure pipes;
Pr_65_52_63_78 | 65 | 52 | 63 | 78 | Stainless steel pipelines | 90-10-65/395 Stainless steel pipelines;
Pr_65_52_63_79 | 65 | 52 | 63 | 79 | Stainless steel pipeline fittings | 90-10-65/400 Stainless steel pipeline fittings;
Pr_65_52_63_80 | 65 | 52 | 63 | 80 | Stainless steel rainwater pipes and fittings | 90-10-20/316 Stainless steel external rainwater pipelines;
Pr_65_52_63_81 | 65 | 52 | 63 | 81 | Stainless steel waste water pipes and fittings | 90-10-20/350 Stainless steel above ground drainage pipelines;
Pr_65_52_63_82 | 65 | 52 | 63 | 82 | Steel pipelines | 90-10-65/415 Steel pipelines;
Pr_65_52_63_83 | 65 | 52 | 63 | 83 | Steel pipeline fittings | 90-10-65/420 Steel pipeline fittings;
Pr_65_52_63_84 | 65 | 52 | 63 | 84 | Steel pipe and fittings for liquid fuels | 90-10-65/430 Steel pipelines for liquid fuels;
Pr_65_52_63_87 | 65 | 52 | 63 | 87 | Unplasticized polyvinylchloride (PVC-U) drainage pipe and fittings | 90-10-20/354 Unplasticized polyvinyl chloride (PVC-U) above ground drainage pipelines;
Pr_65_52_63_88 | 65 | 52 | 63 | 88 | Unplasticized polyvinylchloride (PVC-U) rainwater pipes and fittings | 90-10-20/318 Unplasticized polyvinyl chloride (PVC-U) external rainwater pipelines;
Pr_65_52_63_89 | 65 | 52 | 63 | 89 | Unplasticized polyvinylchloride (PVC-U) pipelines | 90-10-65/375 Unplasticized polyvinylchloride (PVC-U) pipelines;
Pr_65_52_63_90 | 65 | 52 | 63 | 90 | Unplasticized polyvinylchloride (PVC-U) solid wall pipes and fittings
Pr_65_52_63_91 | 65 | 52 | 63 | 91 | Unplasticized polyvinylchloride (PVC-U) structured wall perforated pipes and fittings
Pr_65_52_63_92 | 65 | 52 | 63 | 92 | Unplasticized polyvinylchloride (PVC-U) structured wall pipes and fittings
Pr_65_52_63_93 | 65 | 52 | 63 | 93 | Unplasticized polyvinylchloride alloy (PVC-A) pipes and fittings
Pr_65_52_63_94 | 65 | 52 | 63 | 94 | Vitrified clay perforated pipes and fittings
Pr_65_52_63_95 | 65 | 52 | 63 | 95 | Vitrified clay plain wall open butt joint pipes and fittings
Pr_65_52_63_96 | 65 | 52 | 63 | 96 | Vitrified clay plain wall pipes and fittings
Pr_65_52_63_99 | 65 | 52 | 63 | 99 | Zinc rainwater pipes and fittings | 90-10-20/320 Zinc external rainwater pipelines;
Pr_65_53 | 65 | 53 |  |  | Pump products
Pr_65_53_24 | 65 | 53 | 24 |  | Drainage pumps
Pr_65_53_24_80 | 65 | 53 | 24 | 80 | Small bore discharge macerator and pumps | 90-10-70/420 Small bore discharge macerator and pump units;
Pr_65_53_24_81 | 65 | 53 | 24 | 81 | Small bore discharge pumps | 90-10-70/410 Small bore discharge pump units;
Pr_65_53_24_86 | 65 | 53 | 24 | 86 | Submersible pumps | 90-10-70/430 Submersible pumps;
Pr_65_53_86 | 65 | 53 | 86 |  | Supply and exhaust pumps
Pr_65_53_86_05 | 65 | 53 | 86 | 05 | Automatic condensate pumps | 90-20-75/400 Automatic condensate pumps;
Pr_65_53_86_07 | 65 | 53 | 86 | 07 | Belt driven end suction pumps | 90-10-70/330 Belt driven end suction pumps;
Pr_65_53_86_11 | 65 | 53 | 86 | 11 | Canned rotor pumps | 90-10-70/340 Canned rotor pumps;
Pr_65_53_86_12 | 65 | 53 | 86 | 12 | Centrifugal pumps
Pr_65_53_86_13 | 65 | 53 | 86 | 13 | Close-coupled end suction pumps | 90-10-70/350 Close coupled end suction pumps;
Pr_65_53_86_15 | 65 | 53 | 86 | 15 | Close-coupled in line pumps | 90-10-70/360 Close coupled in line pumps;
Pr_65_53_86_17 | 65 | 53 | 86 | 17 | Condensate recovery units | 90-20-75/420 Electric powered condensate recovery units;
Pr_65_53_86_24 | 65 | 53 | 86 | 24 | Dosing pump units | 90-15-95/355 Dosing pump units;
Pr_65_53_86_32 | 65 | 53 | 86 | 32 | Fuel oil transfer pumps | 90-10-70/370 Fuel oil transfer pumps;
Pr_65_53_86_33 | 65 | 53 | 86 | 33 | Gas boosters | 90-30-35/340 Gas boosters;
Pr_65_53_86_50 | 65 | 53 | 86 | 50 | Medical gas exhauster units | 90-30-55/318 Exhauster units;
Pr_65_53_86_51 | 65 | 53 | 86 | 51 | Metering pumps | 90-10-70/380 Metering pumps;
Pr_65_53_86_55 | 65 | 53 | 86 | 55 | Multi-stage pumps | 90-10-70/385 Multistage centrifugal pumps;
Pr_65_53_86_66 | 65 | 53 | 86 | 66 | Pressure booster pumps | 90-10-70/390 Pressure booster sets;
Pr_65_53_86_68 | 65 | 53 | 86 | 68 | Pressurization units | 90-10-70/400 Pressurization units;
Pr_65_53_86_86 | 65 | 53 | 86 | 86 | Suction pumps | 90-10-70/440 Suction or booster pumps;
Pr_65_53_86_94 | 65 | 53 | 86 | 94 | Vapour pumps | 90-10-70/460 Vapour pumps;
Pr_65_53_96 | 65 | 53 | 96 |  | Water supply pumps
Pr_65_53_96_02 | 65 | 53 | 96 | 02 | Air lift pumps | 90-12-70/350 Air lift pumps;
Pr_65_53_96_05 | 65 | 53 | 96 | 05 | Axially split casing pump units | 90-12-70/360 Axially split casing pump unit;
Pr_65_53_96_06 | 65 | 53 | 96 | 06 | Back pull-out end suction pump units | 90-12-70/440 End suction (back pull-out type) pump unit;
Pr_65_53_96_23 | 65 | 53 | 96 | 23 | Double disc pumps | 90-12-70/330 Double disc pumps;
Pr_65_53_96_50 | 65 | 53 | 96 | 50 | Macerator | 90-12-70/480 Macerator;
Pr_65_53_96_63 | 65 | 53 | 96 | 63 | Peristaltic pumps | 90-12-70/310 Peristaltic pumps;
Pr_65_53_96_64 | 65 | 53 | 96 | 64 | Positive displacement pumps | 90-12-70/410 Positive displacement pumpsets;
Pr_65_53_96_65 | 65 | 53 | 96 | 65 | Positive inlet pressure booster sets | 90-12-70/430 Packaged booster sets (positive inlet pressure applications);
Pr_65_53_96_66 | 65 | 53 | 96 | 66 | Progressing cavity pump units | 90-12-70/390 Progressing cavity pump unit;
Pr_65_53_96_70 | 65 | 53 | 96 | 70 | Ram pumps | 90-12-70/320 Ram Pumps;
Pr_65_53_96_73 | 65 | 53 | 96 | 73 | Rotary lobe pumps | 90-12-70/340 Rotary lobe pumps;
Pr_65_53_96_75 | 65 | 53 | 96 | 75 | Screw pumps | 90-12-70/470 Screw pump;
Pr_65_53_96_78 | 65 | 53 | 96 | 78 | Single diaphragm pump units | 90-12-70/420 Single diaphragm pump units;
Pr_65_53_96_80 | 65 | 53 | 96 | 80 | Solids handling pump units | 90-12-70/460 Solids handling pump unit;
Pr_65_53_96_84 | 65 | 53 | 96 | 84 | Submersible borehole pump unit | 90-12-70/400 Submersible borehole pump unit;
Pr_65_53_96_85 | 65 | 53 | 96 | 85 | Submersible pump units | 90-12-70/370 Submersible pump unit;
Pr_65_53_96_94 | 65 | 53 | 96 | 94 | Vertically suspended bowl type pump unit | 90-12-70/450 Vertically suspended bowl type pump unit;
Pr_65_53_96_95 | 65 | 53 | 96 | 95 | Volute casing dry well centrifugal sewage and sludge pump unit | 90-12-70/380 Dry well (volute casing type) centrifugal sewage/sludge pump unit;
Pr_65_54 | 65 | 54 |  |  | Valve products
Pr_65_54_24 | 65 | 54 | 24 |  | Drainage valves
Pr_65_54_24_02 | 65 | 54 | 24 | 02 | Air admittance valves | 90-10-90/400 Air admittance valves;
Pr_65_54_24_04 | 65 | 54 | 24 | 04 | Anti-flood valves | 90-10-90/405 Anti-flood valves;
Pr_65_54_30 | 65 | 54 | 30 |  | Fire fighting valves and devices
Pr_65_54_30_10 | 65 | 54 | 30 | 10 | Caps and chains | 90-35-95/360 Caps and chains;
Pr_65_54_30_11 | 65 | 54 | 30 | 11 | Carbon dioxide odorizing devices | 90-35-35/390 Odorizing devices;
Pr_65_54_30_12 | 65 | 54 | 30 | 12 | Check and non-return valves | 90-35-35/310 Check valves and non-return valves;
Pr_65_54_30_15 | 65 | 54 | 30 | 15 | Container gas fire extinguishing valves | 90-35-35/315 Container valve assemblies with actuators;
Pr_65_54_30_22 | 65 | 54 | 30 | 22 | Deluge valves | 90-35-95/325 Deluge valves;
Pr_65_54_30_24 | 65 | 54 | 30 | 24 | Dry riser landing valves | 90-35-95/350 Landing valves and boxes for dry risers;
Pr_65_54_30_30 | 65 | 54 | 30 | 30 | Fire fighting alarm devices | 90-65-50-330 Alarm devices;
Pr_65_54_30_32 | 65 | 54 | 30 | 32 | Fusible links | 90-35-30/360 Fusible links;
Pr_65_54_30_37 | 65 | 54 | 30 | 37 | High and low pressure selector gas fire extinguishing valves | 90-35-35/370 High and low pressure selector valves with actuators;
Pr_65_54_30_42 | 65 | 54 | 30 | 42 | Inlet breechings
Pr_65_54_30_63 | 65 | 54 | 30 | 63 | Pneumatic alarm devices | 90-35-35/405 Pneumatic alarm devices;
Pr_65_54_30_65 | 65 | 54 | 30 | 65 | Pressure gauges and pressure switches | 90-35-35/410 Pressure gauges and pressure switches;
Pr_65_54_30_85 | 65 | 54 | 30 | 85 | Sprinkler system alarm valves | 90-35-95/310 Alarm valves for sprinkler systems;
Pr_65_54_30_95 | 65 | 54 | 30 | 95 | Water fire extinguisher leather straps | 90-35-95/365 Leather straps;
Pr_65_54_30_96 | 65 | 54 | 30 | 96 | Water mist control valves | 90-35-95/320 Control valves for water mist;
Pr_65_54_30_97 | 65 | 54 | 30 | 97 | Wet riser landing valves | 90-35-95/355 Landing valves for wet risers;
Pr_65_54_33 | 65 | 54 | 33 |  | Gas and liquid fuel valves
Pr_65_54_33_03 | 65 | 54 | 33 | 03 | Anti-siphon liquid fuel supply valves | 90-25-45/310 Anti-syphon valves;
Pr_65_54_33_11 | 65 | 54 | 33 | 11 | Cast iron plug valves | 90-10-90/382 Plug valves, cast iron;
Pr_65_54_33_15 | 65 | 54 | 33 | 15 | Compressed air pressure reducing stations | 90-30-10/390 Pressure reducing stations;
Pr_65_54_33_17 | 65 | 54 | 33 | 17 | Compressed air safety valves
Pr_65_54_33_31 | 65 | 54 | 33 | 31 | Fusible link drop weight valves
Pr_65_54_33_33 | 65 | 54 | 33 | 33 | Gas ball valves | 90-10-90/380 Ball valves, manually operated;
Pr_65_54_33_34 | 65 | 54 | 33 | 34 | Gas burner safety devices | 90-30-35/370 Safety and control devices;
Pr_65_54_33_35 | 65 | 54 | 33 | 35 | Gas butterfly valves | 90-10-90/332 Butterfly valves;
Pr_65_54_33_36 | 65 | 54 | 33 | 36 | Gas pressure reducing stations | 90-30-45/335 Pressure reducing stations;
Pr_65_54_33_37 | 65 | 54 | 33 | 37 | Gas pressure switches | 90-30-35/360 Gas pressure switches;
Pr_65_54_33_38 | 65 | 54 | 33 | 38 | Gas solenoid valves | 90-30-35/320 Gas solenoid valves;
Pr_65_54_33_43 | 65 | 54 | 33 | 43 | Industrial vacuum flow regulating valves
Pr_65_54_33_44 | 65 | 54 | 33 | 44 | Laboratory gas safety valves
Pr_65_54_33_45 | 65 | 54 | 33 | 45 | Laboratory gas taps | 90-30-45/340 Laboratory taps;
Pr_65_54_33_46 | 65 | 54 | 33 | 46 | Laboratory gas supply manifolds
Pr_65_54_33_47 | 65 | 54 | 33 | 47 | Liquefied petroleum gas (LPG) pressure regulators | 90-30-50/370 Pressure regulators;
Pr_65_54_33_48 | 65 | 54 | 33 | 48 | Liquefied petroleum gas (LPG) pressure relief valves | 90-30-50/330 Pressure relief valves;
Pr_65_54_33_49 | 65 | 54 | 33 | 49 | Liquefied petroleum gas (LPG) shut off valves and emergency valves | 90-30-50/340 Shut off valves and emergency valves;
Pr_65_54_33_50 | 65 | 54 | 33 | 50 | Mechanical gas safety valves | 90-30-35/330 Mechanical gas safety valves;
Pr_65_54_33_51 | 65 | 54 | 33 | 51 | Medical gas line valves | 90-30-55/334 Medical gases line valves;
Pr_65_54_33_52 | 65 | 54 | 33 | 52 | Medical gas pressure reducing stations
Pr_65_54_33_53 | 65 | 54 | 33 | 53 | Medical gas service modules | 90-30-55/338 Area service modules;
Pr_65_54_33_54 | 65 | 54 | 33 | 54 | Medical gas supply manifolds | 90-30-55/330 Emergency supply manifolds;
Pr_65_54_33_55 | 65 | 54 | 33 | 55 | Medical gas valve service units | 90-30-55/340 Area valve service units;
Pr_65_54_33_57 | 65 | 54 | 33 | 57 | Medical vacuum flow regulating valves | 90-30-55/324 Vacuum flow regulating valves;
Pr_65_54_33_65 | 65 | 54 | 33 | 65 | Pressure vacuum valves
Pr_65_54_33_70 | 65 | 54 | 33 | 70 | Refrigerant safety devices
Pr_65_54_33_71 | 65 | 54 | 33 | 71 | Remote acting fire safety liquid fuel supply valves | 90-25-45/340 Remote acting fire safety valves;
Pr_65_54_33_74 | 65 | 54 | 33 | 74 | Rupture discs
Pr_65_54_33_78 | 65 | 54 | 33 | 78 | Shear valves
Pr_65_54_33_84 | 65 | 54 | 33 | 84 | Steel plug valves | 90-10-90/384 Plug valves, steel;
Pr_65_54_33_87 | 65 | 54 | 33 | 87 | Taper plug valves | 90-10-90/386 Plug valves, taper;
Pr_65_54_33_94 | 65 | 54 | 33 | 94 | Vapour connection adaptors
Pr_65_54_40 | 65 | 54 | 40 |  | Irrigation valves
Pr_65_54_40_02 | 65 | 54 | 40 | 02 | Air valves | 90-15-40/321 Air valves;
Pr_65_54_40_13 | 65 | 54 | 40 | 13 | Check valves | 90-15-40/323 Check valves;
Pr_65_54_40_16 | 65 | 54 | 40 | 16 | Control valves | 90-15-40/329 Control valves;
Pr_65_54_40_44 | 65 | 54 | 40 | 44 | Isolating valves | 90-15-40/325 Isolating valves;
Pr_65_54_40_62 | 65 | 54 | 40 | 62 | Plastics isolating valves | 90-15-40/327 Plastics isolating valves;
Pr_65_54_40_94 | 65 | 54 | 40 | 94 | Volumetric control valves | 90-15-40/331 Volumetric control valves;
Pr_65_54_85 | 65 | 54 | 85 |  | Steam valves
Pr_65_54_85_06 | 65 | 54 | 85 | 06 | Balanced pressure air vents | 90-20-80/310 Air vents;
Pr_65_54_85_08 | 65 | 54 | 85 | 08 | Blowdown valves | 90-20-80/345 Blowdown valves;
Pr_65_54_85_26 | 65 | 54 | 85 | 26 | Electrically-actuated control steam valves | 90-20-80/400 Electrically actuated control valves;
Pr_65_54_85_65 | 65 | 54 | 85 | 65 | Pneumatically-actuated control steam valves | 90-20-80/405 Pneumatically actuated control valves;
Pr_65_54_85_77 | 65 | 54 | 85 | 77 | Self-acting control steam valves | 90-20-80/415 Self-acting control valves;
Pr_65_54_85_78 | 65 | 54 | 85 | 78 | Self-acting steam temperature valves | 90-20-80/410 Self-acting temperature control systems;
Pr_65_54_85_79 | 65 | 54 | 85 | 79 | Self-operating control valves | 90-20-80/420 Self-operating control valves;
Pr_65_54_85_88 | 65 | 54 | 85 | 88 | Temperature and pressure control steam valves | 90-20-80/425 Temperature and pressure control valves;
Pr_65_54_93 | 65 | 54 | 93 |  | Valve accessories
Pr_65_54_93_05 | 65 | 54 | 93 | 05 | Automatic air vents | 90-10-60/310 Automatic air vents;
Pr_65_54_93_06 | 65 | 54 | 93 | 06 | Ball valve floats | 90-10-90/328 Floats for ball valves;
Pr_65_54_93_50 | 65 | 54 | 93 | 50 | Manual air vents
Pr_65_54_93_87 | 65 | 54 | 93 | 87 | Test points | 90-10-90/360 Test points;
Pr_65_54_93_88 | 65 | 54 | 93 | 88 | T-keys | 90-10-90/388 T-key;
Pr_65_54_93_94 | 65 | 54 | 93 | 94 | Valve keys | 90-10-90/390 Valve key;
Pr_65_54_94 | 65 | 54 | 94 |  | Water supply valves
Pr_65_54_94_03 | 65 | 54 | 94 | 03 | Anti-pollution check valves | 90-12-90/385 Anti-pollution check valve;
Pr_65_54_94_11 | 65 | 54 | 94 | 11 | Cast iron wedge gate valves | 90-12-90/320 Cast iron wedge gate valve;
Pr_65_54_94_22 | 65 | 54 | 94 | 22 | Direct acting float actuated automatic control valves | 90-12-90/355 Direct acting, float actuated control valve (automatic);
Pr_65_54_94_23 | 65 | 54 | 94 | 23 | Direct spring operated pressure relief valves | 90-12-90/395 Direct, spring operated pressure relief valve;
Pr_65_54_94_24 | 65 | 54 | 94 | 24 | Double orifice air valves | 90-12-90/420 Double orifice air valve;
Pr_65_54_94_26 | 65 | 54 | 94 | 26 | Eccentric plug valves | 90-12-90/330 Eccentric plug valve;
Pr_65_54_94_30 | 65 | 54 | 94 | 30 | Flexible rubber check valves | 90-12-90/315 Flexible rubber check valve;
Pr_65_54_94_31 | 65 | 54 | 94 | 31 | Free discharge valves | 90-12-90/345 Free discharge valve;
Pr_65_54_94_39 | 65 | 54 | 94 | 39 | Hydrostatic bellmouth valves | 90-12-90/310 Hydrostatic bellmouth valve;
Pr_65_54_94_45 | 65 | 54 | 94 | 45 | Knife gate valves | 90-12-90/325 Knife gate valve;
Pr_65_54_94_47 | 65 | 54 | 94 | 47 | Line pressure driven automatic control valves | 90-12-90/350 Line pressure driven control valve (automatic);
Pr_65_54_94_56 | 65 | 54 | 94 | 56 | Non-slam nozzle check valves | 90-12-90/380 Non-slam nozzle check valve;
Pr_65_54_94_57 | 65 | 54 | 94 | 57 | Non-slam twin plate check valves | 90-12-90/375 Non-slam twin plate check valve;
Pr_65_54_94_60 | 65 | 54 | 94 | 60 | Pallet type pressure relief valves | 90-12-90/405 Pallet type pressure relief valve;
Pr_65_54_94_63 | 65 | 54 | 94 | 63 | Pinch type pressure relief valves | 90-12-90/400 Pinch type pressure relief valve;
Pr_65_54_94_65 | 65 | 54 | 94 | 65 | Plunger valves | 90-12-90/340 Plunger valve;
Pr_65_54_94_70 | 65 | 54 | 94 | 70 | Recoil resilient hinge disc check valves | 90-12-90/370 Recoil resilient hinge disc check valve;
Pr_65_54_94_71 | 65 | 54 | 94 | 71 | Recoil swing disc check valves | 90-12-90/365 Recoil swing disc check valve;
Pr_65_54_94_72 | 65 | 54 | 94 | 72 | Reduced pressure zone valves | 90-12-90/390 Reduced pressure zone valve;
Pr_65_54_94_73 | 65 | 54 | 94 | 73 | Resilient hinge disc check valves | 90-12-90/360 Resilient hinge disc check valve;
Pr_65_54_94_77 | 65 | 54 | 94 | 77 | Single large orifice air valves | 90-12-90/415 Single large orifice air valve;
Pr_65_54_94_78 | 65 | 54 | 94 | 78 | Single small orifice air valves | 90-12-90/410 Single small orifice air valve;
Pr_65_54_94_90 | 65 | 54 | 94 | 90 | Triple orifice air valves | 90-12-90/425 Triple orifice air valve;
Pr_65_54_94_94 | 65 | 54 | 94 | 94 | Vacuum breaker air valves | 90-12-90/430 Vacuum breaker air valve;
Pr_65_54_94_95 | 65 | 54 | 94 | 95 | V-port ball valves | 90-12-90/335 V-port ball valve;
Pr_65_54_95 | 65 | 54 | 95 |  | Water services valves
Pr_65_54_95_05 | 65 | 54 | 95 | 05 | Backflow prevention devices | 90-10-90/318 Backflow prevention devices;
Pr_65_54_95_06 | 65 | 54 | 95 | 06 | Ball valves | 90-20-80/325 Ball stop valves;
Pr_65_54_95_08 | 65 | 54 | 95 | 08 | Butterfly valves | 90-10-90/332 Butterfly valves;
Pr_65_54_95_11 | 65 | 54 | 95 | 11 | Cast iron check valves | 90-10-90/348 Cast iron check valves;
Pr_65_54_95_12 | 65 | 54 | 95 | 12 | Cast iron gate valves | 90-10-90/312 Gate valves for waterworks;
Pr_65_54_95_13 | 65 | 54 | 95 | 13 | Cast iron globe valves | 90-10-90/340 Cast iron globe valves;
Pr_65_54_95_14 | 65 | 54 | 95 | 14 | Copper alloy check valves | 90-35-95/330 Non-return valves;
Pr_65_54_95_15 | 65 | 54 | 95 | 15 | Copper alloy gate valves | 90-10-90/342 Copper alloy gate valves;
Pr_65_54_95_16 | 65 | 54 | 95 | 16 | Copper alloy globe valves | 90-10-90/344 Copper alloy globe valves;
Pr_65_54_95_23 | 65 | 54 | 95 | 23 | Draw off taps | 90-10-90/310 Draw off taps and stop valves;
Pr_65_54_95_24 | 65 | 54 | 95 | 24 | Diaphragm valves | 90-10-90/346 Diaphragm valves;
Pr_65_54_95_26 | 65 | 54 | 95 | 26 | Double regulating valves | 90-10-90/356 Double regulating valves;
Pr_65_54_95_27 | 65 | 54 | 95 | 27 | Draining taps | 90-10-90/374 Draining taps;
Pr_65_54_95_28 | 65 | 54 | 95 | 28 | Excess pressure valves | 90-20-80/365 Excess pressure valves;
Pr_65_54_95_29 | 65 | 54 | 95 | 29 | Float-operated valves | 90-10-90/324 Piston type float operated valves;
Pr_65_54_95_30 | 65 | 54 | 95 | 30 | Flow measuring valves | 90-10-90/358 Flow measuring devices;
Pr_65_54_95_31 | 65 | 54 | 95 | 31 | Flow-reducing servicing valves
Pr_65_54_95_47 | 65 | 54 | 95 | 47 | Low pressure thermostatic mixing valves | 90-10-90/366 Low pressure thermostatic mixing valves;
Pr_65_54_95_48 | 65 | 54 | 95 | 48 | Low temperature thermostatic mixing valves | 90-10-90/372 Thermostatic mixing valves for use in care establishments;
Pr_65_54_95_49 | 65 | 54 | 95 | 49 | Medical gas pressure reducing stations | 90-30-55/336 Pressure reducing stations;
Pr_65_54_95_50 | 65 | 54 | 95 | 50 | Metering valves
Pr_65_54_95_53 | 65 | 54 | 95 | 53 | Motorized valves | 90-65-50/350 Motorized valves;
Pr_65_54_95_65 | 65 | 54 | 95 | 65 | Pressure relief valves
Pr_65_54_95_66 | 65 | 54 | 95 | 66 | Pressure reducing valves | 90-10-90/410 Pressure regulating valves;
Pr_65_54_95_67 | 65 | 54 | 95 | 67 | Pressure surplussing valves | 90-20-80/375 Pressure surplussing valves;
Pr_65_54_95_70 | 65 | 54 | 95 | 70 | Radiator valves | 90-10-90/362 Radiator valves;
Pr_65_54_95_75 | 65 | 54 | 95 | 75 | Safety valves | 90-10-90/376 Safety valves;
Pr_65_54_95_81 | 65 | 54 | 95 | 81 | Steel ball valves | 90-10-90/334 Cast iron or steel ball valves;
Pr_65_54_95_82 | 65 | 54 | 95 | 82 | Steel globe valves | 90-10-90/338 Carbon steel globe valves;
Pr_65_54_95_83 | 65 | 54 | 95 | 83 | Steel globe and check valves | 90-10-90/350 Carbon steel globe stop and check valves;
Pr_65_54_95_87 | 65 | 54 | 95 | 87 | Tempering valves | 90-10-90/368 Tempering valves;
Pr_65_54_95_88 | 65 | 54 | 95 | 88 | Thermostatic mixing valves | 90-10-90/370 Thermostatic mixing valves;
Pr_65_54_95_89 | 65 | 54 | 95 | 89 | Thermostatic radiator valves | 90-10-90/364 Thermostatic radiator valves;
Pr_65_54_95_90 | 65 | 54 | 95 | 90 | Three-way vent cocks | 90-10-90/378 Three-way vent cocks;
Pr_65_54_95_92 | 65 | 54 | 95 | 92 | Underfloor heating and cooling manifolds | 90-10-60/390 Manifold for underfloor heating and cooling;
Pr_65_55 | 65 | 55 |  |  | Liquid and gas distribution products
Pr_65_55_62 | 65 | 55 | 62 |  | Phase change distribution products
Pr_65_55_62_47 | 65 | 55 | 62 | 47 | Liquefied petroleum gas (LPG) vaporizers | 90-30-50/380 Vaporizers;
Pr_65_55_76 | 65 | 55 | 76 |  | Separators
Pr_65_55_76_04 | 65 | 55 | 76 | 04 | Austenitic stainless steel steam separators
Pr_65_55_76_11 | 65 | 55 | 76 | 11 | Carbon steel steam separators | 90-20-75/315 Carbon steel separators;
Pr_65_55_76_12 | 65 | 55 | 76 | 12 | Cast iron steam separators | 90-20-75/320 Cast iron separators;
Pr_65_55_76_13 | 65 | 55 | 76 | 13 | Centrifugal air separators | 90-15-90/307 Centrifugal separators;
Pr_65_55_76_15 | 65 | 55 | 76 | 15 | Combined air and dirt separators | 90-10-60/355 Combined air and dirt separators;
Pr_65_55_76_22 | 65 | 55 | 76 | 22 | Dirt separators | 90-10-60/360 Dirt separators;
Pr_65_55_76_58 | 65 | 55 | 76 | 58 | Oil and petrol separators | 90-05-20/314 Oil and petrol separator units;
Pr_65_55_76_59 | 65 | 55 | 76 | 59 | Oil and water separators | 90-30-10/385 Oil/ water separators;
Pr_65_55_76_77 | 65 | 55 | 76 | 77 | SG iron steam separators | 90-20-75/325 SG iron separators;
Pr_65_55_76_84 | 65 | 55 | 76 | 84 | Stainless steel steam separators | 90-20-75/330 Stainless steel separators;
Pr_65_55_76_96 | 65 | 55 | 76 | 96 | Water separators | 90-25-45/360 Water separators;
Pr_65_55_84 | 65 | 55 | 84 |  | Steam and condensate distribution
Pr_65_55_84_50 | 65 | 55 | 84 | 50 | Steam manifold
Pr_65_55_84_75 | 65 | 55 | 84 | 75 | Sample coolers | 90-20-75/450 Sample coolers;
Pr_65_55_84_94 | 65 | 55 | 84 | 94 | Vacuum breakers | 90-20-75/455 Vacuum breakers;
Pr_65_55_85 | 65 | 55 | 85 |  | Steam and condensate recovery vessels
Pr_65_55_85_08 | 65 | 55 | 85 | 08 | Blowdown vessels | 90-20-75/430 Blowdown vessels;
Pr_65_55_85_30 | 65 | 55 | 85 | 30 | Flash steam recovery vessels | 90-20-75/440 Flash steam recovery vessels;
Pr_65_55_85_85 | 65 | 55 | 85 | 85 | Steam feedtanks | 90-20-75/435 Feedtanks;
Pr_65_55_86 | 65 | 55 | 86 |  | Steam traps
Pr_65_55_86_06 | 65 | 55 | 86 | 06 | Balanced pressure steam traps | 90-20-75/335 Balanced pressure steam traps;
Pr_65_55_86_07 | 65 | 55 | 86 | 07 | Ball float steam traps | 90-20-75/340 Ball float steam traps;
Pr_65_55_86_08 | 65 | 55 | 86 | 08 | Bimetallic steam traps | 90-20-75/345 Bimetallic steam traps;
Pr_65_55_86_42 | 65 | 55 | 86 | 42 | Inverted bucket steam traps | 90-20-75/350 Inverted bucket steam traps;
Pr_65_55_86_88 | 65 | 55 | 86 | 88 | Thermodynamic steam traps | 90-20-75/355 Thermodynamic steam traps;
Pr_65_55_86_89 | 65 | 55 | 86 | 89 | Thermostatic steam traps | 90-20-75/360 Thermostatic steam traps;
Pr_65_55_96 | 65 | 55 | 96 |  | Washing products
Pr_65_55_96_24 | 65 | 55 | 96 | 24 | Drive through wheel wash | 90-15-85/320 Drive through wheel wash;
Pr_65_55_96_72 | 65 | 55 | 96 | 72 | Roller wheel wash | 90-15-85/310 Roller wheel wash;
Pr_65_55_96_96 | 65 | 55 | 96 | 96 | Wash plant | 90-15-85/330 Wash plant;
Pr_65_57 | 65 | 57 |  |  | Filter products
Pr_65_57_02 | 65 | 57 | 02 |  | Air filters
Pr_65_57_02_02 | 65 | 57 | 02 | 02 | Activated carbon air filters | 90-45-10/310 Activated carbon filters;
Pr_65_57_02_03 | 65 | 57 | 02 | 03 | Air gas and vapour cleaners
Pr_65_57_02_04 | 65 | 57 | 02 | 04 | Air particle cleaners
Pr_65_57_02_06 | 65 | 57 | 02 | 06 | Baffle grease air filters | 90-45-10/370 Primary grease filters;
Pr_65_57_02_07 | 65 | 57 | 02 | 07 | Bag air filters | 90-45-10/380 Bag filters;
Pr_65_57_02_11 | 65 | 57 | 02 | 11 | Cartridge grease air filters | 90-45-10/370 Primary grease filters;
Pr_65_57_02_15 | 65 | 57 | 02 | 15 | Cold water mist grease air filters | 90-45-10/370 Primary grease filters;
Pr_65_57_02_20 | 65 | 57 | 02 | 20 | Cyclone filters | 90-45-10/315 Cyclone filters;
Pr_65_57_02_25 | 65 | 57 | 02 | 25 | Duct-mounted modular electrostatic air filters
Pr_65_57_02_26 | 65 | 57 | 02 | 26 | Efficient particulate arrestor (EPA) air filters | 90-45-10/320 Efficient particulate arrestor (EPA) filters;
Pr_65_57_02_28 | 65 | 57 | 02 | 28 | Electrostatic precipitators | 90-45-10/330 Electrostatic precipitators;
Pr_65_57_02_29 | 65 | 57 | 02 | 29 | Fabric filters | 90-45-10/335 Fabric filters;
Pr_65_57_02_37 | 65 | 57 | 02 | 37 | High efficiency particle arrestor (HEPA) air filters | 90-45-10/340 High efficiency particle arrestor (HEPA) filters;
Pr_65_57_02_52 | 65 | 57 | 02 | 52 | Mesh air filters | 90-45-10/350 Mesh filters;
Pr_65_57_02_66 | 65 | 57 | 02 | 66 | Panel air filters | 90-45-10/360 Panel filters;
Pr_65_57_02_70 | 65 | 57 | 02 | 70 | Safe change filter changing units | 90-45-10/450 Safe change filter changing units;
Pr_65_57_02_92 | 65 | 57 | 02 | 92 | Ultra low particle arrestor (ULPA) air filters | 90-45-10/400 Ultra low particle arrestor (ULPA) filters;
Pr_65_57_02_93 | 65 | 57 | 02 | 93 | Ultra violet light grease filter | 90-45-10/390 Secondary grease filters;
Pr_65_57_02_96 | 65 | 57 | 02 | 96 | Water wash grease air filters | 90-45-10/370 Primary grease filters;
Pr_65_57_02_97 | 65 | 57 | 02 | 97 | Wet scrubber filters | 90-45-10/480 Wet scrubber filters;
Pr_65_57_33 | 65 | 57 | 33 |  | Gas and air filters
Pr_65_57_33_02 | 65 | 57 | 33 | 02 | Activated carbon compressed air filters | 90-30-10/380 In line filters;
Pr_65_57_33_15 | 65 | 57 | 33 | 15 | Coalescing compressed air filters | 90-30-10/380 In line filters;
Pr_65_57_33_25 | 65 | 57 | 33 | 25 | Dust compressed air filters | 90-30-10/380 In line filters;
Pr_65_57_33_33 | 65 | 57 | 33 | 33 | Gas filters | 90-30-35/350 Gas filters;
Pr_65_57_58 | 65 | 57 | 58 |  | Oil filters and strainers
Pr_65_57_58_58 | 65 | 57 | 58 | 58 | Oil filters | 90-25-45/330 Filters;
Pr_65_57_58_59 | 65 | 57 | 58 | 59 | Oil strainers | 90-25-45/350 Strainers;
Pr_65_57_85 | 65 | 57 | 85 |  | Swimming pool water filters and strainers
Pr_65_57_85_06 | 65 | 57 | 85 | 06 | Basket filters | 90-15-75/360 Basket filters;
Pr_65_57_85_07 | 65 | 57 | 85 | 07 | Basket strainers | 90-15-75/470 Strainers for pool water;
Pr_65_57_85_12 | 65 | 57 | 85 | 12 | Cartridge water filters | 90-15-75/370 Cartridge filters;
Pr_65_57_85_22 | 65 | 57 | 85 | 22 | Diatomaceous earth water filters | 90-15-75/380 Diatomaceous earth filters;
Pr_65_57_85_33 | 65 | 57 | 85 | 33 | Glass water filters | 90-15-75/390 Pressure filters;
Pr_65_57_85_75 | 65 | 57 | 85 | 75 | Sand water filters | 90-15-75/390 Pressure filters;
Pr_65_57_95 | 65 | 57 | 95 |  | Water feature filters and strainers
Pr_65_57_95_07 | 65 | 57 | 95 | 07 | Biological filters | 90-15-90/301 Biological filters;
Pr_65_57_95_11 | 65 | 57 | 95 | 11 | Cartridge water filters | 90-15-90/305 Cartridge water filters;
Pr_65_57_95_13 | 65 | 57 | 95 | 13 | Centrifugal particle separators
Pr_65_57_95_22 | 65 | 57 | 95 | 22 | Disc filters | 90-15-90/321 Disc filters;
Pr_65_57_95_42 | 65 | 57 | 95 | 42 | Inline water filters | 90-15-90/325 Inline water filters;
Pr_65_57_95_51 | 65 | 57 | 95 | 51 | Media water filters | 90-15-90/327 Media water filters;
Pr_65_57_95_76 | 65 | 57 | 95 | 76 | Screen filters | 90-15-90/331 Screen filters;
Pr_65_57_95_96 | 65 | 57 | 95 | 96 | Water strainers | 90-15-90/351 Water strainers;
Pr_65_57_96 | 65 | 57 | 96 |  | Water filters and strainers
Pr_65_57_96_03 | 65 | 57 | 96 | 03 | Active biological water filters | 90-15-95/440 Grey water filtration;
Pr_65_57_96_04 | 65 | 57 | 96 | 04 | Angle water strainers | 90-20-80/315 Angle strainers;
Pr_65_57_96_08 | 65 | 57 | 96 | 08 | Basket water strainers | 90-10-60/400 Pipeline strainers;
Pr_65_57_96_09 | 65 | 57 | 96 | 09 | Bottle brush water filters | 90-15-95/450 Rainwater harvesting filtration;
Pr_65_57_96_11 | 65 | 57 | 96 | 11 | Canister water filters
Pr_65_57_96_13 | 65 | 57 | 96 | 13 | Chlorine dioxide biological water filters | 90-15-95/440 Grey water filtration;
Pr_65_57_96_16 | 65 | 57 | 96 | 16 | Conical water filters
Pr_65_57_96_29 | 65 | 57 | 96 | 29 | Fast bed rapid sand water filters | 90-15-95/440 Grey water filtration;
Pr_65_57_96_30 | 65 | 57 | 96 | 30 | Floating tank water filters | 90-15-95/450 Rainwater harvesting filtration;
Pr_65_57_96_34 | 65 | 57 | 96 | 34 | Granular activated carbon water filters | 90-15-95/440 Grey water filtration;
Pr_65_57_96_35 | 65 | 57 | 96 | 35 | Gravel water filters | 90-15-95/450 Rainwater harvesting filtration;
Pr_65_57_96_51 | 65 | 57 | 96 | 51 | Media water filters
Pr_65_57_96_52 | 65 | 57 | 96 | 52 | Membrane water filters | 90-15-95/440 Grey water filtration;
Pr_65_57_96_53 | 65 | 57 | 96 | 53 | Mesh water filters | 90-15-95/450 Rainwater harvesting filtration;
Pr_65_57_96_62 | 65 | 57 | 96 | 62 | Pilot water filters
Pr_65_57_96_70 | 65 | 57 | 96 | 70 | Rapid gravity water filters | 90-15-95/450 Rainwater harvesting filtration;
Pr_65_57_96_72 | 65 | 57 | 96 | 72 | Reed bed water filters | 90-15-95/440 Grey water filtration;
Pr_65_57_96_77 | 65 | 57 | 96 | 77 | Side stream water filters | 90-15-95/370 Filtration units;
Pr_65_57_96_79 | 65 | 57 | 96 | 79 | Slow bed sand water filters | 90-15-95/440 Grey water filtration;
Pr_65_57_96_86 | 65 | 57 | 96 | 86 | Subsurface vortex water filters | 90-15-95/450 Rainwater harvesting filtration;
Pr_65_57_96_99 | 65 | 57 | 96 | 99 | Y-type water strainers | 90-20-80/320 Y-type strainers;
Pr_65_65 | 65 | 65 |  |  | Ductwork products
Pr_65_65_23 | 65 | 65 | 23 |  | Ductwork accessories
Pr_65_65_23_01 | 65 | 65 | 23 | 01 | Access panels | 90-45-25/400 Access doors;
Pr_65_65_23_25 | 65 | 65 | 23 | 25 | Ductwork access doorsets
Pr_65_65_24 | 65 | 65 | 24 |  | Duct dampers
Pr_65_65_24_16 | 65 | 65 | 24 | 16 | Constant volume boxes
Pr_65_65_24_29 | 65 | 65 | 24 | 29 | Fire and smoke dampers | 90-45-25/420 Fire and smoke dampers;
Pr_65_65_24_30 | 65 | 65 | 24 | 30 | Fire dampers
Pr_65_65_24_42 | 65 | 65 | 24 | 42 | Intumescent fire and smoke dampers | 90-45-25/445 Intumescent fire and smoke dampers;
Pr_65_65_24_56 | 65 | 65 | 24 | 56 | Non-return dampers | 90-45-25/460 Non-return dampers;
Pr_65_65_24_66 | 65 | 65 | 24 | 66 | Pressure control flaps | 90-45-25/465 Pressure control flaps;
Pr_65_65_24_68 | 65 | 65 | 24 | 68 | Pressure relief dampers | 90-45-25/470 Pressure relief dampers;
Pr_65_65_24_78 | 65 | 65 | 24 | 78 | Shut off dampers | 90-45-25/480 Shut off dampers;
Pr_65_65_24_80 | 65 | 65 | 24 | 80 | Smoke dampers | 90-45-25/482 Smoke dampers;
Pr_65_65_24_93 | 65 | 65 | 24 | 93 | Variable air volume boxes | 90-45-25/490 VAV terminal units;
Pr_65_65_24_95 | 65 | 65 | 24 | 95 | Volume control dampers
Pr_65_65_25 | 65 | 65 | 25 |  | Ductwork and fittings
Pr_65_65_25_13 | 65 | 65 | 25 | 13 | Circular plastics ductwork and fittings | 90-45-25/310 Circular plastics ductwork and fittings;
Pr_65_65_25_14 | 65 | 65 | 25 | 14 | Circular sheet metal ductwork and fittings | 90-45-25/315 Circular sheet metal ductwork and fittings;
Pr_65_65_25_23 | 65 | 65 | 25 | 23 | Domestic rigid ductwork and fittings | 90-45-25/380 Domestic rigid ductwork and fittings;
Pr_65_65_25_30 | 65 | 65 | 25 | 30 | Fire resisting ductwork and fittings | 90-45-25/322 Fire resisting ductwork and fittings;
Pr_65_65_25_31 | 65 | 65 | 25 | 31 | Flat oval sheet metal ductwork and fittings | 90-45-25/325 Flat oval sheet metal ductwork and fittings;
Pr_65_65_25_32 | 65 | 65 | 25 | 32 | Flexible ductwork | 90-45-25/430 Flexible ductwork;
Pr_65_65_25_34 | 65 | 65 | 25 | 34 | Glass fibre ductwork and fittings | 90-45-25/330 Glass fibre ductwork and fittings;
Pr_65_65_25_64 | 65 | 65 | 25 | 64 | Pre-insulated ductwork and fittings | 90-45-25/350 Pre-insulated ductwork and fittings;
Pr_65_65_25_71 | 65 | 65 | 25 | 71 | Rectangular plastics ductwork and fittings | 90-45-25/360 Rectangular plastics ductwork and fittings;
Pr_65_65_25_72 | 65 | 65 | 25 | 72 | Rectangular sheet metal ductwork and fittings | 90-45-25/365 Rectangular sheet metal ductwork and fittings;
Pr_65_65_25_77 | 65 | 65 | 25 | 77 | Smoke extract ductwork | 90-45-25/370 Smoke extract ductwork;
Pr_65_67 | 65 | 67 |  |  | Air and fume distribution products
Pr_65_67_16 | 65 | 67 | 16 |  | Compressed air products
Pr_65_67_16_02 | 65 | 67 | 16 | 02 | Air compressors | 90-30-10/335 Compressors;
Pr_65_67_16_03 | 65 | 67 | 16 | 03 | Air-cooled aftercoolers | 90-30-10/310 Air cooled aftercoolers;
Pr_65_67_16_04 | 65 | 67 | 16 | 04 | Air preparation units | 90-30-10/320 Air preparation units;
Pr_65_67_16_05 | 65 | 67 | 16 | 05 | Air receivers | 90-30-10/325 Air receivers;
Pr_65_67_16_08 | 65 | 67 | 16 | 08 | Blow protectors | 90-30-10/330 Blow protectors;
Pr_65_67_16_22 | 65 | 67 | 16 | 22 | Desiccant air driers | 90-30-10/350 Desiccant dryers;
Pr_65_67_16_50 | 65 | 67 | 16 | 50 | Medical gas compressors | 90-30-55/316 Compressors;
Pr_65_67_16_71 | 65 | 67 | 16 | 71 | Refrigerant air driers | 90-30-10/355 Refrigerant dryers;
Pr_65_67_16_96 | 65 | 67 | 16 | 96 | Water-cooled aftercoolers | 90-30-10/315 Water cooled aftercoolers;
Pr_65_67_22 | 65 | 67 | 22 |  | De-aerators
Pr_65_67_22_47 | 65 | 67 | 22 | 47 | Liquid fuel de-aerators | 90-25-45/320 De-aeration devices;
Pr_65_67_22_66 | 65 | 67 | 22 | 66 | Pressure differential de-aerators | 90-10-60/340 Pressure differential de-aerators;
Pr_65_67_22_88 | 65 | 67 | 22 | 88 | Temperature differential de-aerators | 90-10-60/345 Temperature differential de-aerators;
Pr_65_67_28 | 65 | 67 | 28 |  | Expansion compensators
Pr_65_67_28_03 | 65 | 67 | 28 | 03 | Angular expansion compensators | 90-10-60/320 Angular expansion compensators;
Pr_65_67_28_05 | 65 | 67 | 28 | 05 | Axial expansion compensators | 90-10-60/325 Axial expansion compensators;
Pr_65_67_28_46 | 65 | 67 | 28 | 46 | Lateral expansion compensators | 90-10-60/330 Lateral expansion compensators;
Pr_65_67_29 | 65 | 67 | 29 |  | Fans
Pr_65_67_29_05 | 65 | 67 | 29 | 05 | Axial flow fans | 90-45-30/310 Axial flow fans;
Pr_65_67_29_09 | 65 | 67 | 29 | 09 | Bifurcated fans
Pr_65_67_29_12 | 65 | 67 | 29 | 12 | Centrifugal fans | 90-45-30/320 Centrifugal fans;
Pr_65_67_29_23 | 65 | 67 | 29 | 23 | Domestic fan units | 90-45-30/400 Domestic fan units;
Pr_65_67_29_24 | 65 | 67 | 29 | 24 | Domestic multipoint fan units | 90-45-30/410 Domestic multipoint fan units;
Pr_65_67_29_44 | 65 | 67 | 29 | 44 | Jet fans | 90-45-30/330 Jet fans;
Pr_65_67_29_52 | 65 | 67 | 29 | 52 | Mixed flow fans | 90-45-30/340 Mixed flow fans;
Pr_65_67_29_64 | 65 | 67 | 29 | 64 | Powered smoke and heat exhaust ventilators | 90-45-30/370 Powered smoke and heat control ventilators;
Pr_65_67_29_67 | 65 | 67 | 29 | 67 | Propeller fans | 90-45-30/350 Propeller fans;
Pr_65_67_29_72 | 65 | 67 | 29 | 72 | Roof mounted fans | 90-45-30/360 Roof mounted fans;
Pr_65_67_29_80 | 65 | 67 | 29 | 80 | Smoke extract fans
Pr_65_67_29_88 | 65 | 67 | 29 | 88 | Twin axial fans
Pr_65_67_29_89 | 65 | 67 | 29 | 89 | Twin centrifugal fans | 90-45-30/380 Toilet extract fans;
Pr_65_67_29_96 | 65 | 67 | 29 | 96 | Whole dwelling fan units | 90-45-30/420 Whole dwelling fan units;
Pr_65_67_39 | 65 | 67 | 39 |  | Humidifiers and dehumidifiers
Pr_65_67_39_22 | 65 | 67 | 39 | 22 | Desiccant dehumidifiers | 90-45-55/340 Desiccant dehumidifiers;
Pr_65_67_39_28 | 65 | 67 | 39 | 28 | Evaporative humidifiers | 90-45-55/310 Evaporative humidifiers;
Pr_65_67_39_84 | 65 | 67 | 39 | 84 | Steam humidifiers | 90-45-55/320 Steam humidifiers;
Pr_65_67_39_96 | 65 | 67 | 39 | 96 | Water atomizing humidifiers | 90-45-55/330 Water atomizing humidifiers;
Pr_65_67_46 | 65 | 67 | 46 |  | Laboratory gas products
Pr_65_67_46_56 | 65 | 67 | 46 | 56 | Nitrogen receiver
Pr_65_67_78 | 65 | 67 | 78 |  | Sound attenuators
Pr_65_67_78_02 | 65 | 67 | 78 | 02 | Acoustic duct linings | 90-45-75/350 Acoustic linings;
Pr_65_67_78_05 | 65 | 67 | 78 | 05 | Air transfer and cross talk attenuators | 90-45-75/310 Air transfer and cross talk attenuators;
Pr_65_67_78_07 | 65 | 67 | 78 | 07 | Attenuated openings
Pr_65_67_78_12 | 65 | 67 | 78 | 12 | Circular attenuators | 90-45-75/320 Circular silencers;
Pr_65_67_78_72 | 65 | 67 | 78 | 72 | Rectangular attenuators | 90-45-75/330 Rectangular silencers;
Pr_65_67_94 | 65 | 67 | 94 |  | Vehicle exhaust distribution products
Pr_65_67_94_25 | 65 | 67 | 94 | 25 | Ducted rail tracks | 90-45-95/360 Rail tracks;
Pr_65_67_94_76 | 65 | 67 | 94 | 76 | Self-sealing floor plates | 90-45-95/370 Self-sealing floor plates;
Pr_65_70 | 65 | 70 |  |  | Cables, conductors and fitting products
Pr_65_70_11 | 65 | 70 | 11 |  | Cable management
Pr_65_70_11_09 | 65 | 70 | 11 | 09 | Buried conduit | 90-55-10-350 Buried conduit;
Pr_65_70_11_11 | 65 | 70 | 11 | 11 | Cable bands | 90-55-10/320 Cable bands;
Pr_65_70_11_12 | 65 | 70 | 11 | 12 | Cable baskets | 90-55-10/325 Cable baskets;
Pr_65_70_11_13 | 65 | 70 | 11 | 13 | Cable cleats | 90-55-10/310 Cable cleats;
Pr_65_70_11_14 | 65 | 70 | 11 | 14 | Cable ladders | 90-55-10/330 Cable ladders;
Pr_65_70_11_15 | 65 | 70 | 11 | 15 | Cable ties | 90-55-10/315 Cable ties;
Pr_65_70_11_16 | 65 | 70 | 11 | 16 | Cable troughs | 90-55-10-475 Cable trough;
Pr_65_70_11_17 | 65 | 70 | 11 | 17 | Cable trays | 90-55-10/335 Cable trays;
Pr_65_70_11_18 | 65 | 70 | 11 | 18 | Cable trunking | 90-55-10/410 Cable trunking and cable ducting systems;
Pr_65_70_11_19 | 65 | 70 | 11 | 19 | Channel cable supports | 90-55-10/305 Channel cable supports;
Pr_65_70_11_20 | 65 | 70 | 11 | 20 | Conduit fittings | 90-55-10/460 Conduit fittings;
Pr_65_70_11_25 | 65 | 70 | 11 | 25 | Duct bank | 90-55-10-480 Duct bank;
Pr_65_70_11_30 | 65 | 70 | 11 | 30 | Flexible conduit | 90-55-10/360 Flexible conduit;
Pr_65_70_11_31 | 65 | 70 | 11 | 31 | Floor cable trunking and ducting | 90-55-10-420 Floor cable trunking and cable ducting systems;
Pr_65_70_11_41 | 65 | 70 | 11 | 41 | Insulating cable tray
Pr_65_70_11_47 | 65 | 70 | 11 | 47 | Lighting busbar trunking | 90-50-45/310 Lighting busbar trunking;
Pr_65_70_11_61 | 65 | 70 | 11 | 61 | Perimeter trunking | 90-55-10/390 Proprietary trunking;
Pr_65_70_11_62 | 65 | 70 | 11 | 62 | Plastic ducts for buried electric cables | 90-10-65/445 Plastic ducts for buried electric cables;
Pr_65_70_11_63 | 65 | 70 | 11 | 63 | Pliable conduit | 90-55-10/370 Pliable conduit;
Pr_65_70_11_65 | 65 | 70 | 11 | 65 | Polyvinyl chloride (PVC) trunking | 90-55-10/385 PVC trunking;
Pr_65_70_11_70 | 65 | 70 | 11 | 70 | Raised access floor service outlets | 90-55-10-450 Raised access floor service outlets;
Pr_65_70_11_71 | 65 | 70 | 11 | 71 | Rigid conduit | 90-55-10/380 Rigid conduit;
Pr_65_70_11_75 | 65 | 70 | 11 | 75 | Service outlet boxes | 90-55-10/430 Service outlet boxes;
Pr_65_70_11_76 | 65 | 70 | 11 | 76 | Service outlet poles | 90-55-10/440 Service outlet poles;
Pr_65_70_11_79 | 65 | 70 | 11 | 79 | Slotted cable trunking | 90-55-10/400 Slotted cable trunking;
Pr_65_70_11_80 | 65 | 70 | 11 | 80 | Slotted insulating cable tray
Pr_65_70_12 | 65 | 70 | 12 |  | Cable protection products
Pr_65_70_12_04 | 65 | 70 | 12 | 04 | Anti-vandal cable guards | 90-55-15/305 Anti-vandal capping;
Pr_65_70_12_11 | 65 | 70 | 12 | 11 | Capping | 90-55-15/307 Cable capping;
Pr_65_70_12_92 | 65 | 70 | 12 | 92 | Underground concrete cable protection covers | 90-55-15/313 Underground plastics cable protection covers;
Pr_65_70_12_93 | 65 | 70 | 12 | 93 | Underground plastics cable ducts | 90-55-15/311 Underground concrete cable protection covers;
Pr_65_70_12_94 | 65 | 70 | 12 | 94 | Underground plastics cable protection covers
Pr_65_70_13 | 65 | 70 | 13 |  | Cathodic protection
Pr_65_70_13_08 | 65 | 70 | 13 | 08 | Bulk anode | 90-75-07/340 Bulk anode;
Pr_65_70_13_50 | 65 | 70 | 13 | 50 | Mesh anode | 90-75-07/310 Mesh anode;
Pr_65_70_13_72 | 65 | 70 | 13 | 72 | Rod anode | 90-75-07/330 Rod anode;
Pr_65_70_13_85 | 65 | 70 | 13 | 85 | Sheet anode | 90-75-07/320 Sheet anode;
Pr_65_70_15 | 65 | 70 | 15 |  | Communications cables
Pr_65_70_15_02 | 65 | 70 | 15 | 02 | Armoured cable terminations
Pr_65_70_15_03 | 65 | 70 | 15 | 03 | Armoured coaxial communications cables
Pr_65_70_15_04 | 65 | 70 | 15 | 04 | Armoured communications cables | 90-55-15/400 Armoured communications cables;
Pr_65_70_15_06 | 65 | 70 | 15 | 06 | Balanced twisted-pair cables | 90-55-15/405 Balanced twisted-pair cables;
Pr_65_70_15_13 | 65 | 70 | 15 | 13 | Coaxial cables | 90-55-15/410 Coaxial cables;
Pr_65_70_15_17 | 65 | 70 | 15 | 17 | Copper voice cables | 90-55-15/415 Copper voice cables;
Pr_65_70_15_32 | 65 | 70 | 15 | 32 | Functional earth cables | 90-55-15/369 Functional earth cables for telecommunications equipment;
Pr_65_70_15_50 | 65 | 70 | 15 | 50 | Microphone cables | 90-55-15/430 Microphone cables;
Pr_65_70_15_53 | 65 | 70 | 15 | 53 | Multicore alarm cables | 90-55-15/432 Multicore alarm cables;
Pr_65_70_15_58 | 65 | 70 | 15 | 58 | Optical fibre cables | 90-55-15/434 Optical fibre cables;
Pr_65_70_15_60 | 65 | 70 | 15 | 60 | Optical fibre patch cords | 90-55-15/420 Fibre optic patch cords;
Pr_65_70_15_80 | 65 | 70 | 15 | 80 | Speaker cables | 90-55-15/436 Speaker cables;
Pr_65_70_15_96 | 65 | 70 | 15 | 96 | Work area and patch cord cables | 90-55-15/440 Work area and patch cord cables;
Pr_65_70_16 | 65 | 70 | 16 |  | Conductor rail ancillaries
Pr_65_70_16_15 | 65 | 70 | 16 | 15 | Conductor rail guard boards
Pr_65_70_16_17 | 65 | 70 | 16 | 17 | Conductor rail side ramps
Pr_65_70_16_28 | 65 | 70 | 16 | 28 | Eutectic strips
Pr_65_70_36 | 65 | 70 | 36 |  | High voltage cables
Pr_65_70_36_33 | 65 | 70 | 36 | 33 | High voltage cable glands
Pr_65_70_36_34 | 65 | 70 | 36 | 34 | High voltage cold shrink cable joints | 90-55-20-350 High voltage cold shrink cable joints;
Pr_65_70_36_35 | 65 | 70 | 36 | 35 | High voltage extruded insulation cable terminations | 90-55-20-340 High voltage cable terminations for extruded insulation cables;
Pr_65_70_36_36 | 65 | 70 | 36 | 36 | High voltage paper insulated cable terminations | 90-55-20-345 High voltage cable terminations for paper insulated cables;
Pr_65_70_36_37 | 65 | 70 | 36 | 37 | High voltage power cables with extruded insulation | 90-55-20/315 High voltage power cables with extruded insulation;
Pr_65_70_36_38 | 65 | 70 | 36 | 38 | High voltage power cables with low smoke thermosetting insulation | 90-55-15/312 High voltage low smoke thermosetting insulated cables;
Pr_65_70_36_39 | 65 | 70 | 36 | 39 | High voltage power cables with impregnated paper insulation lead alloy sheath | 90-55-20/330 Paper insulated high voltage power cables;
Pr_65_70_36_40 | 65 | 70 | 36 | 40 | High voltage power cables with thermosetting insulation | 90-55-20/325 High voltage power cables with thermosetting insulation;
Pr_65_70_42 | 65 | 70 | 42 |  | Insulators
Pr_65_70_42_16 | 65 | 70 | 42 | 16 | Conductor rail insulators
Pr_65_70_42_26 | 65 | 70 | 42 | 26 | Deadend insulators
Pr_65_70_42_36 | 65 | 70 | 42 | 36 | High voltage pin insulators
Pr_65_70_42_46 | 65 | 70 | 42 | 46 | Line post insulators
Pr_65_70_42_47 | 65 | 70 | 42 | 47 | Longrod insulators
Pr_65_70_42_48 | 65 | 70 | 42 | 48 | Low voltage pin insulators
Pr_65_70_42_77 | 65 | 70 | 42 | 77 | Shackle insulators
Pr_65_70_42_82 | 65 | 70 | 42 | 82 | Spool insulators
Pr_65_70_42_83 | 65 | 70 | 42 | 83 | Station post insulators
Pr_65_70_42_84 | 65 | 70 | 42 | 84 | Stay insulators
Pr_65_70_42_85 | 65 | 70 | 42 | 85 | Strain insulators
Pr_65_70_42_86 | 65 | 70 | 42 | 86 | Suspension insulators
Pr_65_70_46 | 65 | 70 | 46 |  | Lightning protection and earthing components
Pr_65_70_46_01 | 65 | 70 | 46 | 01 | Air terminals | 90-75-50/370 Air terminals;
Pr_65_70_46_03 | 65 | 70 | 46 | 03 | Aluminium earth tapes | 90-75-50/380 Aluminium tape;
Pr_65_70_46_04 | 65 | 70 | 46 | 04 | Aluminium rod lightning conductors | 90-75-50/400 Aluminium solid circular conductors;
Pr_65_70_46_14 | 65 | 70 | 46 | 14 | Copper earth tapes | 90-75-50/390 Copper tape;
Pr_65_70_46_15 | 65 | 70 | 46 | 15 | Copper solid circular lightning conductors | 90-75-50/420 Copper solid circular conductors;
Pr_65_70_46_24 | 65 | 70 | 46 | 24 | Earth bars | 90-75-50/310 Earth bars;
Pr_65_70_46_25 | 65 | 70 | 46 | 25 | Earth plates | 90-75-50/320 Earth plates;
Pr_65_70_46_26 | 65 | 70 | 46 | 26 | Earth rod inspection pits | 90-75-50/340 Earth rod inspection pits;
Pr_65_70_46_27 | 65 | 70 | 46 | 27 | Earth rods | 90-75-50/330 Earth rods;
Pr_65_70_46_29 | 65 | 70 | 46 | 29 | Earthing clamps | 90-75-50/350 Earthing and bonding clamps;
Pr_65_70_46_30 | 65 | 70 | 46 | 30 | Earthing conductors
Pr_65_70_46_46 | 65 | 70 | 46 | 46 | Lightning protection conductor clamps | 90-75-50-430 Lightning protection conductor clamps;
Pr_65_70_46_47 | 65 | 70 | 46 | 47 | Lightning protection conductor metallic direct contact clips | 90-75-50-440 Lightning protection conductor metallic direct contact clips;
Pr_65_70_46_48 | 65 | 70 | 46 | 48 | Lightning protection conductor non-metallic direct contact clips | 90-75-50-450 Lightning protection conductor non-metallic direct contact clips;
Pr_65_70_46_80 | 65 | 70 | 46 | 80 | Soil conditioning agents | 90-75-50/460 Soil conditioning agents;
Pr_65_70_48 | 65 | 70 | 48 |  | Low voltage cables
Pr_65_70_48_13 | 65 | 70 | 48 | 13 | Crosslinked EVA insulated single core non-sheathed cables | 90-55-15/342 Single core non-sheathed cables with crosslinked EVA insulation;
Pr_65_70_48_14 | 65 | 70 | 48 | 14 | Crosslinked silicone rubber insulated single core cables
Pr_65_70_48_29 | 65 | 70 | 48 | 29 | Fire resistant screened (LSHF) cables | 90-55-15/330 Fire resistant screened (LSHF) cables;
Pr_65_70_48_31 | 65 | 70 | 48 | 31 | Flexible cables with crosslinked elastomeric insulation
Pr_65_70_48_32 | 65 | 70 | 48 | 32 | Flexible cables with thermoplastic PVC insulation
Pr_65_70_48_37 | 65 | 70 | 48 | 37 | Heat resistant single-core non-sheathed cross-linked elastomeric insulated cables
Pr_65_70_48_38 | 65 | 70 | 48 | 38 | Heavy duty cross-linked elastomeric insulated and sheathed flexible cables | 90-55-15/380 Heavy duty cross-linked elastomeric insulated and sheathed flexible cables;
Pr_65_70_48_39 | 65 | 70 | 48 | 39 | Heavy duty heat resistant cross-linked elastomeric insulated and sheathed flexible cables | 90-55-15/382 Heavy duty heat resistant cross-linked elastomeric insulated and sheathed flexible cables;
Pr_65_70_48_40 | 65 | 70 | 48 | 40 | Heavy duty heat resistant LSHF insulated and sheathed flexible cables | 90-55-15/398 Heavy duty heat resistant LSHF insulated and sheathed flexible cables;
Pr_65_70_48_41 | 65 | 70 | 48 | 41 | Heavy duty mineral insulated cables | 90-55-15/339 Heavy duty mineral insulated cables;
Pr_65_70_48_46 | 65 | 70 | 48 | 46 | Light duty heat resistant PVC insulated and sheathed flexible cables | 90-55-15/384 Light duty heat resistant PVC insulated and sheathed flexible cables;
Pr_65_70_48_48 | 65 | 70 | 48 | 48 | Light duty mineral insulated cables
Pr_65_70_48_49 | 65 | 70 | 48 | 49 | Light duty PVC insulated and sheathed flexible cables | 90-55-15/386 Light duty PVC insulated and sheathed flexible cables;
Pr_65_70_48_51 | 65 | 70 | 48 | 51 | Mineral insulation cables | 90-55-15/338 Light duty mineral insulated cables;
Pr_65_70_48_55 | 65 | 70 | 48 | 55 | Multicore screened thermosetting insulated (LSHF) sheathed cables | 90-55-15/340 Multicore screened thermosetting insulated (LSHF) sheathed cables;
Pr_65_70_48_56 | 65 | 70 | 48 | 56 | Ordinary duty cross-linked elastomeric insulated and sheathed flexible cables | 90-55-15/392 Ordinary duty cross-linked elastomeric insulated and sheathed flexible cables;
Pr_65_70_48_57 | 65 | 70 | 48 | 57 | Ordinary duty heat resistant cross-linked elastomeric insulated and sheathed flexible cables | 90-55-15/394 Ordinary duty heat resistant cross-linked elastomeric insulated and sheathed flexible cables;
Pr_65_70_48_58 | 65 | 70 | 48 | 58 | Ordinary duty heat resistant PVC insulated and sheathed flexible cables | 90-55-15/388 Ordinary duty heat resistant PVC insulated and sheathed flexible cables;
Pr_65_70_48_59 | 65 | 70 | 48 | 59 | Ordinary duty low temperature PVC insulated, PVC sheathed flexible cables | 90-55-15/396 Ordinary duty low temperature PVC insulated and sheathed flexible cables;
Pr_65_70_48_60 | 65 | 70 | 48 | 60 | Ordinary duty PVC insulated and sheathed flexible cables | 90-55-15/390 Ordinary duty PVC insulated and sheathed flexible cables;
Pr_65_70_48_61 | 65 | 70 | 48 | 61 | PVC insulated and sheathed cables | 90-55-15/341 PVC insulated and sheathed cables;
Pr_65_70_48_62 | 65 | 70 | 48 | 62 | PVC insulated flexible single core cables for switchgear and controlgear wiring | 90-55-15/345 Single core PVC insulated cables for switchgear and controlgear;
Pr_65_70_48_63 | 65 | 70 | 48 | 63 | PVC insulated single core non-sheathed cables | 90-55-15/343 Single core non-sheathed cables with thermoplastic PVC insulation;
Pr_65_70_48_74 | 65 | 70 | 48 | 74 | Single core heat resistant non-sheathed thermoplastic PVC insulated cables | 90-55-15/344 Single core heat resistant non-sheathed cables with thermoplastic PVC insulation;
Pr_65_70_48_75 | 65 | 70 | 48 | 75 | Single core non-sheathed (LHSF) insulated cables | 90-55-15/334 Single core non-sheathed cables with LSHF insulation;
Pr_65_70_48_77 | 65 | 70 | 48 | 77 | Single core PVC insulated cables
Pr_65_70_48_79 | 65 | 70 | 48 | 79 | Split concentric, PVC insulated and sheathed cables | 90-55-15/320 Split concentric, insulated and sheathed cables;
Pr_65_70_48_88 | 65 | 70 | 48 | 88 | Thermosetting insulated armoured fire resistant (LSHF) cables | 90-55-15/332 Thermosetting insulated armoured fire resistant (LSHF) cables;
Pr_65_70_48_89 | 65 | 70 | 48 | 89 | Thermosetting insulated and PVC sheathed armoured cables | 90-55-15/322 Thermosetting insulated and PVC sheathed armoured cables;
Pr_65_70_48_90 | 65 | 70 | 48 | 90 | Thermosetting insulated and thermoplastic sheathed (LSHF) armoured cables | 90-55-15/324 Thermosetting insulated and thermoplastic sheathed (LSHF) armoured cables;
Pr_65_70_48_91 | 65 | 70 | 48 | 91 | Thermosetting insulated and thermoplastic sheathed (LSHF) cables | 90-55-15/350 Thermosetting insulated and thermoplastic sheathed (LSHF) cables;
Pr_65_70_48_92 | 65 | 70 | 48 | 92 | Thermosetting insulated non armoured PVC sheathed cables | 90-55-15/352 Thermosetting insulated and PVC sheathed cables (XLPE/ PVC singles);
Pr_65_70_48_93 | 65 | 70 | 48 | 93 | Thermosetting insulated (XLPE), thermoplastic low smoke halogen free (LSZH) sheathed
Pr_65_70_48_94 | 65 | 70 | 48 | 94 | Thermosetting insulated, non-armoured, fire-resistant, single core non-sheathed cables
Pr_65_70_50 | 65 | 70 | 50 |  | Low voltage prefabricated cables
Pr_65_70_50_15 | 65 | 70 | 50 | 15 | Connection cables | 90-55-15/455 Connection cables;
Pr_65_70_50_28 | 65 | 70 | 50 | 28 | Extender cables | 90-55-15/460 Extender cables;
Pr_65_70_50_37 | 65 | 70 | 50 | 37 | Home run cables | 90-55-15/465 Home run cables;
Pr_65_70_50_47 | 65 | 70 | 50 | 47 | Lighting extender leads | 90-55-15/470 Lighting extender leads;
Pr_65_70_50_49 | 65 | 70 | 50 | 49 | Luminaire connection cables | 90-55-15/475 Luminaire connection cables;
Pr_65_70_50_64 | 65 | 70 | 50 | 64 | Prefabricated low-smoke zero-halogen (LSZH) insulated and sheathed multi-core cables
Pr_65_70_50_66 | 65 | 70 | 50 | 66 | Prefabricated low-smoke zero-halogen (LSZH) insulated single cables in flexible conduit | 90-55-15/385 Prefabricated LSZH insulated singles in flexible conduit;
Pr_65_70_50_72 | 65 | 70 | 50 | 72 | RJ45 cables | 90-55-15/393 RJ45 cables;
Pr_65_70_50_84 | 65 | 70 | 50 | 84 | Starter leads | 90-55-15/490 Starter leads;
Pr_65_70_50_86 | 65 | 70 | 50 | 86 | Switch connection leads | 90-55-15/495 Switch connection leads;
Pr_65_70_50_88 | 65 | 70 | 50 | 88 | T connectors | 90-55-15/450 T connectors;
Pr_65_72 | 65 | 72 |  |  | Electrical power products and wiring accessories
Pr_65_72_27 | 65 | 72 | 27 |  | Electrical protective devices
Pr_65_72_27_02 | 65 | 72 | 27 | 02 | Air circuit breakers | 90-60-30/310 Air circuit breakers;
Pr_65_72_27_11 | 65 | 72 | 27 | 11 | Cartridge fuses | 90-60-30-370 Cartridge fuses;
Pr_65_72_27_23 | 65 | 72 | 27 | 23 | Direct current (d.c.) surge protection devices | 90-60-30/440 Surge protective devices for d.c. side of photovoltaic installations;
Pr_65_72_27_26 | 65 | 72 | 27 | 26 | Earth continuity monitors | 90-65-55/330 Earth proving/ monitoring systems;
Pr_65_72_27_32 | 65 | 72 | 27 | 32 | Fuse links | 90-60-30-380 Fuse links;
Pr_65_72_27_34 | 65 | 72 | 27 | 34 | Fuse lock-off devices
Pr_65_72_27_42 | 65 | 72 | 27 | 42 | Isolation transformers
Pr_65_72_27_44 | 65 | 72 | 27 | 44 | J-type feeder pillar fuses | 90-60-30-390 'J'-Type feeder pillar fuses;
Pr_65_72_27_47 | 65 | 72 | 27 | 47 | Low-voltage fuse links | 90-60-30-360 Low voltage fuses;
Pr_65_72_27_48 | 65 | 72 | 27 | 48 | Low voltage power supply surge protection devices
Pr_65_72_27_50 | 65 | 72 | 27 | 50 | Mains power supply transient overvoltage suppression devices | 90-60-30-410 Transient overvoltage surge suppression devices for mains power supplies;
Pr_65_72_27_52 | 65 | 72 | 27 | 52 | Miniature circuit breakers | 90-60-30/330 Miniature circuit breakers;
Pr_65_72_27_53 | 65 | 72 | 27 | 53 | Moulded case circuit breakers | 90-60-30/320 Moulded case circuit breakers;
Pr_65_72_27_72 | 65 | 72 | 27 | 72 | Residual current circuit breakers | 90-60-30/340 Residual current circuit breakers;
Pr_65_72_27_73 | 65 | 72 | 27 | 73 | Residual current circuit breakers with integral overcurrent protection | 90-60-30/350 Residual current circuit breakers with integral overcurrent protection;
Pr_65_72_27_74 | 65 | 72 | 27 | 74 | Residual current monitors | 90-65-55/385 Residual current monitoring devices;
Pr_65_72_27_88 | 65 | 72 | 27 | 88 | Transient overvoltage surge suppression devices | 90-60-30/420 Transient overvoltage surge suppression for plug in mains power supplies;
Pr_65_72_43 | 65 | 72 | 43 |  | Power conditioning equipment
Pr_65_72_43_01 | 65 | 72 | 43 | 01 | Active electrical filters | 90-60-40/380 Active filters;
Pr_65_72_43_05 | 65 | 72 | 43 | 05 | Automatic power factor correction equipment | 90-60-40/360 Automatic power factor correction equipment;
Pr_65_72_43_07 | 65 | 72 | 43 | 07 | Blocking diodes | 90-60-40/310 Blocking diodes;
Pr_65_72_43_39 | 65 | 72 | 43 | 39 | Hybrid electrical filters | 90-60-40/400 Hybrid filters;
Pr_65_72_43_42 | 65 | 72 | 43 | 42 | Inverters | 90-60-40/320 Inverters;
Pr_65_72_43_60 | 65 | 72 | 43 | 60 | Passive electrical filters | 90-60-40/390 Passive filters;
Pr_65_72_43_64 | 65 | 72 | 43 | 64 | Power conditioning units | 90-60-40/330 Power conditioning units;
Pr_65_72_43_95 | 65 | 72 | 43 | 95 | Voltage optimisers
Pr_65_72_43_96 | 65 | 72 | 43 | 96 | Voltage transformers
Pr_65_72_59 | 65 | 72 | 59 |  | Overhead power supply line products
Pr_65_72_59_06 | 65 | 72 | 59 | 06 | Balance weight anchor tensioning devices | 90-55-70/305 Balance weight anchor tensioning device;
Pr_65_72_59_80 | 65 | 72 | 59 | 80 | Spring tensioning devices | 90-55-70/300 Spring tensioning device;
Pr_65_72_59_90 | 65 | 72 | 59 | 90 | Turnbuckle tensioning devices | 90-55-70/310 Turnbuckle tensioning device;
Pr_65_72_60 | 65 | 72 | 60 |  | Overhead power supply line support products
Pr_65_72_60_23 | 65 | 72 | 60 | 23 | Double insulator catenary cantiliever assembly | 90-55-75/305 Double insulator catenary cantilever assembly;
Pr_65_72_60_24 | 65 | 72 | 60 | 24 | Double insulator trolley wire cantiliever assembly | 90-55-75/335 Double insulator trolley wire cantilever assembly;
Pr_65_72_60_55 | 65 | 72 | 60 | 55 | Overhead line cable support | 90-55-75/345 Overhead line cable support;
Pr_65_72_60_56 | 65 | 72 | 60 | 56 | Overhead line catenary wire | 90-55-75/315 Overhead line catenary wire;
Pr_65_72_60_57 | 65 | 72 | 60 | 57 | Overhead line contact wire | 90-55-75/320 Overhead line contact wire;
Pr_65_72_60_58 | 65 | 72 | 60 | 58 | Overhead line dropper | 90-55-75/325 Overhead line dropper;
Pr_65_72_60_59 | 65 | 72 | 60 | 59 | Overhead line fixing | 90-55-75/350 Overhead line fixing;
Pr_65_72_60_60 | 65 | 72 | 60 | 60 | Overhead line mounting structure | 90-55-75/300 Overhead line mounting structure;
Pr_65_72_60_61 | 65 | 72 | 60 | 61 | Overhead line span wire | 90-55-75/330 Overhead line span wire;
Pr_65_72_60_77 | 65 | 72 | 60 | 77 | Single insulator catenary cantilever assembly | 90-55-75/310 Single insulator catenary cantilever assembly;
Pr_65_72_60_78 | 65 | 72 | 60 | 78 | Single insulator trolley wire cantilever assembly | 90-55-75/340 Single insulator trolley wire cantilever assembly;
Pr_65_72_97 | 65 | 72 | 97 |  | Wiring accessories
Pr_65_72_97_03 | 65 | 72 | 97 | 03 | Architrave switches | 90-60-25/325 Light switches;
Pr_65_72_97_06 | 65 | 72 | 97 | 06 | Bayonet lamp holders | 90-60-50/365 Bayonet lampholders;
Pr_65_72_97_11 | 65 | 72 | 97 | 11 | Cable couplers | 90-60-25/375 Cable couplers;
Pr_65_72_97_12 | 65 | 72 | 97 | 12 | Cable outlet plates | 90-60-25/340 Cable outlets;
Pr_65_72_97_16 | 65 | 72 | 97 | 16 | Ceiling light switches | 90-60-25/420 Ceiling light switches;
Pr_65_72_97_17 | 65 | 72 | 97 | 17 | Ceiling power switches | 90-60-25/410 Ceiling power switches;
Pr_65_72_97_18 | 65 | 72 | 97 | 18 | Ceiling roses | 90-60-25/425 Ceiling roses;
Pr_65_72_97_20 | 65 | 72 | 97 | 20 | Cooker control units | 90-60-25/400 Cooker control units;
Pr_65_72_97_21 | 65 | 72 | 97 | 21 | Cooker connection units | 90-60-25/405 Cooker connection units;
Pr_65_72_97_22 | 65 | 72 | 97 | 22 | Dimmer switches and controls | 90-60-25/330 Dimmer switches and controls;
Pr_65_72_97_23 | 65 | 72 | 97 | 23 | Double pole switches | 90-60-25/395 Double pole switches;
Pr_65_72_97_26 | 65 | 72 | 97 | 26 | Edison screw lamp holders | 90-60-50/370 Edison screw lampholders;
Pr_65_72_97_27 | 65 | 72 | 97 | 27 | Electrical connection boxes | 90-60-25/485 Connection boxes;
Pr_65_72_97_30 | 65 | 72 | 97 | 30 | Fan isolators | 90-60-25/380 Fan isolators;
Pr_65_72_97_31 | 65 | 72 | 97 | 31 | Fused connection units | 90-60-25/335 Fused connection units;
Pr_65_72_97_34 | 65 | 72 | 97 | 34 | Grid switches | 90-60-25/325 Light switches;
Pr_65_72_97_40 | 65 | 72 | 97 | 40 | Industrial plugs | 90-60-25/370 Industrial plugs;
Pr_65_72_97_41 | 65 | 72 | 97 | 41 | Industrial socket outlets | 90-60-25/355 Industrial socket outlets;
Pr_65_72_97_47 | 65 | 72 | 97 | 47 | Luminaire supporting couplers | 90-60-25/430 Luminaire supporting couplers;
Pr_65_72_97_52 | 65 | 72 | 97 | 52 | Multi-gang power outlets | 90-60-25/365 Multi-gang power outlets;
Pr_65_72_97_63 | 65 | 72 | 97 | 63 | Plate switches | 90-60-25/325 Light switches;
Pr_65_72_97_66 | 65 | 72 | 97 | 66 | Prefabricated wiring switches | 90-60-25/415 Switch modules for prefabricated wiring;
Pr_65_72_97_72 | 65 | 72 | 97 | 72 | Round pin socket outlets | 90-60-25/360 Round pin socket outlets;
Pr_65_72_97_75 | 65 | 72 | 97 | 75 | Safety pendant lamp holders | 90-60-25/435 Safety pendant lampholders;
Pr_65_72_97_76 | 65 | 72 | 97 | 76 | Safety pendant sets | 90-60-25/440 Safety pendant sets;
Pr_65_72_97_78 | 65 | 72 | 97 | 78 | Shaver supply units | 90-60-25/390 Shaver supply units;
Pr_65_72_97_79 | 65 | 72 | 97 | 79 | Single voltage shaver outlets | 90-60-25/385 Single voltage shaver outlets;
Pr_65_72_97_82 | 65 | 72 | 97 | 82 | Specialist socket outlets | 90-60-25/350 Specialist socket outlets;
Pr_65_72_97_83 | 65 | 72 | 97 | 83 | Surface and concealed wiring enclosures | 90-60-25-320 Surface and concealed wiring enclosures;
Pr_65_72_97_84 | 65 | 72 | 97 | 84 | Standard socket outlets | 90-60-25/345 Standard socket outlets;
Pr_65_80 | 65 | 80 |  |  | Transport distribution products
Pr_65_80_06 | 65 | 80 | 06 |  | Baggage handling conveyors
Pr_65_80_15 | 65 | 80 | 15 |  | Cranes and lifting systems
Pr_65_80_15_22 | 65 | 80 | 15 | 22 | Detachable hooks
Pr_65_80_15_47 | 65 | 80 | 15 | 47 | Lifting rings
Pr_65_80_15_48 | 65 | 80 | 15 | 48 | Lifting trunnions
Pr_65_80_15_59 | 65 | 80 | 15 | 59 | Overhead travelling cranes | 90-80-45/300 Overhead travelling crane;
Pr_65_80_15_71 | 65 | 80 | 15 | 71 | Roof trolleys
Pr_65_80_15_73 | 65 | 80 | 15 | 73 | Runway tracks
Pr_65_80_15_74 | 65 | 80 | 15 | 74 | Runway trolleys
Pr_65_80_23 | 65 | 80 | 23 |  | Dock levellers
Pr_65_80_23_06 | 65 | 80 | 23 | 06 | Bascule dock bridges | 45-25-28/440 Dock levellers;
Pr_65_80_23_38 | 65 | 80 | 23 | 38 | Hydraulic hinged-lip dock levellers | 45-25-28/440 Dock levellers;
Pr_65_80_23_39 | 65 | 80 | 23 | 39 | Hydraulic telescopic-lip dock levellers | 45-25-28/440 Dock levellers;
Pr_65_80_23_51 | 65 | 80 | 23 | 51 | Mechanical dock levellers | 45-25-28/440 Dock levellers;
Pr_65_80_28 | 65 | 80 | 28 |  | Escalator and moving walk products
Pr_65_80_28_21 | 65 | 80 | 28 | 21 | Escalators | 90-80-25/310 Escalators;
Pr_65_80_28_52 | 65 | 80 | 28 | 52 | Moving walks | 90-80-25/320 Moving walks;
Pr_65_80_42 | 65 | 80 | 42 |  | Inclined transport cars, platforms and chairs
Pr_65_80_42_11 | 65 | 80 | 42 | 11 | Cable cars
Pr_65_80_42_37 | 65 | 80 | 42 | 37 | Homelifts | 90-80-65/320 Homelifts;
Pr_65_80_42_39 | 65 | 80 | 42 | 39 | Inclined chairlifts | 90-80-65/310 Chairlifts;
Pr_65_80_42_42 | 65 | 80 | 42 | 42 | Inclined standing platforms | 90-80-65/330 Standing platforms;
Pr_65_80_42_43 | 65 | 80 | 42 | 43 | Inclined wheelchair platforms | 90-80-65/360 Wheelchair lifting platforms;
Pr_65_80_42_77 | 65 | 80 | 42 | 77 | Ski lift chairs
Pr_65_80_46 | 65 | 80 | 46 |  | Laundry conveyors
Pr_65_80_46_15 | 65 | 80 | 46 | 15 | Laundry and garment conveyors | 45-35-47/430 Conveyor;
Pr_65_80_46_42 | 65 | 80 | 46 | 42 | Inclined loading laundry conveyors | 45-35-47/435 Inclined loading conveyors;
Pr_65_80_46_77 | 65 | 80 | 46 | 77 | Shuttle lifting laundry conveyors | 45-35-47/440 Shuttle lifting conveyors;
Pr_65_80_47 | 65 | 80 | 47 |  | Lifting platforms and hoists
Pr_65_80_47_04 | 65 | 80 | 47 | 04 | Assisted transfer hoists | 45-35-72/314 Assisted transfer hoists;
Pr_65_80_47_12 | 65 | 80 | 47 | 12 | Ceiling track hoists
Pr_65_80_47_31 | 65 | 80 | 47 | 31 | Fixed hoists | 45-35-74/330 Hoist;
Pr_65_80_47_47 | 65 | 80 | 47 | 47 | Moveable hoists
Pr_65_80_47_64 | 65 | 80 | 47 | 64 | Poolside hoists | 45-35-90/371 Poolside hoist;
Pr_65_80_47_76 | 65 | 80 | 47 | 76 | Service hoists
Pr_65_80_47_84 | 65 | 80 | 47 | 84 | Step lifts | 90-80-65/340 Step lifts;
Pr_65_80_47_94 | 65 | 80 | 47 | 94 | Vehicle hoists
Pr_65_80_47_95 | 65 | 80 | 47 | 95 | Vertical lifting platforms | 90-80-65/350 Vertical lifting platforms;
Pr_65_80_65 | 65 | 80 | 65 |  | Pneumatic document conveying products
Pr_65_80_65_63 | 65 | 80 | 65 | 63 | Pneumatic document conveying blowers | 90-80-70/310 Blowers;
Pr_65_80_65_64 | 65 | 80 | 65 | 64 | Pneumatic document conveying carriers | 90-80-70/320 Carriers;
Pr_65_80_65_65 | 65 | 80 | 65 | 65 | Pneumatic document conveying diverters | 90-80-70/330 Diverters;
Pr_65_80_65_66 | 65 | 80 | 65 | 66 | Pneumatic document conveying pipes and fittings | 90-80-70/340 Pipelines and fittings;
Pr_65_80_65_67 | 65 | 80 | 65 | 67 | Pneumatic document conveying stations | 90-80-70/350 Stations;
Pr_65_80_89 | 65 | 80 | 89 |  | Transport cables
Pr_65_80_89_11 | 65 | 80 | 89 | 11 | Cable car cables
Pr_65_80_89_46 | 65 | 80 | 89 | 46 | Lift cables
Pr_65_80_89_85 | 65 | 80 | 89 | 85 | Ski lift cables
Pr_65_80_96 | 65 | 80 | 96 |  | Wastewater conveyor products
Pr_65_80_96_07 | 65 | 80 | 96 | 07 | Belt conveyors | 90-80-15/305 Belt conveyors;
Pr_65_80_96_24 | 65 | 80 | 96 | 24 | Drag or chain link conveyors | 90-80-15/320 Drag or chain link conveyors;
Pr_65_80_96_76 | 65 | 80 | 96 | 76 | Screw conveyors | 90-80-15/325 Screw conveyors;
Pr_65_80_96_79 | 65 | 80 | 96 | 79 | Shafted screw conveyors | 90-80-15/310 Shafted screw conveyors;
Pr_65_80_96_80 | 65 | 80 | 96 | 80 | Shaftless spiral conveyors | 90-80-15/315 Shaftless spiral conveyors;
Pr_70 | 70 |  |  |  | Services outlet products
Pr_70_50 | 70 | 50 |  |  | Solid waste disposal products
Pr_70_50_71 | 70 | 50 | 71 |  | Refuse disposal equipment
Pr_70_50_71_18 | 70 | 50 | 71 | 18 | Crushers
Pr_70_50_71_42 | 70 | 50 | 71 | 42 | Incinerators
Pr_70_50_71_60 | 70 | 50 | 71 | 60 | Packagers
Pr_70_50_80 | 70 | 50 | 80 |  | Solid waste balers
Pr_70_50_80_37 | 70 | 50 | 80 | 37 | Horizontal baler | 90-00-95/345 Horizontal baler;
Pr_70_50_80_94 | 70 | 50 | 80 | 94 | Vertical baler | 90-00-95/340 Vertical baler;
Pr_70_50_85 | 70 | 50 | 85 |  | Solid waste compactor products
Pr_70_50_85_24 | 70 | 50 | 85 | 24 | Dry waste compactor | 90-00-95/310 Dry waste compactor;
Pr_70_50_85_37 | 70 | 50 | 85 | 37 | High density compaction extruder | 90-00-95/330 High density compaction extruder;
Pr_70_50_85_65 | 70 | 50 | 85 | 65 | Portable waste compactor | 90-00-95/325 Portable waste compactor;
Pr_70_50_85_66 | 70 | 50 | 85 | 66 | Portable waste compactor and bin lift | 90-00-95/315 Portable waste compactor and bin lift;
Pr_70_50_85_78 | 70 | 50 | 85 | 78 | Skip portable waste compctor | 90-00-95/320 Skip portable waste compactor;
Pr_70_50_85_96 | 70 | 50 | 85 | 96 | Wet waste compactor | 90-00-95/305 Wet waste compactor;
Pr_70_55 | 70 | 55 |  |  | Liquid and gas outlet products
Pr_70_55_33 | 70 | 55 | 33 |  | Gas and foam nozzles and sprinklers
Pr_70_55_33_11 | 70 | 55 | 33 | 11 | Carbon dioxide fire extinguishing nozzles | 90-35-35/380 Nozzles for carbon dioxide systems;
Pr_70_55_33_30 | 70 | 55 | 33 | 30 | Foam sprinklers | 90-35-30/350 Foam sprinklers;
Pr_70_55_33_36 | 70 | 55 | 33 | 36 | Halocarbons and inert gas fire extinguishing nozzles | 90-35-35/385 Nozzles for halocarbons and inert gas fire-extinguishing systems;
Pr_70_55_42 | 70 | 55 | 42 |  | Irrigation water outlets
Pr_70_55_42_09 | 70 | 55 | 42 | 09 | Bubblers | 90-15-40/441 Bubblers;
Pr_70_55_42_11 | 70 | 55 | 42 | 11 | Capillary matting | 90-15-40/401 Capillary matting;
Pr_70_55_42_22 | 70 | 55 | 42 | 22 | Drippers | 90-15-40/443 Drippers;
Pr_70_55_42_46 | 70 | 55 | 42 | 46 | Lateral pipelines | 90-15-40/425 Lateral pipelines;
Pr_70_55_42_47 | 70 | 55 | 42 | 47 | Layered irrigation matting | 90-15-40/403 Layered irrigation matting;
Pr_70_55_42_52 | 70 | 55 | 42 | 52 | Micro-distribution pipelines | 90-15-40/429 Micro distribution pipelines;
Pr_70_55_42_53 | 70 | 55 | 42 | 53 | Micro-perforated polyethylene sheet | 90-15-40/405 Micro-perforated polyethylene sheets;
Pr_70_55_42_54 | 70 | 55 | 42 | 54 | Misters | 90-15-40/445 Misters;
Pr_70_55_42_64 | 70 | 55 | 42 | 64 | Porous pipelines | 90-15-40/427 Porous pipelines;
Pr_70_55_42_70 | 70 | 55 | 42 | 70 | Rain guns | 90-15-40/447 Rain guns;
Pr_70_55_42_73 | 70 | 55 | 42 | 73 | Rotary impact sprinklers | 90-15-40/449 Rotary impact sprinklers;
Pr_70_55_42_80 | 70 | 55 | 42 | 80 | Spray jets | 90-15-40/451 Spray jets;
Pr_70_55_42_90 | 70 | 55 | 42 | 90 | Tree irrigation rings | 90-15-40/433 Tree irrigation rings;
Pr_70_55_51 | 70 | 55 | 51 |  | Medical gases outlets
Pr_70_55_51_30 | 70 | 55 | 51 | 30 | Flexible pendants | 90-30-55/352 Flexible pendants;
Pr_70_55_51_37 | 70 | 55 | 51 | 37 | Headwall bedhead units | 90-30-55/348 Headwall bedhead units;
Pr_70_55_51_52 | 70 | 55 | 51 | 52 | Terminal units | 90-30-55/346 Terminal units;
Pr_70_55_51_53 | 70 | 55 | 51 | 53 | Medical trunking bedhead units | 90-30-55/350 Medical trunking bedhead units;
Pr_70_55_51_55 | 70 | 55 | 51 | 55 | Multi-movement pendants | 90-30-55/354 Multi-movement pendants;
Pr_70_55_51_73 | 70 | 55 | 51 | 73 | Retractable pendants | 90-30-55/356 Retractable pendants;
Pr_70_55_51_74 | 70 | 55 | 51 | 74 | Rigid pendants | 90-30-55/358 Rigid pendants;
Pr_70_55_58 | 70 | 55 | 58 |  | Oil and grease lubricant supply products
Pr_70_55_58_48 | 70 | 55 | 58 | 48 | Lubricator height adjustor
Pr_70_55_58_70 | 70 | 55 | 58 | 70 | Rail lubricator | 90-25-55/380 Rail lubricator;
Pr_70_55_62 | 70 | 55 | 62 |  | Phase change outlet products
Pr_70_55_62_31 | 70 | 55 | 62 | 31 | Foam proportioners | 90-35-30/340 Foam proportioners;
Pr_70_55_76 | 70 | 55 | 76 |  | Sewage treatment plant
Pr_70_55_76_34 | 70 | 55 | 76 | 34 | Geocellular modular plastics storage units | 90-10-95/480 Geocellular modular plastics storage units;
Pr_70_55_76_62 | 70 | 55 | 76 | 62 | Private packaged pumping stations | 90-10-70/450 Package pumping stations;
Pr_70_55_76_64 | 70 | 55 | 76 | 64 | Private packaged septic tank units | 90-05-75/330 Private packaged septic tank units;
Pr_70_55_76_66 | 70 | 55 | 76 | 66 | Private packaged sewage treatment units | 90-05-75/340 Private packaged sewage treatment units;
Pr_70_55_76_72 | 70 | 55 | 76 | 72 | Reed bed units | 90-05-75/350 Reed beds;
Pr_70_55_76_76 | 70 | 55 | 76 | 76 | Sewage below-ground storage tanks (cesspools) | 90-05-75/360 Sewage below ground storage tanks (cesspools);
Pr_70_55_96 | 70 | 55 | 96 |  | Waste water outlets and plugs
Pr_70_55_96_06 | 70 | 55 | 96 | 06 | Bath wastes | 45-35-70/314 Wastes for baths;
Pr_70_55_96_09 | 70 | 55 | 96 | 09 | Bidet wastes | 45-35-70/322 Wastes for bidets;
Pr_70_55_96_76 | 70 | 55 | 96 | 76 | Scrub up trough and wash trough wastes | 45-35-70/373 Wastes for scrub-up troughs and wash troughs;
Pr_70_55_96_83 | 70 | 55 | 96 | 83 | Shower tray wastes | 45-35-70/337 Wastes for shower trays;
Pr_70_55_96_84 | 70 | 55 | 96 | 84 | Sinks wastes | 45-35-70/346 Wastes for sinks;
Pr_70_55_96_93 | 70 | 55 | 96 | 93 | Urinal wastes
Pr_70_55_96_97 | 70 | 55 | 96 | 97 | Wash basins wastes | 45-35-70/372 Wastes for wash basins;
Pr_70_55_96_98 | 70 | 55 | 96 | 98 | Waste water plugs and chains
Pr_70_55_97 | 70 | 55 | 97 |  | Water fire extinguishing outlets
Pr_70_55_97_01 | 70 | 55 | 97 | 01 | Above-ground fire hydrants
Pr_70_55_97_37 | 70 | 55 | 97 | 37 | High velocity nozzles | 90-35-95/385 High velocity nozzles;
Pr_70_55_97_51 | 70 | 55 | 97 | 51 | Medium velocity nozzles | 90-35-95/380 Medium velocity nozzles;
Pr_70_55_97_57 | 70 | 55 | 97 | 57 | Nozzles | 90-35-95/375 Nozzles;
Pr_70_55_97_84 | 70 | 55 | 97 | 84 | Sprinkler heads | 90-35-95/390 Sprinkler heads;
Pr_70_55_97_93 | 70 | 55 | 97 | 93 | Underground fire hydrants | 90-35-95/400 Underground fire hydrants;
Pr_70_55_98 | 70 | 55 | 98 |  | Water outlets
Pr_70_55_98_28 | 70 | 55 | 98 | 28 | External drinking fountains
Pr_70_55_98_30 | 70 | 55 | 98 | 30 | Fountains | 90-15-90/455 Fountains;
Pr_70_55_98_35 | 70 | 55 | 98 | 35 | Green roof drainage outlets
Pr_70_55_98_46 | 70 | 55 | 98 | 46 | Laminar jets | 90-15-90/453 Laminar jets;
Pr_70_55_98_59 | 70 | 55 | 98 | 59 | Overflows
Pr_70_55_98_60 | 70 | 55 | 98 | 60 | Passive tank outlets
Pr_70_55_98_65 | 70 | 55 | 98 | 65 | Pool water inlets and outlets | 90-15-75/410 Pool water inlets and outlets;
Pr_70_55_98_84 | 70 | 55 | 98 | 84 | Sprinklers
Pr_70_55_98_87 | 70 | 55 | 98 | 87 | Tape lines and drippers
Pr_70_55_98_92 | 70 | 55 | 98 | 92 | Ultrasonic mist makers | 90-15-90/457 Ultrasonic misters;
Pr_70_55_98_95 | 70 | 55 | 98 | 95 | Waterfalls and cascades | 90-15-90/487 Waterfalls and cascades;
Pr_70_55_98_96 | 70 | 55 | 98 | 96 | Water feature nozzles | 90-15-90/459 Water feature nozzles;
Pr_70_60 | 70 | 60 |  |  | Space heating and cooling products
Pr_70_60_14 | 70 | 60 | 14 |  | Climatic beams and ceilings
Pr_70_60_14_02 | 70 | 60 | 14 | 02 | Active climatic beams | 90-40-15/310 Active climatic beams;
Pr_70_60_14_14 | 70 | 60 | 14 | 14 | Climatic ceiling panels | 90-40-15/340 Climatic ceiling panels;
Pr_70_60_14_55 | 70 | 60 | 14 | 55 | Multi-service climatic beams | 90-40-15/330 Multi-service climatic beams;
Pr_70_60_14_60 | 70 | 60 | 14 | 60 | Passive climatic beams | 90-40-15/320 Passive climatic beams;
Pr_70_60_36 | 70 | 60 | 36 |  | Heat emitters
Pr_70_60_36_02 | 70 | 60 | 36 | 02 | Air curtains | 90-40-35/310 Air curtains;
Pr_70_60_36_06 | 70 | 60 | 36 | 06 | Cabinet direct heaters
Pr_70_60_36_08 | 70 | 60 | 36 | 08 | Cabinet indirect heaters | 90-40-35/325 Cabinet indirect heaters;
Pr_70_60_36_22 | 70 | 60 | 36 | 22 | Decorative fuel effect gas fires | 90-40-35/350 Gas fires, decorative fuel effect;
Pr_70_60_36_26 | 70 | 60 | 36 | 26 | Electric heated towel rails | 90-40-35/385 Heated towel rails, electric;
Pr_70_60_36_27 | 70 | 60 | 36 | 27 | Electric cable underfloor heating element | 90-40-35/492 Flexible cable electric underfloor heating elements;
Pr_70_60_36_28 | 70 | 60 | 36 | 28 | Electric sheet underfloor heating element | 90-40-35/495 Electric underfloor heating;
Pr_70_60_36_30 | 70 | 60 | 36 | 30 | Fan convectors | 90-40-35/335 Fan convectors;
Pr_70_60_36_33 | 70 | 60 | 36 | 33 | Gas fired unit heaters | 90-40-35/365 Gas fired unit heaters;
Pr_70_60_36_35 | 70 | 60 | 36 | 35 | Gas fires | 90-40-35/345 Gas fires;
Pr_70_60_36_42 | 70 | 60 | 36 | 42 | Inset live fuel effect gas fires | 90-40-35/355 Gas fires, inset live fuel effect;
Pr_70_60_36_48 | 70 | 60 | 36 | 48 | Low temperature hot water (LTHW) heated towel rails | 90-40-35/380 Heated towel rails, LTHW;
Pr_70_60_36_49 | 70 | 60 | 36 | 49 | Low temperature hot water (LTHW) underfloor heating
Pr_70_60_36_56 | 70 | 60 | 36 | 56 | Natural convectors | 90-40-35/395 Natural convectors;
Pr_70_60_36_70 | 70 | 60 | 36 | 70 | Radiant luminous heaters | 90-40-35/415 Radiant luminous heaters;
Pr_70_60_36_71 | 70 | 60 | 36 | 71 | Radiant panels | 90-40-35/425 Radiant panels;
Pr_70_60_36_72 | 70 | 60 | 36 | 72 | Radiant tube heaters | 90-40-35/435 Radiant tube heaters;
Pr_70_60_36_73 | 70 | 60 | 36 | 73 | Radiators | 90-40-35/405 Radiators;
Pr_70_60_36_74 | 70 | 60 | 36 | 74 | Room heaters | 90-40-35/450 Room heaters;
Pr_70_60_36_80 | 70 | 60 | 36 | 80 | Solid fuel room heaters | 45-35-35/395 Solid fuel room heaters;
Pr_70_60_36_88 | 70 | 60 | 36 | 88 | Thermal storage heaters | 90-40-35/460 Thermal storage heaters;
Pr_70_60_36_90 | 70 | 60 | 36 | 90 | Trench heating | 90-40-35/475 Trench heating;
Pr_70_60_36_93 | 70 | 60 | 36 | 93 | Unit heaters | 90-40-35/485 Unit heaters;
Pr_70_60_36_97 | 70 | 60 | 36 | 97 | Wood-burning stoves | 45-35-35/397 Wood burning stoves;
Pr_70_60_37 | 70 | 60 | 37 |  | Heat pumps
Pr_70_60_37_02 | 70 | 60 | 37 | 02 | Air to air heat pumps | 90-40-40/310 Air to air heat pumps;
Pr_70_60_37_04 | 70 | 60 | 37 | 04 | Air to water heat pumps | 90-40-40/320 Air to water heat pumps;
Pr_70_60_37_33 | 70 | 60 | 37 | 33 | Gas engine driven heat pumps | 90-40-40/330 Gas engine driven heat pumps;
Pr_70_60_37_34 | 70 | 60 | 37 | 34 | Gas fired absorption heat pumps | 90-40-40/340 Gas fired absorption heat pumps;
Pr_70_60_37_36 | 70 | 60 | 37 | 36 | Ground source heat pumps | 90-40-40/370 Ground heat exchangers;
Pr_70_60_37_96 | 70 | 60 | 37 | 96 | Water to air heat pumps | 90-40-40/350 Water to air heat pumps;
Pr_70_60_37_98 | 70 | 60 | 37 | 98 | Water to water heat pumps | 90-40-40/360 Water to water heat pumps;
Pr_70_60_60 | 70 | 60 | 60 |  | Pavement heating products
Pr_70_60_60_37 | 70 | 60 | 60 | 37 | Heating cable | 90-40-70/300 Heating cable;
Pr_70_60_60_38 | 70 | 60 | 60 | 38 | Heating mat | 90-40-70/305 Heating mat;
Pr_70_60_82 | 70 | 60 | 82 |  | Space heating fittings and equipment
Pr_70_60_82_29 | 70 | 60 | 82 | 29 | Fenders
Pr_70_60_82_30 | 70 | 60 | 82 | 30 | Fireplace hearths | 45-35-35/340 Fireplace hearths;
Pr_70_60_82_31 | 70 | 60 | 82 | 31 | Fireplace hoods
Pr_70_60_82_32 | 70 | 60 | 82 | 32 | Fireplace surrounds | 45-35-35/350 Fireplace surrounds;
Pr_70_60_82_41 | 70 | 60 | 82 | 41 | Inset open fireplace firebacks | 45-80-50/378 Fireplace firebacks for inset open fires;
Pr_70_60_82_42 | 70 | 60 | 82 | 42 | Inset open fireplace surrounds and hearths | 45-80-50/380 Fireplace surrounds and hearths for inset open fires;
Pr_70_60_82_43 | 70 | 60 | 82 | 43 | Inset open fires | 45-35-35/370 Inset open fires;
Pr_70_65 | 70 | 65 |  |  | Air and fume outlet products
Pr_70_65_03 | 70 | 65 | 03 |  | Air conditioning units
Pr_70_65_03_02 | 70 | 65 | 03 | 02 | Air cooled condensing units | 90-40-10/320 Air cooled condensing units;
Pr_70_65_03_25 | 70 | 65 | 03 | 25 | Dry air coolers | 90-40-10/400 Dry air coolers;
Pr_70_65_03_27 | 70 | 65 | 03 | 27 | Evaporative cooling units | 90-45-05/310 Evaporative cooling units;
Pr_70_65_03_29 | 70 | 65 | 03 | 29 | Fan coil units | 90-45-05/320 Fan coil units;
Pr_70_65_03_42 | 70 | 65 | 03 | 42 | Indoor refrigeration units | 90-40-10/420 Indoor refrigeration units;
Pr_70_65_03_43 | 70 | 65 | 03 | 43 | Induction units | 90-45-05/330 Induction units;
Pr_70_65_03_47 | 70 | 65 | 03 | 47 | Local air conditioning units | 90-45-05/340 Local air conditioning units;
Pr_70_65_03_72 | 70 | 65 | 03 | 72 | Room air conditioning units | 90-45-05/350 Room air conditioning units;
Pr_70_65_03_84 | 70 | 65 | 03 | 84 | Split coil remote air cooled condensing units | 90-45-05/370 Split coil remote air cooled condensing units;
Pr_70_65_03_86 | 70 | 65 | 03 | 86 | Split coil room air conditioning units | 90-45-05/360 Split coil room air conditioning units;
Pr_70_65_03_94 | 70 | 65 | 03 | 94 | Variable refrigerant flow units | 90-40-95/330 Indoor units;
Pr_70_65_04 | 70 | 65 | 04 |  | Air terminals and diffusers
Pr_70_65_04_02 | 70 | 65 | 04 | 02 | Air diffusers | 90-45-20/320 Diffusers;
Pr_70_65_04_03 | 70 | 65 | 04 | 03 | Air grilles | 90-45-20/380 Grilles;
Pr_70_65_04_04 | 70 | 65 | 04 | 04 | Air plenum boxes | 90-45-20/400 Ceiling or wall mounted plenum boxes;
Pr_70_65_04_22 | 70 | 65 | 04 | 22 | Displacement ventilation diffusers | 90-45-20/330 Displacement ventilation diffusers;
Pr_70_65_04_24 | 70 | 65 | 04 | 24 | Domestic air diffusers and grilles | 90-45-20/325 Domestic air diffusers and grilles;
Pr_70_65_04_28 | 70 | 65 | 04 | 28 | External wall grilles | 90-45-20/385 External wall grilles;
Pr_70_65_04_30 | 70 | 65 | 04 | 30 | Floor linear air diffusers | 90-45-20/340 Floor linear diffusers;
Pr_70_65_04_32 | 70 | 65 | 04 | 32 | Floor-mounted air plenum boxes | 90-45-20/410 Floor mounted plenum boxes;
Pr_70_65_04_44 | 70 | 65 | 04 | 44 | Jet diffusers
Pr_70_65_04_46 | 70 | 65 | 04 | 46 | Laminar flow panels | 90-45-20/390 Laminar flow panels;
Pr_70_65_04_48 | 70 | 65 | 04 | 48 | Linear air diffusers | 90-45-20/350 Linear diffusers;
Pr_70_65_04_53 | 70 | 65 | 04 | 53 | Modular cassette ventilated ceilings | 90-45-20/470 Ventilated ceilings for kitchens;
Pr_70_65_04_56 | 70 | 65 | 04 | 56 | Natural smoke and heat exhaust ventilators | 90-45-80/340 Natural smoke and heat exhaust ventilators;
Pr_70_65_04_73 | 70 | 65 | 04 | 73 | Roof ridge air terminals | 90-45-20/420 Roof ridge terminals;
Pr_70_65_04_75 | 70 | 65 | 04 | 75 | Roof slope air terminals | 90-45-20/430 Roof slope terminals;
Pr_70_65_04_76 | 70 | 65 | 04 | 76 | Roof stack air terminals | 90-45-20/440 Roof stack terminals;
Pr_70_65_04_77 | 70 | 65 | 04 | 77 | Roof ventilator cowls
Pr_70_65_04_84 | 70 | 65 | 04 | 84 | Specialist air terminals | 90-45-20/450 Specialist air terminal devices;
Pr_70_65_04_86 | 70 | 65 | 04 | 86 | Swirl air diffusers | 90-45-20/360 Swirl diffusers;
Pr_70_65_04_88 | 70 | 65 | 04 | 88 | Terminal fan units | 90-45-05/380 Terminal fan units;
Pr_70_65_04_93 | 70 | 65 | 04 | 93 | Variable air volume (VAV) fan assisted terminal units
Pr_70_65_04_94 | 70 | 65 | 04 | 94 | Variable air volume (VAV) terminal units
Pr_70_65_04_95 | 70 | 65 | 04 | 95 | Ventilated ceilings | 90-45-20/460 Ventilated ceilings;
Pr_70_65_30 | 70 | 65 | 30 |  | Flues and chimneys
Pr_70_65_30_14 | 70 | 65 | 30 | 14 | Clay chimney pots | 45-80-50/374 Clay chimney pots;
Pr_70_65_30_15 | 70 | 65 | 30 | 15 | Clay flue liner terminals | 45-80-50/376 Clay flue liner terminals;
Pr_70_65_30_16 | 70 | 65 | 30 | 16 | Concrete chimney pots
Pr_70_65_30_30 | 70 | 65 | 30 | 30 | Flue liners | 90-40-30/320 Liners;
Pr_70_65_30_32 | 70 | 65 | 30 | 32 | Fume extract discharge stacks | 90-45-40/430 Discharge stack;
Pr_70_65_30_51 | 70 | 65 | 30 | 51 | Metal flues and chimneys | 90-40-30/310 Metal flues and chimneys;
Pr_70_65_30_84 | 70 | 65 | 30 | 84 | Stainless steel chimney pots
Pr_70_70 | 70 | 70 |  |  | Power and lighting outlet products
Pr_70_70_46 | 70 | 70 | 46 |  | Lamps
Pr_70_70_46_15 | 70 | 70 | 46 | 15 | Compact fluorescent lamps | 90-60-50-330 Two and four pin compact fluorescent lamps;
Pr_70_70_46_24 | 70 | 70 | 46 | 24 | Double capped tubular LED lamps | 90-60-50/337 Double capped tubular LED lamps;
Pr_70_70_46_30 | 70 | 70 | 46 | 30 | Fluorescent lamps | 90-60-50/325 Tubular fluorescent lamps;
Pr_70_70_46_36 | 70 | 70 | 46 | 36 | High pressure mercury vapour lamps | 90-60-50/355 High pressure mercury lamps;
Pr_70_70_46_37 | 70 | 70 | 46 | 37 | High pressure sodium vapour lamps | 90-60-50/345 High pressure sodium lamps;
Pr_70_70_46_41 | 70 | 70 | 46 | 41 | Induction lamps | 90-60-50-360 Induction lamps;
Pr_70_70_46_42 | 70 | 70 | 46 | 42 | Infrared lamps
Pr_70_70_46_44 | 70 | 70 | 46 | 44 | Light-emitting diodes (LED)
Pr_70_70_46_45 | 70 | 70 | 46 | 45 | Low pressure sodium vapour lamps | 90-60-50/350 Low pressure sodium lamps;
Pr_70_70_46_52 | 70 | 70 | 46 | 52 | Metal halide lamps | 90-60-50/340 Metal halide lamps;
Pr_70_70_46_77 | 70 | 70 | 46 | 77 | Self ballasted compact fluorescent lamps | 90-60-50-335 Self ballasted compact fluorescent lamps;
Pr_70_70_46_78 | 70 | 70 | 46 | 78 | Self ballasted LED lamps | 90-60-50/336 Self-ballasted LED lamps;
Pr_70_70_46_80 | 70 | 70 | 46 | 80 | Special lamps
Pr_70_70_46_89 | 70 | 70 | 46 | 89 | Tungsten filament lamps | 90-60-50/315 Tungsten filament lamps;
Pr_70_70_46_90 | 70 | 70 | 46 | 90 | Tungsten halogen lamps | 90-60-50/320 Tungsten halogen lamps;
Pr_70_70_47 | 70 | 70 | 47 |  | Lighting controls and lighting distribution products
Pr_70_70_47_02 | 70 | 70 | 47 | 02 | Automatic emergency lighting test panels | 90-65-05/400 Automatic emergency lighting test panels;
Pr_70_70_47_12 | 70 | 70 | 47 | 12 | Centralized lighting controllers | 90-65-05/405 Central controllers;
Pr_70_70_47_16 | 70 | 70 | 47 | 16 | Combined daylight and occupancy detectors | 90-65-05/410 Combined daylight and occupancy detectors;
Pr_70_70_47_21 | 70 | 70 | 47 | 21 | Daylight sensors | 90-65-05/415 Daylight sensors;
Pr_70_70_47_27 | 70 | 70 | 47 | 27 | Extra low voltage lighting transformers | 90-60-50-470 Separated extra-low voltage lighting transformers;
Pr_70_70_47_28 | 70 | 70 | 47 | 28 | Extra low voltage occupancy detectors | 90-65-05/420 Extra-low voltage occupancy detectors;
Pr_70_70_47_46 | 70 | 70 | 47 | 46 | Lighting distribution boxes | 90-50-45/380 Lighting distribution boxes;
Pr_70_70_47_47 | 70 | 70 | 47 | 47 | Luminaire changeover relays | 90-60-50/445 Luminaire changeover relays;
Pr_70_70_47_48 | 70 | 70 | 47 | 48 | Luminaire hold-off relays | 90-60-50/460 Hold-off relays;
Pr_70_70_47_49 | 70 | 70 | 47 | 49 | Luminaire inverter modules | 90-60-50/450 Luminaire inverter modules;
Pr_70_70_47_50 | 70 | 70 | 47 | 50 | Luminaire sub-circuit relays | 90-60-50/465 Sub-circuit relays;
Pr_70_70_47_51 | 70 | 70 | 47 | 51 | Mains voltage occupancy detectors | 90-65-05/425 Mains voltage occupancy detectors;
Pr_70_70_47_52 | 70 | 70 | 47 | 52 | Master distribution box | 90-50-45/360 Master distribution boxes;
Pr_70_70_47_62 | 70 | 70 | 47 | 62 | Photoelectric control units | 90-65-05/430 Photoelectric control units;
Pr_70_70_47_71 | 70 | 70 | 47 | 71 | Remote infrared lighting commissioning controllers
Pr_70_70_47_72 | 70 | 70 | 47 | 72 | Remote infrared lighting user controllers | 90-65-05/435 Remote infrared controllers;
Pr_70_70_47_79 | 70 | 70 | 47 | 79 | Slave distribution boxes | 90-50-45/370 Slave distribution boxes;
Pr_70_70_48 | 70 | 70 | 48 |  | Luminaires, lighting track and lighting accessories
Pr_70_70_48_02 | 70 | 70 | 48 | 02 | Area floodlights | 90-60-50/405 General purpose luminaires;
Pr_70_70_48_13 | 70 | 70 | 48 | 13 | Chandeliers | 90-60-50/405 General purpose luminaires;
Pr_70_70_48_16 | 70 | 70 | 48 | 16 | Combined emergency luminaires | 90-60-50/410 Combined emergency luminaires;
Pr_70_70_48_23 | 70 | 70 | 48 | 23 | Dedicated slave emergency luminaires | 90-60-50/415 Dedicated slave emergency luminaires;
Pr_70_70_48_24 | 70 | 70 | 48 | 24 | Downlights | 90-60-50/405 General purpose luminaires;
Pr_70_70_48_26 | 70 | 70 | 48 | 26 | Electrical low mounted way-guidance lighting module housings | 90-60-50/480 Electrical low mounted way-guidance lighting module housings;
Pr_70_70_48_27 | 70 | 70 | 48 | 27 | Electrical low mounted way-guidance lighting modules | 90-60-50/475 Electrical low mounted way-guidance lighting modules;
Pr_70_70_48_28 | 70 | 70 | 48 | 28 | Electrical low mounted way-guidance lighting supply units | 90-60-50/485 Electrical low mounted way-guidance lighting supply units;
Pr_70_70_48_32 | 70 | 70 | 48 | 32 | Free standing luminaires | 90-60-50/405 General purpose luminaires;
Pr_70_70_48_35 | 70 | 70 | 48 | 35 | Ground mounted luminaires | 90-60-50/405 General purpose luminaires;
Pr_70_70_48_36 | 70 | 70 | 48 | 36 | Hazardous area luminaires | 90-60-50/405 General purpose luminaires;
Pr_70_70_48_45 | 70 | 70 | 48 | 45 | LED light panel
Pr_70_70_48_46 | 70 | 70 | 48 | 46 | Light-emitting diodes (LED) luminaires
Pr_70_70_48_47 | 70 | 70 | 48 | 47 | Lighting tracks | 90-60-50-430 Lighting tracks;
Pr_70_70_48_48 | 70 | 70 | 48 | 48 | Luminaire smoke hoods | 90-60-50/455 Luminaire smoke hoods;
Pr_70_70_48_59 | 70 | 70 | 48 | 59 | Optical fibre emergency luminaires | 90-60-50/425 Optical fibre emergency luminaires;
Pr_70_70_48_62 | 70 | 70 | 48 | 62 | Pendant luminaires | 90-60-50/405 General purpose luminaires;
Pr_70_70_48_65 | 70 | 70 | 48 | 65 | Post top lanterns | 90-60-50/405 General purpose luminaires;
Pr_70_70_48_71 | 70 | 70 | 48 | 71 | Recessed luminaires | 90-60-50/405 General purpose luminaires;
Pr_70_70_48_77 | 70 | 70 | 48 | 77 | Self-contained emergency luminaires | 90-60-50/420 Self contained emergency luminaires;
Pr_70_70_48_80 | 70 | 70 | 48 | 80 | Socket for demountable lighting
Pr_70_70_48_82 | 70 | 70 | 48 | 82 | Spot lights | 90-60-50/405 General purpose luminaires;
Pr_70_70_48_85 | 70 | 70 | 48 | 85 | Surface luminaires | 90-60-50/405 General purpose luminaires;
Pr_70_70_48_86 | 70 | 70 | 48 | 86 | Suspended luminaires | 90-60-50/405 General purpose luminaires;
Pr_70_70_48_92 | 70 | 70 | 48 | 92 | Underwater luminaires | 90-60-50/405 General purpose luminaires;
Pr_70_70_48_93 | 70 | 70 | 48 | 93 | Uplights
Pr_70_70_70 | 70 | 70 | 70 |  | Rail power products
Pr_70_70_70_15 | 70 | 70 | 70 | 15 | Conductor rail power connectors
Pr_70_75 | 70 | 75 |  |  | Communications products
Pr_70_75_01 | 70 | 75 | 01 |  | Aeronautical lighting products
Pr_70_75_01_01 | 70 | 75 | 01 | 01 | Aeronautical ground lighting | 90-70-02/315 Aeronautical ground light;
Pr_70_75_01_02 | 70 | 75 | 01 | 02 | Airfield guidance signs
Pr_70_75_01_03 | 70 | 75 | 01 | 03 | Azimuth guidance for nose-in stand (AGNIS) lights
Pr_70_75_01_13 | 70 | 75 | 01 | 13 | Constant current regulators
Pr_70_75_01_47 | 70 | 75 | 01 | 47 | Lighting beacon | 90-70-02/305 Lighting beacon;
Pr_70_75_01_65 | 70 | 75 | 01 | 65 | Precision approach path indicators (PAPI) | 90-70-02/300 Precision approach path indicator;
Pr_70_75_01_70 | 70 | 75 | 01 | 70 | Runway and taxiway elevated lights
Pr_70_75_01_71 | 70 | 75 | 01 | 71 | Runway and taxiway inset lights
Pr_70_75_04 | 70 | 75 | 04 |  | Audio, data and visual outlet plates and controllers
Pr_70_75_04_06 | 70 | 75 | 04 | 06 | Balanced twisted-pair cable outlet plates | 90-60-25/455 Balanced twisted-pair cable outlets;
Pr_70_75_04_25 | 70 | 75 | 04 | 25 | DVI outlet plates
Pr_70_75_04_29 | 70 | 75 | 04 | 29 | Fibre optic cable outlet plates | 90-60-25/460 Fibre optic cable outlets;
Pr_70_75_04_37 | 70 | 75 | 04 | 37 | HDMI outlet plates
Pr_70_75_04_52 | 70 | 75 | 04 | 52 | Modular jacks | 90-60-25/470 Modular jacks;
Pr_70_75_04_70 | 70 | 75 | 04 | 70 | RCA outlet plates
Pr_70_75_04_71 | 70 | 75 | 04 | 71 | RJ-45 to BT plug adaptors | 90-60-25/465 RJ-45 to BT plug adaptors;
Pr_70_75_04_85 | 70 | 75 | 04 | 85 | SVGA outlet plates
Pr_70_75_04_88 | 70 | 75 | 04 | 88 | Telecommunications outlet plates | 90-60-25/450 Telecommunication outlets;
Pr_70_75_04_90 | 70 | 75 | 04 | 90 | Television outlet plates | 90-60-25/445 Television outlets;
Pr_70_75_04_94 | 70 | 75 | 04 | 94 | Volume controllers
Pr_70_75_04_99 | 70 | 75 | 04 | 99 | XLR outlet plates
Pr_70_75_36 | 70 | 75 | 36 |  | Hearing and assisted listening products
Pr_70_75_36_08 | 70 | 75 | 36 | 08 | Bodypack receivers | 90-70-35-380 Bodypack receivers;
Pr_70_75_36_36 | 70 | 75 | 36 | 36 | Headphones | 90-70-10/335 Headsets and headphones;
Pr_70_75_36_37 | 70 | 75 | 36 | 37 | Headsets | 90-70-35-370 Headsets;
Pr_70_75_36_40 | 70 | 75 | 36 | 40 | Induction loop amplifiers | 90-70-35/320 Induction loop amplifiers;
Pr_70_75_36_41 | 70 | 75 | 36 | 41 | Induction loop pads | 90-70-35/310 Induction loop pads;
Pr_70_75_36_42 | 70 | 75 | 36 | 42 | Induction loop signal generators | 90-70-35/350 Induction loop signal generator;
Pr_70_75_36_43 | 70 | 75 | 36 | 43 | Induction loop transformers | 90-70-35/360 Induction loop transformers;
Pr_70_75_36_44 | 70 | 75 | 36 | 44 | Induction neck loops | 90-70-35/330 Induction neck loops;
Pr_70_75_36_45 | 70 | 75 | 36 | 45 | Induction-loop monitor receivers | 90-70-35/340 Induction-loop monitor receivers;
Pr_70_75_36_46 | 70 | 75 | 36 | 46 | Induction loop reassurance indicators | 90-70-35-365 Induction loop reassurance indicators;
Pr_70_75_36_47 | 70 | 75 | 36 | 47 | Infrared hearing and assisted listening modulators | 90-70-35-400 Modulators;
Pr_70_75_36_48 | 70 | 75 | 36 | 48 | Infrared hearing and assisted listening radiators | 90-70-35-410 Infrared radiators;
Pr_70_75_36_50 | 70 | 75 | 36 | 50 | Loudspeakers | 90-70-10/435 Loudspeakers;
Pr_70_75_36_64 | 70 | 75 | 36 | 64 | Portable communicators | 90-70-05/420 Portable communicators;
Pr_70_75_36_84 | 70 | 75 | 36 | 84 | Stethosets | 90-70-35/390 Stethosets;
Pr_70_75_50 | 70 | 75 | 50 |  | Marine signals and indicators
Pr_70_75_50_56 | 70 | 75 | 50 | 56 | Navigation signal buoys
Pr_70_75_52 | 70 | 75 | 52 |  | Mesh network products
Pr_70_75_52_01 | 70 | 75 | 52 | 01 | 3G gateway modem
Pr_70_75_52_42 | 70 | 75 | 52 | 42 | Intelligent access point | 90-70-50/305 Intelligent access point;
Pr_70_75_52_50 | 70 | 75 | 52 | 50 | Mesh wireless routers | 90-70-50/300 Mesh wireless router;
Pr_70_75_52_88 | 70 | 75 | 52 | 88 | Tilt sensor node
Pr_70_75_52_92 | 70 | 75 | 52 | 92 | USB gateway modem
Pr_70_75_52_96 | 70 | 75 | 52 | 96 | Wireless sensor node
Pr_70_75_69 | 70 | 75 | 69 |  | Radio communications products
Pr_70_75_69_70 | 70 | 75 | 69 | 70 | Radio base stations | 90-70-65/300 Radio base station;
Pr_70_75_70 | 70 | 75 | 70 |  | Rail signals, indicators and controls
Pr_70_75_70_03 | 70 | 75 | 70 | 03 | Automatic warning signals | 90-70-70/365 Automatic warning system;
Pr_70_75_70_05 | 70 | 75 | 70 | 05 | Axle counter | 90-70-70/350 Axle counter;
Pr_70_75_70_06 | 70 | 75 | 70 | 06 | Banner repeater signals | 90-70-70/330 Banner repeater signal;
Pr_70_75_70_14 | 70 | 75 | 70 | 14 | Colour light signals | 90-70-70/300 Colour light signal;
Pr_70_75_70_44 | 70 | 75 | 70 | 44 | Junction indicators | 90-70-70/305 Junction indicator;
Pr_70_75_70_47 | 70 | 75 | 70 | 47 | Limit of shunt signals | 90-70-70/320 Limit of shunt signal;
Pr_70_75_70_62 | 70 | 75 | 70 | 62 | Points converter devices
Pr_70_75_70_63 | 70 | 75 | 70 | 63 | Point machine | 90-70-70/360 Point machine;
Pr_70_75_70_64 | 70 | 75 | 70 | 64 | Position light signals | 90-70-70/315 Position light signal;
Pr_70_75_70_65 | 70 | 75 | 70 | 65 | Possession limit board | 90-70-70/325 Possession limit board;
Pr_70_75_70_70 | 70 | 75 | 70 | 70 | Rail gap indicator signals
Pr_70_75_70_72 | 70 | 75 | 70 | 72 | Route indicators | 90-70-70/310 Route indicator;
Pr_70_75_70_76 | 70 | 75 | 70 | 76 | Semaphore disc signals | 90-70-70/340 Semaphore disc signal;
Pr_70_75_70_77 | 70 | 75 | 70 | 77 | Semaphore signals | 90-70-70/335 Semaphore signal;
Pr_70_75_70_78 | 70 | 75 | 70 | 78 | Semaphore subsidiary signals | 90-70-70/345 Semaphore subsidiary signal;
Pr_70_75_70_89 | 70 | 75 | 70 | 89 | Track circuit | 90-70-70/355 Track circuit;
Pr_70_75_70_90 | 70 | 75 | 70 | 90 | Train protection warning signals | 90-70-70/370 Train protection warning system;
Pr_70_75_72 | 70 | 75 | 72 |  | Road traffic and pedestrian control signals
Pr_70_75_72_01 | 70 | 75 | 72 | 01 | Above ground vehicle detection products | 90-65-90/300 Above ground vehicle detection product;
Pr_70_75_72_07 | 70 | 75 | 72 | 07 | Belisha beacons
Pr_70_75_72_22 | 70 | 75 | 72 | 22 | Detector loop | 90-65-90/305 Detector loop;
Pr_70_75_72_30 | 70 | 75 | 72 | 30 | Fixed vertical road traffic signs
Pr_70_75_72_48 | 70 | 75 | 72 | 48 | Level crossing signals
Pr_70_75_72_49 | 70 | 75 | 72 | 49 | Mass detectors | 90-65-90/310 Mass detector;
Pr_70_75_72_50 | 70 | 75 | 72 | 50 | Motorway lane signal | 90-70-92/450 Motorway lane signal;
Pr_70_75_72_51 | 70 | 75 | 72 | 51 | Motorway signal mark 1 | 90-70-92/420 Motorway signal mark 1;
Pr_70_75_72_53 | 70 | 75 | 72 | 53 | Motorway signal mark 3 | 90-70-92/430 Motorway signal mark 3;
Pr_70_75_72_54 | 70 | 75 | 72 | 54 | Motorway signal mark 4 | 90-70-92/440 Motorway signal mark 4;
Pr_70_75_72_60 | 70 | 75 | 72 | 60 | Pedestrian signal controllers
Pr_70_75_72_61 | 70 | 75 | 72 | 61 | Pedestrian crossing signals | 90-70-92/315 Pedestrian crossing signal;
Pr_70_75_72_80 | 70 | 75 | 72 | 80 | Solar powered illuminated bollard
Pr_70_75_72_87 | 70 | 75 | 72 | 87 | Traffic signal controller units | 90-70-92/410 Traffic signal control unit;
Pr_70_75_72_89 | 70 | 75 | 72 | 89 | Transilluminated traffic bollards
Pr_70_75_72_92 | 70 | 75 | 72 | 92 | Urban traffic management signs
Pr_70_75_72_94 | 70 | 75 | 72 | 94 | Variable message traffic signs
Pr_70_75_72_95 | 70 | 75 | 72 | 95 | Vehicle activated signs
Pr_70_75_72_96 | 70 | 75 | 72 | 96 | Vehicular traffic signals | 90-70-92/310 Vehicular traffic signal;
Pr_70_75_72_98 | 70 | 75 | 72 | 98 | Wig wag signal | 90-70-92/300 Wig wag signal;
Pr_70_75_72_99 | 70 | 75 | 72 | 99 | Wig wag signal control unit | 90-70-92/400 Wig wag control unit;
Pr_70_75_80 | 70 | 75 | 80 |  | Sports timing and scoring equipment
Pr_70_75_80_27 | 70 | 75 | 80 | 27 | Electronic scoreboards | 90-70-95/340 Electronic scoreboards;
Pr_70_75_80_46 | 70 | 75 | 80 | 46 | Lane boxes | 90-70-90/315 Connection boxes;
Pr_70_75_80_48 | 70 | 75 | 80 | 48 | Lane manual push buttons | 90-70-90/370 Manual push buttons;
Pr_70_75_80_50 | 70 | 75 | 80 | 50 | Manual scoreboards
Pr_70_75_80_72 | 70 | 75 | 80 | 72 | Relay race break sensors | 90-70-90-385 Relay break detectors;
Pr_70_75_80_82 | 70 | 75 | 80 | 82 | Swimmers starting blocks | 90-70-90-360 Starting platforms;
Pr_70_75_80_83 | 70 | 75 | 80 | 83 | Swimmers touch pads | 90-70-90/380 Touch pads;
Pr_70_75_80_84 | 70 | 75 | 80 | 84 | Swimming race start sound generators | 90-70-90/310 Start control units;
Pr_70_75_80_85 | 70 | 75 | 80 | 85 | Swimming timing controllers | 90-70-90-390 Timing system controllers;
Pr_70_75_88 | 70 | 75 | 88 |  | Telecoms equipment
Pr_70_75_88_01 | 70 | 75 | 88 | 01 | Acoustic hoods | 90-70-85-360 Acoustic hoods;
Pr_70_75_88_03 | 70 | 75 | 88 | 03 | Analogue telephone handsets | 90-70-85/340 Terminal devices;
Pr_70_75_88_21 | 70 | 75 | 88 | 21 | Data and telecom transient overvoltage surge suppression devices | 90-60-30-430 Transient overvoltage surge suppression for data and telecom supplies;
Pr_70_75_88_22 | 70 | 75 | 88 | 22 | Digital enhanced cordless telecommunications
Pr_70_75_88_24 | 70 | 75 | 88 | 24 | Digital terminals | 90-70-85/340 Terminal devices;
Pr_70_75_88_27 | 70 | 75 | 88 | 27 | Emergency roadside telephones | 90-70-85/400 Emergency roadside telephones;
Pr_70_75_88_60 | 70 | 75 | 88 | 60 | Payphones | 90-70-85/350 Payphones;
Pr_70_75_88_86 | 70 | 75 | 88 | 86 | Telephone distribution frames | 90-70-85/330 Distribution panels;
Pr_70_75_88_87 | 70 | 75 | 88 | 87 | Telephone extension ringers | 90-70-85/390 Extension ringers;
Pr_70_75_88_89 | 70 | 75 | 88 | 89 | Telephone operator consoles | 90-70-85/370 Operator consoles;
Pr_70_75_94 | 70 | 75 | 94 |  | Visual and audible indicators
Pr_70_75_94_27 | 70 | 75 | 94 | 27 | Electric door bells
Pr_70_75_94_28 | 70 | 75 | 94 | 28 | Electronic sounders | 90-70-95/310 Electronic sounders;
Pr_70_75_94_29 | 70 | 75 | 94 | 29 | Flashing filament warning beacons | 90-70-95/320 Visual alarm signal devices;
Pr_70_75_94_42 | 70 | 75 | 94 | 42 | Industrial bells
Pr_70_75_94_46 | 70 | 75 | 94 | 46 | LED warning beacons | 90-70-95/320 Visual alarm signal devices;
Pr_70_75_94_58 | 70 | 75 | 94 | 58 | Overdoor indicator units | 90-70-05/350 Overdoor indicators;
Pr_70_75_94_60 | 70 | 75 | 94 | 60 | Panel mounting indicator lights | 90-60-25/480 Indicator lamps;
Pr_70_75_94_73 | 70 | 75 | 94 | 73 | Rotating warning beacons | 90-70-95/320 Visual alarm signal devices;
Pr_70_75_94_78 | 70 | 75 | 94 | 78 | Starting strobe lights | 90-70-95/350 Swimming pool starting strobe lights;
Pr_70_75_94_80 | 70 | 75 | 94 | 80 | Static filament warning beacons | 90-70-95/320 Visual alarm signal devices;
Pr_70_75_94_99 | 70 | 75 | 94 | 99 | Xenon warning beacons | 90-70-95/320 Visual alarm signal devices;
Pr_75 | 75 |  |  |  | Services control products
Pr_75_30 | 75 | 30 |  |  | Opening control products
Pr_75_30_23 | 75 | 30 | 23 |  | Door and gate operating hardware
Pr_75_30_23_00 | 75 | 30 | 23 | 00 | Articulated arm swing gate operators | 45-25-35/433 Hinged and swing gate automation mechanisms;
Pr_75_30_23_01 | 75 | 30 | 23 | 01 | Automatic door access control mats
Pr_75_30_23_02 | 75 | 30 | 23 | 02 | Automatic door presence safety sensors
Pr_75_30_23_03 | 75 | 30 | 23 | 03 | Automatic gate presence safety sensors
Pr_75_30_23_04 | 75 | 30 | 23 | 04 | Automatic sliding door operator control panels
Pr_75_30_23_05 | 75 | 30 | 23 | 05 | Automatic sliding door operators
Pr_75_30_23_06 | 75 | 30 | 23 | 06 | Automatic sliding gate operator control panels
Pr_75_30_23_07 | 75 | 30 | 23 | 07 | Automatic swing door operator control panels
Pr_75_30_23_08 | 75 | 30 | 23 | 08 | Automatic swing gate operator control panels
Pr_75_30_23_09 | 75 | 30 | 23 | 09 | Automatic swing-door operators
Pr_75_30_23_21 | 75 | 30 | 23 | 21 | Dock leveller controllers
Pr_75_30_23_22 | 75 | 30 | 23 | 22 | Door access control pushpads
Pr_75_30_23_26 | 75 | 30 | 23 | 26 | Electromagnetic door holders
Pr_75_30_23_27 | 75 | 30 | 23 | 27 | Electromagnetic door hold-open and swing-free devices
Pr_75_30_23_31 | 75 | 30 | 23 | 31 | Folding gate automation mechanisms | 45-25-35/431 Folding gate automation mechanisms;
Pr_75_30_23_33 | 75 | 30 | 23 | 33 | Garage door operators
Pr_75_30_23_36 | 75 | 30 | 23 | 36 | Handheld door and gate remote controllers
Pr_75_30_23_40 | 75 | 30 | 23 | 40 | Hinged and swing gate automation mechanisms | 45-25-35/433 Hinged and swing gate automation mechanisms;
Pr_75_30_23_42 | 75 | 30 | 23 | 42 | Hydraulic automation mechanisms | 45-25-35/435 Hydraulic automation mechanisms;
Pr_75_30_23_70 | 75 | 30 | 23 | 70 | Rack and pinion sliding gate operators
Pr_75_30_23_72 | 75 | 30 | 23 | 72 | Rising arm automation mechanisms | 45-25-35/437 Rising arm automation mechanisms;
Pr_75_30_23_76 | 75 | 30 | 23 | 76 | Sliding gate automation mechanisms | 45-25-35/439 Sliding gate automation mechanisms;
Pr_75_30_23_92 | 75 | 30 | 23 | 92 | Underground swing gate operators
Pr_75_30_23_94 | 75 | 30 | 23 | 94 | Vehicle induction loop detector
Pr_75_30_23_96 | 75 | 30 | 23 | 96 | Worm drive swing gate operators
Pr_75_30_27 | 75 | 30 | 27 |  | Electric door locking hardware
Pr_75_30_27_26 | 75 | 30 | 27 | 26 | Electric strikes and faceplates | 90-75-05/400 Electric strikes and faceplates;
Pr_75_30_27_27 | 75 | 30 | 27 | 27 | Electromechanical door locks
Pr_75_30_27_50 | 75 | 30 | 27 | 50 | Magnetic locks | 90-75-05/410 Magnetic locks and strike plates;
Pr_75_30_27_51 | 75 | 30 | 27 | 51 | Magnetic shear locks and strike plates | 90-75-05/420 Shear locks and strike plates;
Pr_75_30_27_77 | 75 | 30 | 27 | 77 | Shear locks and strike plates
Pr_75_30_27_80 | 75 | 30 | 27 | 80 | Solenoid bolts | 90-75-05/427 Solenoid bolts;
Pr_75_30_27_81 | 75 | 30 | 27 | 81 | Solenoid latches and locks | 90-75-05/425 Solenoid latches and locks;
Pr_75_50 | 75 | 50 |  |  | Mechanical services control products
Pr_75_50_18 | 75 | 50 | 18 |  | Controllers and control panels
Pr_75_50_18_02 | 75 | 50 | 18 | 02 | Alarms
Pr_75_50_18_04 | 75 | 50 | 18 | 04 | Automatic sprinkler system indicator panels | 90-70-95/330 Automatic sprinkler system indicator panels;
Pr_75_50_18_13 | 75 | 50 | 18 | 13 | Chain actuators | 90-65-50-312 Chain actuators;
Pr_75_50_18_21 | 75 | 50 | 18 | 21 | Damper actuators | 90-65-50/316 Damper actuators;
Pr_75_50_18_26 | 75 | 50 | 18 | 26 | Electric trace heating control and monitoring | 90-10-85/350 Control and monitoring;
Pr_75_50_18_29 | 75 | 50 | 18 | 29 | Field controllers | 90-65-50/460 Field controllers;
Pr_75_50_18_30 | 75 | 50 | 18 | 30 | Flow sample gas detection control panels | 90-75-45-320 Flow sample gas detector control panels;
Pr_75_50_18_33 | 75 | 50 | 18 | 33 | Gas detection control panels | 90-75-45/310 Fixed gas detector control panels;
Pr_75_50_18_42 | 75 | 50 | 18 | 42 | Irrigation control panels | 90-15-40/313 Irrigation controls;
Pr_75_50_18_45 | 75 | 50 | 18 | 45 | Lift control panels
Pr_75_50_18_46 | 75 | 50 | 18 | 46 | Linear actuators | 90-65-50-314 Linear actuators;
Pr_75_50_18_47 | 75 | 50 | 18 | 47 | Liquid leak detection control panels | 90-75-45/400 Water leak detection programmable control units;
Pr_75_50_18_51 | 75 | 50 | 18 | 51 | Mechanical services control panels | 90-65-50/340 Control panels;
Pr_75_50_18_65 | 75 | 50 | 18 | 65 | Pneumatic document conveyor control panels | 90-80-70/360 System control;
Pr_75_50_18_94 | 75 | 50 | 18 | 94 | Valve actuators | 90-65-50/310 Valve actuators;
Pr_75_50_18_96 | 75 | 50 | 18 | 96 | Water display controls | 90-15-90/401 Water display controls;
Pr_75_50_33 | 75 | 50 | 33 |  | Gas fire extinguishing controls
Pr_75_50_33_25 | 75 | 50 | 33 | 25 | Electrical actuation | 90-35-35/325 Electrical actuation;
Pr_75_50_33_26 | 75 | 50 | 33 | 26 | Emergency abort devices | 90-35-35/340 Electrical automatic control and delay devices;
Pr_75_50_33_27 | 75 | 50 | 33 | 27 | Emergency hold devices | 90-35-35/345 Non-electrical automatic control and delay devices;
Pr_75_50_33_28 | 75 | 50 | 33 | 28 | Extinguishing control panels | 90-35-35/320 Control panels;
Pr_75_50_33_50 | 75 | 50 | 33 | 50 | Manual triggering devices | 90-35-35/335 Manual triggering and stop devices;
Pr_75_50_33_56 | 75 | 50 | 33 | 56 | Non-electrical gas fire extinguishing disable devices | 90-35-35/350 Non-electrical disable devices;
Pr_75_50_33_64 | 75 | 50 | 33 | 64 | Pneumatic heat actuators | 90-35-35/330 Mechanical actuation;
Pr_75_50_33_88 | 75 | 50 | 33 | 88 | Thermal links | 90-35-35/330 Mechanical actuation;
Pr_75_50_46 | 75 | 50 | 46 |  | Liquid level controllers and switches
Pr_75_50_46_27 | 75 | 50 | 46 | 27 | Electronic liquid level controllers
Pr_75_50_46_29 | 75 | 50 | 46 | 29 | Float liquid level controllers
Pr_75_50_46_30 | 75 | 50 | 46 | 30 | Float switches | 90-65-50/470 Float switches;
Pr_75_50_46_31 | 75 | 50 | 46 | 31 | Flush control devices | 90-15-35/470 Flush control devices;
Pr_75_50_46_42 | 75 | 50 | 46 | 42 | Infrared flush controller | 45-35-70/389 WC flushing valves;
Pr_75_50_46_46 | 75 | 50 | 46 | 46 | Level controls and alarms | 90-20-75/445 Level controls and alarms;
Pr_75_50_46_68 | 75 | 50 | 46 | 68 | Push button flush controllers
Pr_75_50_47 | 75 | 50 | 47 |  | Liquid level sensors
Pr_75_50_47_08 | 75 | 50 | 47 | 08 | Buoyancy level sensors and switches | 90-65-48/345 Buoyancy level sensors and switches;
Pr_75_50_47_11 | 75 | 50 | 47 | 11 | Capacitance and inductance sensors | 90-65-48/305 Capacitance and inductance sensor;
Pr_75_50_47_34 | 75 | 50 | 47 | 34 | Gravimetric and load cell sensor | 90-65-48/335 Gravimetric and load cell sensor;
Pr_75_50_47_35 | 75 | 50 | 47 | 35 | Guided wave radar sensor | 90-65-48/330 Guided wave radar sensor;
Pr_75_50_47_39 | 75 | 50 | 47 | 39 | Hydrostatic sensor | 90-65-48/340 Hydrostatic sensor;
Pr_75_50_47_50 | 75 | 50 | 47 | 50 | Magnetic level gauge switches | 90-65-48/350 Magnetic level gauge switches;
Pr_75_50_47_51 | 75 | 50 | 47 | 51 | Magnetorestrictive level transmitters | 90-65-48/355 Magnetorestrictive level transmitters;
Pr_75_50_47_53 | 75 | 50 | 47 | 53 | Maximum water level recorder
Pr_75_50_47_70 | 75 | 50 | 47 | 70 | Radar sensor | 90-65-48/325 Radar sensor;
Pr_75_50_47_73 | 75 | 50 | 47 | 73 | Rotary paddle sensor | 90-65-48/310 Rotary paddle sensor;
Pr_75_50_47_88 | 75 | 50 | 47 | 88 | Thermal dispersion level switches | 90-65-48/360 Thermal dispersion level switches;
Pr_75_50_47_92 | 75 | 50 | 47 | 92 | Ultrasonic sensor | 90-65-48/315 Ultrasonic sensor;
Pr_75_50_47_94 | 75 | 50 | 47 | 94 | Vibrating sensor | 90-65-48/320 Vibrating sensor;
Pr_75_50_47_96 | 75 | 50 | 47 | 96 | Water level gauge board
Pr_75_50_47_97 | 75 | 50 | 47 | 97 | Water level sensor
Pr_75_50_48 | 75 | 50 | 48 |  | Liquid sensing devices
Pr_75_50_48_15 | 75 | 50 | 48 | 15 | Chemical sensing cables | 90-75-45/360 Cable sensors;
Pr_75_50_48_31 | 75 | 50 | 48 | 31 | Fuel sensing cables | 90-75-45/360 Cable sensors;
Pr_75_50_48_34 | 75 | 50 | 48 | 34 | Ground water monitors | 45-90-90/330 Ground water monitoring equipment;
Pr_75_50_48_47 | 75 | 50 | 48 | 47 | Leak sensing tape | 90-75-45/390 Tape sensors;
Pr_75_50_48_60 | 75 | 50 | 48 | 60 | Pad leak sensors | 90-75-45/370 Pad sensors;
Pr_75_50_48_67 | 75 | 50 | 48 | 67 | Probe leak sensors | 90-75-45/380 Probe sensors;
Pr_75_50_48_71 | 75 | 50 | 48 | 71 | Remote sampling equipment | 90-75-45-350 Remote sampling equipment;
Pr_75_50_48_90 | 75 | 50 | 48 | 90 | Transportable monitors | 90-75-45-340 Transportable monitors;
Pr_75_50_48_96 | 75 | 50 | 48 | 96 | Water sensing cables | 90-75-45/360 Cable sensors;
Pr_75_50_51 | 75 | 50 | 51 |  | Medical gases controls
Pr_75_50_51_52 | 75 | 50 | 51 | 52 | Medical gas area alarm panels | 90-30-55/342 Medical gases area alarms;
Pr_75_50_51_54 | 75 | 50 | 51 | 54 | Medical gases central alarms | 90-30-55/344 Medical gases central alarms;
Pr_75_50_51_71 | 75 | 50 | 51 | 71 | Remote start medical gas switch panels | 90-30-55/320 Remote start switch panels;
Pr_75_50_51_94 | 75 | 50 | 51 | 94 | Vacuum insulated evaporator (VIE) control panels | 90-30-55/328 Vacuum insulated evaporator (VIE) storage vessels;
Pr_75_50_52 | 75 | 50 | 52 |  | Meteorological instrumentation
Pr_75_50_52_03 | 75 | 50 | 52 | 03 | Anemometers | 90-65-52/300 Anemometer;
Pr_75_50_52_06 | 75 | 50 | 52 | 06 | Barometers | 90-65-52/310 Barometer;
Pr_75_50_52_12 | 75 | 50 | 52 | 12 | Ceilometers | 90-65-52/315 Ceilometer;
Pr_75_50_52_39 | 75 | 50 | 52 | 39 | Humidity and temperature probes | 90-65-52/305 Humidity and temperature probe;
Pr_75_50_52_65 | 75 | 50 | 52 | 65 | Present weather sensors | 90-65-52/325 Present weather sensor;
Pr_75_50_52_90 | 75 | 50 | 52 | 90 | Tipping bucket rain gauges | 90-65-52/330 Tipping bucket rain gauge;
Pr_75_50_52_94 | 75 | 50 | 52 | 94 | Visibility sensors | 90-65-52/320 Visibility sensor;
Pr_75_50_52_97 | 75 | 50 | 52 | 97 | Weather station | 90-65-52/335 Weather station product;
Pr_75_50_76 | 75 | 50 | 76 |  | Sensors and detectors
Pr_75_50_76_02 | 75 | 50 | 76 | 02 | Air quality sensors | 90-65-50/370 Air quality sensors;
Pr_75_50_76_03 | 75 | 50 | 76 | 03 | Air temperature sensors | 90-65-50/380 Air temperature sensors;
Pr_75_50_76_04 | 75 | 50 | 76 | 04 | Ambient noise level sensors | 90-70-10/390 Ambient noise level sensors;
Pr_75_50_76_12 | 75 | 50 | 76 | 12 | Carbon monoxide detectors
Pr_75_50_76_16 | 75 | 50 | 76 | 16 | Combined electronic current and voltage transducers | 90-65-55/335 Electronic combined current and voltage sensors;
Pr_75_50_76_17 | 75 | 50 | 76 | 17 | Combustion gas detectors | 90-75-30/325 Combustion gas detectors;
Pr_75_50_76_18 | 75 | 50 | 76 | 18 | Current sensors
Pr_75_50_76_23 | 75 | 50 | 76 | 23 | Disinfectant sensors | 90-15-75/440 Disinfectant sensors;
Pr_75_50_76_24 | 75 | 50 | 76 | 24 | Dissolved oxygen sensors | 90-65-50/474 Dissolved oxygen sensor;
Pr_75_50_76_25 | 75 | 50 | 76 | 25 | Dry rot sensor sticks
Pr_75_50_76_30 | 75 | 50 | 76 | 30 | Flow in duct sensors | 90-65-50/390 Flow in duct sensors;
Pr_75_50_76_31 | 75 | 50 | 76 | 31 | Flow in pipe sensors | 90-65-50/400 Flow in pipe sensors;
Pr_75_50_76_33 | 75 | 50 | 76 | 33 | Gas detectors | 90-30-45/345 Gas alarms;
Pr_75_50_76_47 | 75 | 50 | 76 | 47 | Liquid temperature sensors | 90-65-50/430 Water temperature sensors;
Pr_75_50_76_58 | 75 | 50 | 76 | 58 | Occupancy sensors | 90-65-50-415 Occupancy sensors;
Pr_75_50_76_60 | 75 | 50 | 76 | 60 | pH value sensors | 90-15-75/450 ph value sensors;
Pr_75_50_76_61 | 75 | 50 | 76 | 61 | pH sensors | 90-65-50/480 pH sensor;
Pr_75_50_76_63 | 75 | 50 | 76 | 63 | Photoelectric sensors
Pr_75_50_76_68 | 75 | 50 | 76 | 68 | Pressure sensors | 90-65-50/420 Pressure sensors;
Pr_75_50_76_69 | 75 | 50 | 76 | 69 | Proximity sensors and control units | 45-35-70/422 Proximity sensor control units;
Pr_75_50_76_71 | 75 | 50 | 76 | 71 | Relative humidity sensors | 90-65-50/410 Humidity sensors;
Pr_75_50_76_73 | 75 | 50 | 76 | 73 | Room temperature sensors
Pr_75_50_76_80 | 75 | 50 | 76 | 80 | Sludge density sensors | 90-65-50/472 Sludge density sensor;
Pr_75_50_76_83 | 75 | 50 | 76 | 83 | Steam and condensate sensor chambers | 90-20-75/370 Sensor chambers;
Pr_75_50_76_84 | 75 | 50 | 76 | 84 | Steam and condensate sensors | 90-20-75/365 Sensors;
Pr_75_50_76_86 | 75 | 50 | 76 | 86 | Suspended solids sensors | 90-65-50/476 Suspended solids sensor;
Pr_75_50_76_90 | 75 | 50 | 76 | 90 | Turbidity sensors | 90-65-50/478 Turbidity sensor;
Pr_75_50_76_95 | 75 | 50 | 76 | 95 | Voltage sensors
Pr_75_50_76_97 | 75 | 50 | 76 | 97 | Water pressure sensors
Pr_75_51 | 75 | 51 |  |  | Motors, motor controls, control circuit devices and timeswitches
Pr_75_51_17 | 75 | 51 | 17 |  | Control circuit devices and timeswitches
Pr_75_51_17_27 | 75 | 51 | 17 | 27 | Emergency stop buttons | 90-65-25/370 Emergency stop buttons;
Pr_75_51_17_50 | 75 | 51 | 17 | 50 | Manual control switches | 90-65-50/450 Manual control switches;
Pr_75_51_17_66 | 75 | 51 | 17 | 66 | Push button switches | 90-65-25/360 Electromechanical control circuit devices;
Pr_75_51_17_75 | 75 | 51 | 17 | 75 | Safety limit switches | 90-65-25/360 Electromechanical control circuit devices;
Pr_75_51_17_78 | 75 | 51 | 17 | 78 | Selector switches | 90-65-25/360 Electromechanical control circuit devices;
Pr_75_51_17_87 | 75 | 51 | 17 | 87 | Tariff and load control radio tele-switches | 90-65-55/380 Radio teleswitches for tariff and load control;
Pr_75_51_17_88 | 75 | 51 | 17 | 88 | Tariff and load control time switches | 90-65-55/390 Timeswitches for tariff and load control;
Pr_75_51_17_89 | 75 | 51 | 17 | 89 | Time switches | 90-65-25/380 Time switches;
Pr_75_51_26 | 75 | 51 | 26 |  | Electric motors
Pr_75_51_26_00 | 75 | 51 | 26 | 00 | Alternating current (a.c.) capacitor start capacitor run motors
Pr_75_51_26_01 | 75 | 51 | 26 | 01 | Alternating current (a.c.) capacitor motors
Pr_75_51_26_02 | 75 | 51 | 26 | 02 | Alternating current (a.c.) split phase motors
Pr_75_51_26_03 | 75 | 51 | 26 | 03 | Alternating current (a.c.) squirrel cage induction motors
Pr_75_51_26_04 | 75 | 51 | 26 | 04 | Alternating current (a.c.) wound rotor induction motors
Pr_75_51_26_21 | 75 | 51 | 26 | 21 | Direct current (d.c.) compound wound motors
Pr_75_51_26_22 | 75 | 51 | 26 | 22 | Direct current (d.c.) permanent magnet motors
Pr_75_51_26_23 | 75 | 51 | 26 | 23 | Direct current (d.c.) separately excited motors
Pr_75_51_26_24 | 75 | 51 | 26 | 24 | Direct current (d.c.) series wound motors
Pr_75_51_26_25 | 75 | 51 | 26 | 25 | Direct current (d.c.) shunt wound motors
Pr_75_51_26_92 | 75 | 51 | 26 | 92 | Universal motors
Pr_75_51_52 | 75 | 51 | 52 |  | Motor starters, variable frequency drives and contactors
Pr_75_51_52_01 | 75 | 51 | 52 | 01 | Alternating current (a.c.) drives | 90-65-25/350 a.c. drives;
Pr_75_51_52_02 | 75 | 51 | 52 | 02 | Alternating current (a.c.) semiconductor motor controllers and starters | 90-65-25/310 a.c. semiconductor motor controllers and starters;
Pr_75_51_52_15 | 75 | 51 | 52 | 15 | Control and protective switching devices | 90-50-45/470 Control and protective switching devices;
Pr_75_51_52_22 | 75 | 51 | 52 | 22 | Direct-on-line starters | 90-65-25/320 Direct-on-line starters;
Pr_75_51_52_26 | 75 | 51 | 52 | 26 | Electro-mechanical contactors | 90-65-25/340 Electromechanical contactors;
Pr_75_51_52_27 | 75 | 51 | 52 | 27 | Electromechanical control circuit devices
Pr_75_51_52_58 | 75 | 51 | 52 | 58 | Overload relays
Pr_75_51_52_82 | 75 | 51 | 52 | 82 | Star delta starters | 90-65-25/330 Star delta starters;
Pr_75_70 | 75 | 70 |  |  | Power and lighting control products
Pr_75_75 | 75 | 75 |  |  | Communications control products
Pr_75_75_04 | 75 | 75 | 04 |  | Assistance and nurse call devices and control equipment
Pr_75_75_04_00 | 75 | 75 | 04 | 00 | Assistance call acoustic hoods
Pr_75_75_04_01 | 75 | 75 | 04 | 01 | Assistance call indicator units | 90-70-05/360 Remote indicators;
Pr_75_75_04_02 | 75 | 75 | 04 | 02 | Assistance call power supply units | 90-70-05/390 Power supply units;
Pr_75_75_04_03 | 75 | 75 | 04 | 03 | Assistance call press button units | 90-70-05/330 Press button units;
Pr_75_75_04_04 | 75 | 75 | 04 | 04 | Assistance call pull cord units | 90-70-05-320 Pull cord units;
Pr_75_75_04_05 | 75 | 75 | 04 | 05 | Assistance call reset units | 90-70-05-380 Reset units;
Pr_75_75_04_57 | 75 | 75 | 04 | 57 | Nurse call buttons | 90-70-55/335 Patient call buttons;
Pr_75_75_04_58 | 75 | 75 | 04 | 58 | Nurse call combined emergency/ patient call/ reset units | 90-70-55/345 Combined nurse emergency/ patient call buttons;
Pr_75_75_04_60 | 75 | 75 | 04 | 60 | Nurse call overdoor indicators | 90-70-55/350 Visual indicators;
Pr_75_75_04_61 | 75 | 75 | 04 | 61 | Nurse call patient handsets | 90-70-55/320 Patient handsets;
Pr_75_75_04_62 | 75 | 75 | 04 | 62 | Nurse call patient pull cords | 90-70-55/330 Patient pull cords;
Pr_75_75_04_63 | 75 | 75 | 04 | 63 | Nurse call power supply units | 90-70-55/370 Power supply units;
Pr_75_75_04_64 | 75 | 75 | 04 | 64 | Nurse call reset units | 90-70-55/337 Patient call reset buttons;
Pr_75_75_04_65 | 75 | 75 | 04 | 65 | Nurse call station indicator panels | 90-70-55/380 Call indicator panels;
Pr_75_75_04_66 | 75 | 75 | 04 | 66 | Nurse emergency pull-switches | 90-70-55/340 Nurse emergency pull-switches;
Pr_75_75_04_70 | 75 | 75 | 04 | 70 | Passenger assistance help points
Pr_75_75_15 | 75 | 75 | 15 |  | Computers and peripherals
Pr_75_75_15_11 | 75 | 75 | 15 | 11 | Card printers | 90-65-10/340 Card printers;
Pr_75_75_15_14 | 75 | 75 | 15 | 14 | Combined photocopier- printer- scanners
Pr_75_75_15_15 | 75 | 75 | 15 | 15 | Computer keyboards | 90-65-10/320 Keyboard;
Pr_75_75_15_16 | 75 | 75 | 15 | 16 | Computer monitors | 90-65-10/330 Monitors;
Pr_75_75_15_21 | 75 | 75 | 15 | 21 | Desktop computers | 90-65-10/310 Personal computers;
Pr_75_75_15_22 | 75 | 75 | 15 | 22 | Digital cameras | 90-65-10/360 Digital cameras;
Pr_75_75_15_36 | 75 | 75 | 15 | 36 | Hard disk drive
Pr_75_75_15_46 | 75 | 75 | 15 | 46 | Laptop computers
Pr_75_75_15_63 | 75 | 75 | 15 | 63 | Photocopiers
Pr_75_75_15_66 | 75 | 75 | 15 | 66 | Printers | 90-65-10/350 Printers;
Pr_75_75_15_76 | 75 | 75 | 15 | 76 | Scanners
Pr_75_75_15_80 | 75 | 75 | 15 | 80 | Servers
Pr_75_75_15_84 | 75 | 75 | 15 | 84 | Slot card cages
Pr_75_75_27 | 75 | 75 | 27 |  | Electronic access control products
Pr_75_75_27_01 | 75 | 75 | 27 | 01 | Access control digital keypads - standalone | 90-75-05/365 Keypads;
Pr_75_75_27_03 | 75 | 75 | 27 | 03 | Access control units | 90-75-05/430 Access control units;
Pr_75_75_27_05 | 75 | 75 | 27 | 05 | Active proximity devices | 90-75-05/335 Active proximity credentials;
Pr_75_75_27_07 | 75 | 75 | 27 | 07 | Biometric fingerprint readers | 90-75-05/340 Biometric fingerprint readers;
Pr_75_75_27_08 | 75 | 75 | 27 | 08 | Biometric hand geometry readers | 90-75-05/342 Biometric hand geometry readers;
Pr_75_75_27_23 | 75 | 75 | 27 | 23 | Door status monitoring devices | 90-75-05/465 Door status monitoring devices;
Pr_75_75_27_27 | 75 | 75 | 27 | 27 | Emergency door release break glass units | 90-75-05/480 Emergency break glass units;
Pr_75_75_27_28 | 75 | 75 | 27 | 28 | Emergency door release mechanisms | 90-75-30-405 Automatic door release mechanisms;
Pr_75_75_27_42 | 75 | 75 | 27 | 42 | Intercom entrance panels | 90-75-05/450 Intercom entrance panels;
Pr_75_75_27_43 | 75 | 75 | 27 | 43 | Intercom remote handsets | 90-75-05/460 Intercom remote handsets;
Pr_75_75_27_50 | 75 | 75 | 27 | 50 | Magnetic swipe card readers | 90-75-05/350 Magnetic swipe card readers;
Pr_75_75_27_51 | 75 | 75 | 27 | 51 | Magnetic swipe cards | 90-75-05/320 Magnetic swipe cards;
Pr_75_75_27_55 | 75 | 75 | 27 | 55 | Multiple technology cards | 90-75-05/310 Multiple technology cards;
Pr_75_75_27_57 | 75 | 75 | 27 | 57 | Multi-technology readers | 90-75-05/345 Multi-technology readers;
Pr_75_75_27_60 | 75 | 75 | 27 | 60 | Passive proximity devices
Pr_75_75_27_67 | 75 | 75 | 27 | 67 | Proximity card readers | 90-75-05/360 Proximity readers;
Pr_75_75_27_68 | 75 | 75 | 27 | 68 | Proximity cards | 90-75-05/330 Proximity cards;
Pr_75_75_27_71 | 75 | 75 | 27 | 71 | Request-to-exit buttons | 90-75-05/470 Request to exit buttons;
Pr_75_75_27_72 | 75 | 75 | 27 | 72 | Request to exit detectors | 90-75-05/475 Request to exit detectors;
Pr_75_75_27_80 | 75 | 75 | 27 | 80 | Smart card readers and writers | 90-75-05/370 Smart card readers and writers;
Pr_75_75_27_82 | 75 | 75 | 27 | 82 | Smart devices
Pr_75_75_30 | 75 | 75 | 30 |  | Fire alarm detection devices and control equipment
Pr_75_75_30_01 | 75 | 75 | 30 | 01 | Aspirating sampling pipes | 90-75-30/323 ABS pipe;
Pr_75_75_30_02 | 75 | 75 | 30 | 02 | Aspirating sampling points
Pr_75_75_30_03 | 75 | 75 | 30 | 03 | Aspirating smoke detectors | 90-75-30/322 Aspirating smoke detectors;
Pr_75_75_30_04 | 75 | 75 | 30 | 04 | Aspirating smoke detector units
Pr_75_75_30_15 | 75 | 75 | 30 | 15 | Combined smoke and heat detectors
Pr_75_75_30_22 | 75 | 75 | 30 | 22 | Duct smoke detectors | 90-75-30/327 Duct smoke detectors;
Pr_75_75_30_29 | 75 | 75 | 30 | 29 | Fire alarm panels | 90-75-30/380 Fire detection and alarm control and indicating equipment (CIE);
Pr_75_75_30_30 | 75 | 75 | 30 | 30 | Fire alarm sounders | 90-75-30/360 Sounders;
Pr_75_75_30_31 | 75 | 75 | 30 | 31 | Fire detection and alarm power supply equipment | 90-75-30-385 Fire detection and fire alarm power supply equipment;
Pr_75_75_30_41 | 75 | 75 | 30 | 41 | Interface panels
Pr_75_75_30_50 | 75 | 75 | 30 | 50 | Manual call points | 90-75-30/330 Manual call points;
Pr_75_75_30_52 | 75 | 75 | 30 | 52 | Mimic alarm panels | 90-75-30/390 Mimic panels;
Pr_75_75_30_55 | 75 | 75 | 30 | 55 | Multisensor detectors
Pr_75_75_30_59 | 75 | 75 | 30 | 59 | Optical beam smoke detectors | 90-75-30/335 Optical beam smoke detectors;
Pr_75_75_30_63 | 75 | 75 | 30 | 63 | Point flame detectors | 90-75-30/340 Point flame detectors;
Pr_75_75_30_64 | 75 | 75 | 30 | 64 | Point heat detectors | 90-75-30/345 Point heat detectors;
Pr_75_75_30_65 | 75 | 75 | 30 | 65 | Point smoke detectors | 90-75-30/350 Point smoke detectors;
Pr_75_75_30_71 | 75 | 75 | 30 | 71 | Remote indicators | 90-75-30-410 Remote indicators;
Pr_75_75_30_94 | 75 | 75 | 30 | 94 | Vibrating pillow pads | 90-75-30/365 Vibrating pillow pads;
Pr_75_75_30_95 | 75 | 75 | 30 | 95 | Vibrating radio pager transmitters | 90-75-30/375 Transmitters for vibrating radio pagers;
Pr_75_75_30_96 | 75 | 75 | 30 | 96 | Vibrating radio pagers | 90-75-30/370 Vibrating radio pagers;
Pr_75_75_30_97 | 75 | 75 | 30 | 97 | Visual alarm signal devices | 90-75-30/415 Visual alarm signal devices;
Pr_75_75_30_98 | 75 | 75 | 30 | 98 | Voice alarm control panels
Pr_75_75_32 | 75 | 75 | 32 |  | Foreign object debris detection equipment
Pr_75_75_32_27 | 75 | 75 | 32 | 27 | Electro-optical FOD detection equipment | 90-65-30-300 Electro-optical FOD detection equipment;
Pr_75_75_32_39 | 75 | 75 | 32 | 39 | Hybrid FOD detection equipment | 90-65-30-310 Hybrid FOD detection equipment;
Pr_75_75_32_70 | 75 | 75 | 32 | 70 | Radar FOD detection equipment | 90-65-30-305 Radar FOD detection equipment;
Pr_75_75_42 | 75 | 75 | 42 |  | Intruder detection and alarm devices and control equipment
Pr_75_75_42_02 | 75 | 75 | 42 | 02 | Acoustic detectors | 90-75-40/315 Acoustic detectors;
Pr_75_75_42_08 | 75 | 75 | 42 | 08 | Beam interruption detectors | 90-75-40/320 Beam interruption detectors;
Pr_75_75_42_11 | 75 | 75 | 42 | 11 | Capacitive proximity detectors | 90-75-40/325 Capacitive proximity detectors;
Pr_75_75_42_16 | 75 | 75 | 42 | 16 | Combined passive infrared and microwave detectors | 90-75-40/330 Combined passive infrared and microwave detectors;
Pr_75_75_42_17 | 75 | 75 | 42 | 17 | Combined passive infrared and ultrasonic detectors | 90-75-40/335 Combined passive infrared and ultrasonic detectors;
Pr_75_75_42_22 | 75 | 75 | 42 | 22 | Deliberately operated intruder alarm devices | 90-75-40/365 Deliberately operated devices;
Pr_75_75_42_24 | 75 | 75 | 42 | 24 | Door beam detectors | 90-65-50/480 Door beam detectors;
Pr_75_75_42_28 | 75 | 75 | 42 | 28 | External intruder alarm sounders | 90-75-40/375 External intruder alarm sounders;
Pr_75_75_42_40 | 75 | 75 | 42 | 40 | Internal electronic intruder alarm sounders | 90-75-40/380 Internal intruder alarm electronic sounders;
Pr_75_75_42_41 | 75 | 75 | 42 | 41 | Intruder alarm panels | 90-75-40/305 Intruder alarm panels;
Pr_75_75_42_42 | 75 | 75 | 42 | 42 | Intruder alarm remote keypads | 90-75-40/310 Remote keypads;
Pr_75_75_42_52 | 75 | 75 | 42 | 52 | Microwave detectors | 90-75-40/340 Microwave detectors;
Pr_75_75_42_60 | 75 | 75 | 42 | 60 | Passive infrared detectors | 90-75-40/345 Passive infrared detectors;
Pr_75_75_42_67 | 75 | 75 | 42 | 67 | Protective switches | 90-75-40/370 Protective switches;
Pr_75_75_42_92 | 75 | 75 | 42 | 92 | Ultrasonic movement detectors | 90-75-40/350 Ultrasonic detectors;
Pr_75_75_42_94 | 75 | 75 | 42 | 94 | Vibrating intruder alarm pagers | 90-75-40/395 Vibrating pagers;
Pr_75_75_42_95 | 75 | 75 | 42 | 95 | Vibration detectors | 90-75-40/355 Vibration detectors;
Pr_75_75_42_96 | 75 | 75 | 42 | 96 | Volumetric capacitive detectors | 90-75-40/360 Volumetric capacitive detectors;
Pr_75_75_47 | 75 | 75 | 47 |  | Lift control products
Pr_75_75_47_41 | 75 | 75 | 47 | 41 | Illuminated landing indicators | 90-80-60/350 Illuminated landing indicators;
Pr_75_75_47_46 | 75 | 75 | 47 | 46 | Landing call stations | 90-80-60/340 Landing call stations;
Pr_75_75_60 | 75 | 75 | 60 |  | Passport control products
Pr_75_75_60_07 | 75 | 75 | 60 | 07 | Biometric facial recognition product | 90-75-60/490 Biometric facial recognition product;
Pr_75_75_60_08 | 75 | 75 | 60 | 08 | Biometric iris recognition product | 90-75-60/495 Biometric iris recognition product;
Pr_75_75_60_60 | 75 | 75 | 60 | 60 | Passport reader | 90-75-60/355 Passport reader;
Pr_75_75_75 | 75 | 75 | 75 |  | Security screening products
Pr_75_75_75_01 | 75 | 75 | 75 | 01 | Advanced cabin baggage x-ray | 90-75-77/330 Advanced cabin baggage x-ray;
Pr_75_75_75_06 | 75 | 75 | 75 | 06 | Back scatter x-ray security scanner | 90-75-77/310 Backscatter x-ray security scanner;
Pr_75_75_75_28 | 75 | 75 | 75 | 28 | Explosive trace detection equipment | 90-75-77/350 Explosive trace detection equipment;
Pr_75_75_75_47 | 75 | 75 | 75 | 47 | Liquid explosive detection equipment | 90-75-77/340 Liquid explosive detection equipment;
Pr_75_75_75_52 | 75 | 75 | 75 | 52 | Millimetre wave security scanner | 90-75-77/305 Millimetre wave security scanner;
Pr_75_75_75_96 | 75 | 75 | 75 | 96 | Walk-through metal detector | 90-75-77/320 Walk-through metal detector;
Pr_75_75_94 | 75 | 75 | 94 |  | Voice alarm and emergency voice communication equipment
Pr_75_75_94_03 | 75 | 75 | 94 | 03 | Ambient noise sensing controllers | 90-70-10/315 Ambient noise sensing controllers;
Pr_75_75_94_11 | 75 | 75 | 94 | 11 | Cabinet voice alarm loudspeakers | 90-70-10/325 Voice alarm loudspeakers;
Pr_75_75_94_15 | 75 | 75 | 94 | 15 | Ceiling mounted voice alarm loudspeakers | 90-70-10/326 Ceiling mounted voice alarm loudspeakers;
Pr_75_75_94_19 | 75 | 75 | 94 | 19 | Column voice alarm loudspeakers | 90-70-10/328 Column voice alarm loudspeakers;
Pr_75_75_94_22 | 75 | 75 | 94 | 22 | Disabled refuge master stations | 90-70-05/370 Disabled refuge master station;
Pr_75_75_94_23 | 75 | 75 | 94 | 23 | Disabled refuge outstations | 90-70-05/340 Disabled refuge outstations;
Pr_75_75_94_27 | 75 | 75 | 94 | 27 | Emergency voice communication radio based equipment | 90-70-05/310 Radio based equipment for emergency voice communication;
Pr_75_75_94_37 | 75 | 75 | 94 | 37 | Horn voice alarm loudspeakers | 90-70-10/329 Horn voice alarm loudspeakers;
Pr_75_75_94_60 | 75 | 75 | 94 | 60 | Paging microphones | 90-70-10/322 Voice alarm paging microphones;
Pr_75_75_94_94 | 75 | 75 | 94 | 94 | Voice alarm controller microphones
Pr_75_75_94_95 | 75 | 75 | 94 | 95 | Voice alarm controllers | 90-70-10/305 Voice alarm controllers;
Pr_75_75_94_96 | 75 | 75 | 94 | 96 | Voice alarm emergency microphones | 90-70-10/320 Emergency microphones;
Pr_75_75_94_97 | 75 | 75 | 94 | 97 | Voice alarm power amplifiers | 90-70-10/310 Voice alarm system power amplifiers;
Pr_75_75_94_98 | 75 | 75 | 94 | 98 | Voice alarm power supply units | 90-70-10/312 Voice alarm power supply units;
Pr_80 | 80 |  |  |  | Services general products
Pr_80_51 | 80 | 51 |  |  | Measuring and metering products
Pr_80_51_30 | 80 | 51 | 30 |  | Flume products
Pr_80_51_30_20 | 80 | 51 | 30 | 20 | Cutthroat flume | 90-65-28/340 Cutthroat flume;
Pr_80_51_30_38 | 80 | 51 | 30 | 38 | HS/H/HL flume | 90-65-28/320 HS/H/HL flume;
Pr_80_51_30_52 | 80 | 51 | 30 | 52 | Montana flume | 90-65-28/350 Montana flume;
Pr_80_51_30_60 | 80 | 51 | 30 | 60 | Palmer bowlus flume | 90-65-28/310 Palmer-bowlus flume;
Pr_80_51_30_61 | 80 | 51 | 30 | 61 | Parshall flume | 90-65-28/300 Parshall flume;
Pr_80_51_30_70 | 80 | 51 | 30 | 70 | RBC flume | 90-65-28/360 RBC flume;
Pr_80_51_30_90 | 80 | 51 | 30 | 90 | Trapezoidal flume | 90-65-28/330 Trapezoidal flume;
Pr_80_51_30_94 | 80 | 51 | 30 | 94 | Venturi flume | 90-65-28/370 Venturi flume;
Pr_80_51_46 | 80 | 51 | 46 |  | Liquid flow meters
Pr_80_51_46_15 | 80 | 51 | 46 | 15 | Coriolis flowmeters | 90-65-47/305 Coriolis flowmeter;
Pr_80_51_46_27 | 80 | 51 | 46 | 27 | Electromagnetic flowmeters | 90-65-47/310 Electromagnetic flowmeter;
Pr_80_51_46_55 | 80 | 51 | 46 | 55 | Multiphase flowmeters | 90-65-47/315 Multiphase flowmeter;
Pr_80_51_46_66 | 80 | 51 | 46 | 66 | Primary flow differential pressure flowmeters | 90-65-47/320 Primary flow differential pressure flowmeter;
Pr_80_51_46_73 | 80 | 51 | 46 | 73 | Rotary piston flowmeters | 90-65-47/350 Rotary piston flowmeter;
Pr_80_51_46_85 | 80 | 51 | 46 | 85 | Swirl flowmeters | 90-65-47/340 Swirl flowmeter;
Pr_80_51_46_88 | 80 | 51 | 46 | 88 | Thermal mass flowmeters | 90-65-47/325 Thermal mass flowmeter;
Pr_80_51_46_92 | 80 | 51 | 46 | 92 | Ultrasonic flowmeters | 90-65-47/345 Ultrasonic flowmeter;
Pr_80_51_46_94 | 80 | 51 | 46 | 94 | Variable area flow meters | 90-65-47/330 Variable area flowmeter;
Pr_80_51_46_95 | 80 | 51 | 46 | 95 | Vortex flow meters | 90-65-47/335 Vortex flowmeter;
Pr_80_51_51 | 80 | 51 | 51 |  | Metering and test products
Pr_80_51_51_02 | 80 | 51 | 51 | 02 | Ammeters
Pr_80_51_51_04 | 80 | 51 | 51 | 04 | Analogue metering equipment | 90-65-55/310 Analogue metering equipment;
Pr_80_51_51_05 | 80 | 51 | 51 | 05 | Anemometers | 90-15-40/311 Anemometers;
Pr_80_51_51_06 | 80 | 51 | 51 | 06 | Audio frequency induction loop field strength meters | 90-65-55/360 Loop field strength meters;
Pr_80_51_51_11 | 80 | 51 | 51 | 11 | Call information logging equipment | 90-70-85-380 Call information logging equipment;
Pr_80_51_51_19 | 80 | 51 | 51 | 19 | Current transformers | 90-65-55/315 Current transformers;
Pr_80_51_51_21 | 80 | 51 | 51 | 21 | Differential pressure flow meters | 90-15-75/310 Flow meters;
Pr_80_51_51_22 | 80 | 51 | 51 | 22 | Digital metering equipment | 90-65-55/320 Digital metering equipment;
Pr_80_51_51_23 | 80 | 51 | 51 | 23 | Digital multifunction metering equipment | 90-65-55/325 Digital multifunction metering equipment;
Pr_80_51_51_26 | 80 | 51 | 51 | 26 | Electromagnetic flow meters | 90-65-55/420 Oil meters;
Pr_80_51_51_28 | 80 | 51 | 51 | 28 | Energy meters | 90-65-55/340 Energy meter;
Pr_80_51_51_32 | 80 | 51 | 51 | 32 | Fuel meters | 90-65-55-410 Fuel meters;
Pr_80_51_51_33 | 80 | 51 | 51 | 33 | Gas meters | 90-65-55-400 Secondary gas meters;
Pr_80_51_51_37 | 80 | 51 | 51 | 37 | Heat meters | 90-65-55/430 Heat meters;
Pr_80_51_51_50 | 80 | 51 | 51 | 50 | Mass flow meters | 90-65-55/420 Oil meters;
Pr_80_51_51_58 | 80 | 51 | 51 | 58 | Oil meters
Pr_80_51_51_62 | 80 | 51 | 51 | 62 | Piezometers | 45-90-90/310 Survey instruments;
Pr_80_51_51_64 | 80 | 51 | 51 | 64 | Portable gas monitors | 90-75-45/330 Portable gas detectors;
Pr_80_51_51_65 | 80 | 51 | 51 | 65 | Portable leak monitors
Pr_80_51_51_66 | 80 | 51 | 51 | 66 | Portable moisture monitors
Pr_80_51_51_67 | 80 | 51 | 51 | 67 | Pressure meters
Pr_80_51_51_92 | 80 | 51 | 51 | 92 | Ultrasonic flow meters | 90-65-55/440 Orifice plate flow meters;
Pr_80_51_51_93 | 80 | 51 | 51 | 93 | Vapour meter | 90-30-50/390 Vapour meters;
Pr_80_51_51_94 | 80 | 51 | 51 | 94 | Variable area flow meters | 90-65-55/450 Spring loaded variable area flow meters;
Pr_80_51_51_95 | 80 | 51 | 51 | 95 | Voltage transformers | 90-50-40/465 Inductive voltage transformers;
Pr_80_51_51_96 | 80 | 51 | 51 | 96 | Vortex flow meters | 90-65-55/460 Vortex flow meters;
Pr_80_51_51_97 | 80 | 51 | 51 | 97 | Water meters | 90-65-55/470 Water meters;
Pr_80_51_51_98 | 80 | 51 | 51 | 98 | Wattmeters
Pr_80_51_70 | 80 | 51 | 70 |  | Rail and road measuring products
Pr_80_51_70_64 | 80 | 51 | 70 | 64 | Platform gauges
Pr_80_51_70_89 | 80 | 51 | 70 | 89 | Track gauges
Pr_80_51_70_90 | 80 | 51 | 70 | 90 | Tunnel gauges
Pr_80_51_85 | 80 | 51 | 85 |  | Structural instrumentation and monitoring products
Pr_80_51_85_01 | 80 | 51 | 85 | 01 | Accelerometers
Pr_80_51_85_18 | 80 | 51 | 85 | 18 | Crack gauge | 90-65-84/345 Crack gauge;
Pr_80_51_85_21 | 80 | 51 | 85 | 21 | Data logger | 90-65-84/365 Data logger;
Pr_80_51_85_27 | 80 | 51 | 85 | 27 | Electrolevel sensor and microelectromechanical units | 90-65-84/330 Electrolevel sensor and microelectromechanical systems;
Pr_80_51_85_28 | 80 | 51 | 85 | 28 | Extensometer | 90-65-84/355 Extensometer;
Pr_80_51_85_41 | 80 | 51 | 85 | 41 | Inclinometer | 90-65-84/350 Inclinometer;
Pr_80_51_85_45 | 80 | 51 | 85 | 45 | Linear movement detectors
Pr_80_51_85_46 | 80 | 51 | 85 | 46 | Liquid level gauge | 90-65-84/325 Liquid level gauge;
Pr_80_51_85_47 | 80 | 51 | 85 | 47 | Load cell | 90-65-84/320 Load cell;
Pr_80_51_85_48 | 80 | 51 | 85 | 48 | Logger box and readout box | 90-65-84/360 Logger box and readout box;
Pr_80_51_85_66 | 80 | 51 | 85 | 66 | Precise level | 90-65-84/305 Precise level;
Pr_80_51_85_84 | 80 | 51 | 85 | 84 | Strain gauge | 90-65-84/315 Strain gauge;
Pr_80_51_85_87 | 80 | 51 | 85 | 87 | Tape extensometer | 90-65-84/310 Tape extensometer;
Pr_80_51_85_88 | 80 | 51 | 85 | 88 | Tilt meters | 90-65-84/335 Tilt meter;
Pr_80_51_85_90 | 80 | 51 | 85 | 90 | Total station | 90-65-84/300 Total station;
Pr_80_51_96 | 80 | 51 | 96 |  | Weighbridge products
Pr_80_51_96_00 | 80 | 51 | 96 | 00 | Above ground weighbridge | 90-65-95/305 Above ground weighbridge;
Pr_80_51_96_32 | 80 | 51 | 96 | 32 | Fully inground weighbridge | 90-65-95/315 Fully inground weighbridge;
Pr_80_51_96_55 | 80 | 51 | 96 | 55 | Multiple deck weighbridge | 90-65-95/325 Multiple deck weighbridge;
Pr_80_51_96_71 | 80 | 51 | 96 | 71 | Relocatable weighbridge | 90-65-95/320 Relocatable weighbridge;
Pr_80_51_96_77 | 80 | 51 | 96 | 77 | Semi-pit weighbridge | 90-65-95/310 Semi-pit weighbridge;
Pr_80_51_96_96 | 80 | 51 | 96 | 96 | Wheel weigh pads | 90-65-95/330 Wheel weigh pads;
Pr_80_77 | 80 | 77 |  |  | Services support and containment products
Pr_80_77_23 | 80 | 77 | 23 |  | Dock shelters
Pr_80_77_23_30 | 80 | 77 | 23 | 30 | Flap dock shelters | 45-25-28/442 Dock shelters;
Pr_80_77_23_31 | 80 | 77 | 23 | 31 | Foam pad (cushion) dock seals | 45-25-28/442 Dock shelters;
Pr_80_77_23_42 | 80 | 77 | 23 | 42 | Inflatable dock shelters
Pr_80_77_23_70 | 80 | 77 | 23 | 70 | Retractable dock shelters | 45-25-28/442 Dock shelters;
Pr_80_77_23_71 | 80 | 77 | 23 | 71 | Rigid dock shelters | 45-25-28/442 Dock shelters;
Pr_80_77_23_72 | 80 | 77 | 23 | 72 | Rigid dock shelters with inflatable seals | 45-25-28/442 Dock shelters;
Pr_80_77_27 | 80 | 77 | 27 |  | Equipment boards, racks and supports
Pr_80_77_27_04 | 80 | 77 | 27 | 04 | Audio-visual equipment racks | 90-70-25/340 Audio visual equipment racks;
Pr_80_77_27_07 | 80 | 77 | 27 | 07 | Ballasted mounting frame for solar modules | 90-90-60-320 Ballasted mounting frame for solar modules;
Pr_80_77_27_08 | 80 | 77 | 27 | 08 | Battery shelving racks | 90-90-60/310 Battery shelving racks;
Pr_80_77_27_31 | 80 | 77 | 27 | 31 | Free standing mounting frame for solar modules | 90-90-60-330 Free standing mounting frame for solar modules;
Pr_80_77_27_33 | 80 | 77 | 27 | 33 | Gauge mounting boards | 90-10-60/385 Gauge mounting boards;
Pr_80_77_27_51 | 80 | 77 | 27 | 51 | Metal cladding solar module clamps | 90-90-60-340 Metal cladding solar module clamps;
Pr_80_77_27_54 | 80 | 77 | 27 | 54 | Multi-service transit seals
Pr_80_77_27_72 | 80 | 77 | 27 | 72 | Roof anchors for solar modules | 90-90-60-360 Roof anchors for solar modules;
Pr_80_77_27_73 | 80 | 77 | 27 | 73 | Roof equipment supports | 90-90-60/380 Roof equipment support systems;
Pr_80_77_27_78 | 80 | 77 | 27 | 78 | Services supports | 90-90-60-390 Services supports;
Pr_80_77_27_80 | 80 | 77 | 27 | 80 | Solar module support rails | 90-90-60/350 Solar module support rails;
Pr_80_77_27_91 | 80 | 77 | 27 | 91 | Turbine support structures | 90-90-60/370 Turbine support structures;
Pr_80_77_28 | 80 | 77 | 28 |  | Equipment enclosures, cabinets, boxes and housings
Pr_80_77_28_06 | 80 | 77 | 28 | 06 | Balanced twisted-pair cabling patch panels | 90-70-25/320 Balanced twisted-pair cabling patch panels;
Pr_80_77_28_10 | 80 | 77 | 28 | 10 | Camera brackets | 90-75-10/400 Camera brackets;
Pr_80_77_28_11 | 80 | 77 | 28 | 11 | Camera housings
Pr_80_77_28_13 | 80 | 77 | 28 | 13 | Central battery enclosures | 90-60-05-350 Separate central battery enclosures;
Pr_80_77_28_16 | 80 | 77 | 28 | 16 | Control circuit device enclosures
Pr_80_77_28_21 | 80 | 77 | 28 | 21 | Data equipment cabinets | 90-70-25-310 Data equipment cabinets;
Pr_80_77_28_24 | 80 | 77 | 28 | 24 | Dry riser landing boxes | 90-35-95/350 Landing valves and boxes for dry risers;
Pr_80_77_28_26 | 80 | 77 | 28 | 26 | Fibre joint enclosure
Pr_80_77_28_27 | 80 | 77 | 28 | 27 | Fibre optic patch panels | 90-70-25/325 Fibre optic patch panels;
Pr_80_77_28_28 | 80 | 77 | 28 | 28 | Fire equipment cabinets | 45-35-28/420 Fire equipment cabinets, surface mounted;
Pr_80_77_28_29 | 80 | 77 | 28 | 29 | Fire extinguisher cabinets | 45-35-28/410 Fire equipment cabinets, built in;
Pr_80_77_28_30 | 80 | 77 | 28 | 30 | Fire hose cabinets
Pr_80_77_28_33 | 80 | 77 | 28 | 33 | Generator enclosures | 90-50-35/370 Generator enclosures;
Pr_80_77_28_46 | 80 | 77 | 28 | 46 | Large fire hydrant surface boxes | 90-35-95/395 Surface boxes;
Pr_80_77_28_47 | 80 | 77 | 28 | 47 | Loudspeaker protective cages | 90-70-10/440 Loudspeaker protective cages;
Pr_80_77_28_48 | 80 | 77 | 28 | 48 | Loudspeaker rear protective enclosures | 90-70-10/445 Loudspeaker rear protective enclosures;
Pr_80_77_28_49 | 80 | 77 | 28 | 49 | Low voltage switchgear enclosures | 90-50-45/394 Enclosures;
Pr_80_77_28_52 | 80 | 77 | 28 | 52 | Meter cabinets
Pr_80_77_28_60 | 80 | 77 | 28 | 60 | Padlock and key cabinets | 90-75-75/320 Padlock and key cabinets;
Pr_80_77_28_65 | 80 | 77 | 28 | 65 | Power factor correction equipment enclosures
Pr_80_77_28_70 | 80 | 77 | 28 | 70 | Rack cabinets
Pr_80_77_28_84 | 80 | 77 | 28 | 84 | Surveillance camera brackets
Pr_80_77_28_85 | 80 | 77 | 28 | 85 | Surveillance camera housings | 90-75-10/420 External camera housings;
Pr_80_77_28_86 | 80 | 77 | 28 | 86 | Telephone enclosures | 45-35-35/410 Telephone enclosures;
Pr_80_77_28_88 | 80 | 77 | 28 | 88 | Terminal air filter housings | 90-45-10/460 Terminal filter housings;
Pr_80_77_28_94 | 80 | 77 | 28 | 94 | Valve boxes
Pr_80_77_28_95 | 80 | 77 | 28 | 95 | Video recorder cabinets | 90-70-25/330 Video recorder cabinets;
Pr_80_77_28_96 | 80 | 77 | 28 | 96 | Water fire extinguishing inlet boxes | 90-35-95/345 Inlet breechings and boxes;
Pr_80_77_28_97 | 80 | 77 | 28 | 97 | Water fire extinguishing surface boxes | 90-35-95/395 Surface boxes;
Pr_80_77_28_98 | 80 | 77 | 28 | 98 | Weatherproof equipment enclosures | 90-15-40/491 Weatherproof equipment enclosures;
Pr_80_77_46 | 80 | 77 | 46 |  | Lift enclosures, access and supports
Pr_80_77_46_32 | 80 | 77 | 46 | 32 | Free standing self-supporting lift shafts | 90-80-60/330 Free standing self supporting shaft;
Pr_80_77_46_46 | 80 | 77 | 46 | 46 | Lift cars | 90-80-60/310 Lift cars;
Pr_80_77_48 | 80 | 77 | 48 |  | Lighting columns, brackets and bollards
Pr_80_77_48_01 | 80 | 77 | 48 | 01 | Aluminium column luminaire brackets | 90-60-45-350 Aluminium column luminaire brackets;
Pr_80_77_48_02 | 80 | 77 | 48 | 02 | Aluminium lighting bollards | 90-60-45/330 Aluminium lighting pedestals;
Pr_80_77_48_03 | 80 | 77 | 48 | 03 | Aluminium lighting columns | 90-60-45/310 Aluminium lighting columns;
Pr_80_77_48_04 | 80 | 77 | 48 | 04 | Aluminium luminaire brackets | 90-60-45/370 Aluminium luminaire brackets;
Pr_80_77_48_15 | 80 | 77 | 48 | 15 | Concrete lighting bollards
Pr_80_77_48_16 | 80 | 77 | 48 | 16 | Concrete lighting columns | 90-60-45/324 Concrete lighting column;
Pr_80_77_48_23 | 80 | 77 | 48 | 23 | Double lighting columns
Pr_80_77_48_55 | 80 | 77 | 48 | 55 | Multiple light columns
Pr_80_77_48_63 | 80 | 77 | 48 | 63 | Plastics lighting bollards
Pr_80_77_48_64 | 80 | 77 | 48 | 64 | Plastics lighting columns | 90-60-45/322 Plastics lighting column;
Pr_80_77_48_78 | 80 | 77 | 48 | 78 | Steel column luminaire brackets | 90-60-45/360 Steel column luminaire brackets;
Pr_80_77_48_79 | 80 | 77 | 48 | 79 | Steel lighting bollards | 90-60-45/340 Steel lighting pedestals;
Pr_80_77_48_80 | 80 | 77 | 48 | 80 | Steel lighting columns | 90-60-45/320 Steel lighting columns;
Pr_80_77_48_81 | 80 | 77 | 48 | 81 | Steel luminaire brackets | 90-60-45/380 Steel luminaire brackets;
Pr_80_77_76 | 80 | 77 | 76 |  | Services insulation and protection products
Pr_80_77_76_03 | 80 | 77 | 76 | 03 | Aluminium sheet insulation casing
Pr_80_77_76_11 | 80 | 77 | 76 | 11 | Calcium silicate preformed section and slab insulation | 90-90-40/310 Calcium silicate insulation preformed sections and slabs;
Pr_80_77_76_12 | 80 | 77 | 76 | 12 | Canvas insulation protection | 90-90-40/390 Protection;
Pr_80_77_76_13 | 80 | 77 | 76 | 13 | Carbon steel sheet insulation casing | 90-90-40/390 Protection;
Pr_80_77_76_25 | 80 | 77 | 76 | 25 | Ethylene propylene diene monomer (EPDM) rubber insulation
Pr_80_77_76_34 | 80 | 77 | 76 | 34 | Glass wool cloth insulation protection | 90-90-40/390 Protection;
Pr_80_77_76_47 | 80 | 77 | 76 | 47 | Loadbearing pipeline support insulation | 90-90-40/485 Insulation at loadbearing pipeline supports;
Pr_80_77_76_52 | 80 | 77 | 76 | 52 | Mineral wool duct metal mesh faced mattress insulation | 90-90-40/320 Metal mesh faced mineral wool mattresses;
Pr_80_77_76_53 | 80 | 77 | 76 | 53 | Mineral wool duct slab insulation | 90-90-40/340 Mineral wool slabs insulation;
Pr_80_77_76_54 | 80 | 77 | 76 | 54 | Mineral wool pipe section insulation | 90-90-40/330 Mineral wool pipe section insulation;
Pr_80_77_76_58 | 80 | 77 | 76 | 58 | Nitrile rubber insulation | 90-90-40/350 Nitrile rubber insulation;
Pr_80_77_76_62 | 80 | 77 | 76 | 62 | Phenolic foam insulation | 90-90-40/360 Phenolic foam insulation;
Pr_80_77_76_64 | 80 | 77 | 76 | 64 | Polyisobutylene insulation protection | 90-90-40/390 Protection;
Pr_80_77_76_76 | 80 | 77 | 76 | 76 | Self-adhesive insulation casing | 90-90-40/390 Protection;
Pr_80_77_76_85 | 80 | 77 | 76 | 85 | Stainless steel sheet insulation casing | 90-90-40/390 Protection;
Pr_80_77_76_92 | 80 | 77 | 76 | 92 | Unplasticized polyvinylchloride (PVC-U) sheet insulation casing | 90-90-40/390 Protection;
Pr_80_77_76_94 | 80 | 77 | 76 | 94 | Valve and flange insulation | 90-90-40/480 Insulation for valves and flanges;
Pr_80_77_76_95 | 80 | 77 | 76 | 95 | Valve and flange insulation casing | 90-90-40/390 Protection;
Pr_80_77_94 | 80 | 77 | 94 |  | Vibration isolation products
Pr_80_77_94_15 | 80 | 77 | 94 | 15 | Compression isolators | 90-90-95/320 Compression isolators;
Pr_80_77_94_30 | 80 | 77 | 94 | 30 | Flexible vibration isolation hoses | 90-90-95/380 Flexible hoses;
Pr_80_77_94_40 | 80 | 77 | 94 | 40 | Inertia bases | 90-90-95/360 Inertia bases;
Pr_80_77_94_42 | 80 | 77 | 94 | 42 | Isolation hangers | 90-90-95/370 Isolation hangers;
Pr_80_77_94_50 | 80 | 77 | 94 | 50 | Mat mountings | 90-90-95/340 Mat mountings;
Pr_80_77_94_60 | 80 | 77 | 94 | 60 | Pad mountings | 90-90-95/350 Pad mountings;
Pr_80_77_94_74 | 80 | 77 | 94 | 74 | Rubber bellows | 90-90-95/390 Rubber bellows;
Pr_80_77_94_84 | 80 | 77 | 94 | 84 | Spring isolators | 90-90-95/330 Spring isolators;
Pr_85 | 85 |  |  |  | Process engineering products
Pr_85_51 | 85 | 51 |  |  | Milling products
Pr_85_51_34 | 85 | 51 | 34 |  | Grain milling products
Pr_85_51_34_51 | 85 | 51 | 34 | 51 | Millstones
Pr_85_51_51 | 85 | 51 | 51 |  | Mineral milling products
Pr_85_51_87 | 85 | 51 | 87 |  | Textile milling products
Pr_85_51_88 | 85 | 51 | 88 |  | Timber milling products
Pr_85_73 | 85 | 73 |  |  | Robotic products
Pr_90 | 90 |  |  |  | Soft facility management products