## Version Control
CONTENTS AMENDMENT SHEET
Amend. No | Revision No | Amendments | Initials | Date
0 | 0 | Tender Issue | SOS | 2020-10-21
1 | 1 | Replaced "UPVC coated" in Series 1200 - Items 15 to 26 with "to BS 1461 with a 25 year life | SOS | 2020-12-04

## Guidance
Guidance
Worksheet reference | S.No | Description
General | 1 | Supplier to complete required information in the following tabs:
Schedule C
Fee
| 2 | Supplier to complete and submit this schedule (any any supporting information as required) in accordance with the requirements set out in the Instructions for Tenderers.
| 3 | Tenderers should build up from first principle individual rates and lump sums using the detailed resource schedule Lump Sum Resource Schedule - table 9.6 and Schedule of Rate Resource Schedule - table 9.7 or their estimating software. Where estimating software is used it must follow the requirements and include the same level of detail as identified in Table 9.6 and Table 9.7. The lump sums / rates from the Resource Schedules should be used to price Schedule A, Schedule B and Schedule C. The lump sums / rates entered in the Schedules A, Schedule B and Schedule C must factually correspond with the respective buildup in Tables 9.6 and 9.7.
Schedule C | 1 | Complete cells in this colour (colour as in Cell D10 of this worksheet) and unlocked cells only, please do not leave any cells blank, enter a value or 0 (Zero) or information as applicable.
| 2 | Please do not attempt to type in the locked cells.
| 3 | Please do not attempt to unlock the worksheet or workbook.
| 4 | For all items please complete the output column with the quantity relevant to the unit of measure in column D. e.g. 2,000 m2 ( unit in column D) per shift, or 10 no ( unit in column D) per hour, 50 m3 per hour.
| 5 | The full form of the abbreviations used in column D are as below: no = number, m = linear metre, km = kilometre, m2 = metres square, m3 = metres cube, hr = hour, t = tonne.
Fee | 1 | Enter a percentage in relevant cells as applicable (The fee percentages are to cover for all costs for which there are no cost components in the schedule of cost components).
| 2 | For non-relevant cells please enter 0 (Zero).
| 3 | Complete cells in this colour only ( as in Cell D18 of this worksheet), please do not leave any cells blank, enter a value or 0 (Zero).
| 4 | Please do not attempt to type in the locked cells.
| 5 | Please do not attempt to unlock the worksheet or workbook.

## Schedule C
Maintenance and Response Contract
Price List Schedule C
MCHW Series | Item. No | Description | Unit | Rate | Output (Unit per shift/hour) | Working Hours (Mon-Fri 07:00-19:00) (May-October) Unit Rate Breakdown (to 2 decimal places) | [8 empty] | Extra Over |  |  | Extra Over |  |  | Extra Over
[6 empty] | People | People | People | Equipment £ | Plant & Materials |  | Charges £ | Credit £ | Fee £ | Night Working (Mon-Fri 19:00-07:00) £ | Fee £ | Sub-total £ | Weekend Working (07:00 Sat-07:00Mon) £ | Fee £ | Sub-total £ | Seasonal Adjustment (Nov-April) £ | Fee £ | Sub-total £
[6 empty] | Staff (Office) £ | Staff (Site) £ | Labour £ |  | Plant £ | Materials £
100 |  | PRELIMINARIES (Scope Paragraphs 18.15.1 to 18.15.5)
Establishment, Removal and Maintenance of Lane Closures
Motorways excluding All Lane Running type;
Establishment and removal of lane closures; hard shoulder closure only;
| 1 | Length not exceeding 250 metres. | no | Enter value from column G to column N | [9 empty] | 0 |  | 0 | 0 |  | 0 | 0 |  | 0 | 0
| 2 | Length exceeding 250 metres but not exceeding 500 metres. | no | Enter value from column G to column N | [9 empty] | 0 |  | 0 | 0 |  | 0 | 0 |  | 0 | 0
| 3 | Length exceeding 500 metres but not exceeding 750 metres. | no | Enter value from column G to column N | [9 empty] | 0 |  | 0 | 0 |  | 0 | 0 |  | 0 | 0
| 4 | Length exceeding 750 metres but not exceeding 1000 metres. | no | Enter value from column G to column N | [9 empty] | 0 |  | 0 | 0 |  | 0 | 0 |  | 0 | 0
| 5 | Length exceeding 1000 metres but not exceeding 2500 metres. | no | Enter value from column G to column N | [9 empty] | 0 |  | 0 | 0 |  | 0 | 0 |  | 0 | 0
| 6 | Length exceeding 2500 metres but not exceeding 5000 metres. | no | Enter value from column G to column N | [9 empty] | 0 |  | 0 | 0 |  | 0 | 0 |  | 0 | 0
Establishment and removal of lane closures; combined hard shoulder and lane 1 closure;
| 7 | Length not exceeding 250 metres. | no | Enter value from column G to column N | [9 empty] | 0 |  | 0 | 0 |  | 0 | 0 |  | 0 | 0
| 8 | Length exceeding 250 metres but not exceeding 500 metres. | no | Enter value from column G to column N | [9 empty] | 0 |  | 0 | 0 |  | 0 | 0 |  | 0 | 0
| 9 | Length exceeding 500 metres but not exceeding 750 metres. | no | Enter value from column G to column N | [9 empty] | 0 |  | 0 | 0 |  | 0 | 0 |  | 0 | 0
| 10 | Length exceeding 750 metres but not exceeding 1000 metres. | no | Enter value from column G to column N | [9 empty] | 0 |  | 0 | 0 |  | 0 | 0 |  | 0 | 0
| 11 | Length exceeding 1000 metres but not exceeding 2500 metres. | no | Enter value from column G to column N | [9 empty] | 0 |  | 0 | 0 |  | 0 | 0 |  | 0 | 0
| 12 | Length exceeding 2500 metres but not exceeding 5000 metres. | no | Enter value from column G to column N | [9 empty] | 0 |  | 0 | 0 |  | 0 | 0 |  | 0 | 0
Establishment and removal of lane closures; combined lane 2 and 3 closure;
| 13 | Length not exceeding 250 metres. | no | Enter value from column G to column N | [9 empty] | 0 |  | 0 | 0 |  | 0 | 0 |  | 0 | 0
| 14 | Length exceeding 250 metres but not exceeding 500 metres. | no | Enter value from column G to column N | [9 empty] | 0 |  | 0 | 0 |  | 0 | 0 |  | 0 | 0
| 15 | Length exceeding 500 metres but not exceeding 750 metres. | no | Enter value from column G to column N | [9 empty] | 0 |  | 0 | 0 |  | 0 | 0 |  | 0 | 0
| 16 | Length exceeding 750 metres but not exceeding 1000 metres. | no | Enter value from column G to column N | [9 empty] | 0 |  | 0 | 0 |  | 0 | 0 |  | 0 | 0
| 17 | Length exceeding 1000 metres but not exceeding 2500 metres. | no | Enter value from column G to column N | [9 empty] | 0 |  | 0 | 0 |  | 0 | 0 |  | 0 | 0
| 18 | Length exceeding 2500 metres but not exceeding 5000 metres. | no | Enter value from column G to column N | [9 empty] | 0 |  | 0 | 0 |  | 0 | 0 |  | 0 | 0
Establishment and removal of lane closures; lane 3 closure only;
| 19 | Length not exceeding 250 metres. | no | Enter value from column G to column N | [9 empty] | 0 |  | 0 | 0 |  | 0 | 0 |  | 0 | 0
| 20 | Length exceeding 250 metres but not exceeding 500 metres. | no | Enter value from column G to column N | [9 empty] | 0 |  | 0 | 0 |  | 0 | 0 |  | 0 | 0
| 21 | Length exceeding 500 metres but not exceeding 750 metres. | no | Enter value from column G to column N | [9 empty] | 0 |  | 0 | 0 |  | 0 | 0 |  | 0 | 0
| 22 | Length exceeding 750 metres but not exceeding 1000 metres. | no | Enter value from column G to column N | [9 empty] | 0 |  | 0 | 0 |  | 0 | 0 |  | 0 | 0
| 23 | Length exceeding 1000 metres but not exceeding 2500 metres. | no | Enter value from column G to column N | [9 empty] | 0 |  | 0 | 0 |  | 0 | 0 |  | 0 | 0
| 24 | Length exceeding 2500 metres but not exceeding 5000 metres. | no | Enter value from column G to column N | [9 empty] | 0 |  | 0 | 0 |  | 0 | 0 |  | 0 | 0
Establishment and removal of lane closures; combined hard shoulder, lane 1, 2 and 3 closure;
| 25 | Length not exceeding 250 metres. | no | Enter value from column G to column N | [9 empty] | 0 |  | 0 | 0 |  | 0 | 0 |  | 0 | 0
| 26 | Length exceeding 250 metres but not exceeding 500 metres. | no | Enter value from column G to column N | [9 empty] | 0 |  | 0 | 0 |  | 0 | 0 |  | 0 | 0
| 27 | Length exceeding 500 metres but not exceeding 750 metres. | no | Enter value from column G to column N | [9 empty] | 0 |  | 0 | 0 |  | 0 | 0 |  | 0 | 0
| 28 | Length exceeding 750 metres but not exceeding 1000 metres. | no | Enter value from column G to column N | [9 empty] | 0 |  | 0 | 0 |  | 0 | 0 |  | 0 | 0
| 29 | Length exceeding 1000 metres but not exceeding 2500 metres. | no | Enter value from column G to column N | [9 empty] | 0 |  | 0 | 0 |  | 0 | 0 |  | 0 | 0
| 30 | Length exceeding 2500 metres but not exceeding 5000 metres. | no | Enter value from column G to column N | [9 empty] | 0 |  | 0 | 0 |  | 0 | 0 |  | 0 | 0
Establishment and removal of lane closures; combined lane 2, 3 and 4 closure;
| 31 | Length not exceeding 250 metres. | no | Enter value from column G to column N | [9 empty] | 0 |  | 0 | 0 |  | 0 | 0 |  | 0 | 0
| 32 | Length exceeding 250 metres but not exceeding 500 metres. | no | Enter value from column G to column N | [9 empty] | 0 |  | 0 | 0 |  | 0 | 0 |  | 0 | 0
| 33 | Length exceeding 500 metres but not exceeding 750 metres. | no | Enter value from column G to column N | [9 empty] | 0 |  | 0 | 0 |  | 0 | 0 |  | 0 | 0
| 34 | Length exceeding 750 metres but not exceeding 1000 metres. | no | Enter value from column G to column N | [9 empty] | 0 |  | 0 | 0 |  | 0 | 0 |  | 0 | 0
| 35 | Length exceeding 1000 metres but not exceeding 2500 metres. | no | Enter value from column G to column N | [9 empty] | 0 |  | 0 | 0 |  | 0 | 0 |  | 0 | 0
| 36 | Length exceeding 2500 metres but not exceeding 5000 metres. | no | Enter value from column G to column N | [9 empty] | 0 |  | 0 | 0 |  | 0 | 0 |  | 0 | 0
Establishment and removal of lane closures; combined lane 3 and 4 closure;
| 37 | Length not exceeding 250 metres. | no | Enter value from column G to column N | [9 empty] | 0 |  | 0 | 0 |  | 0 | 0 |  | 0 | 0
| 38 | Length exceeding 250 metres but not exceeding 500 metres. | no | Enter value from column G to column N | [9 empty] | 0 |  | 0 | 0 |  | 0 | 0 |  | 0 | 0
| 39 | Length exceeding 500 metres but not exceeding 750 metres. | no | Enter value from column G to column N | [9 empty] | 0 |  | 0 | 0 |  | 0 | 0 |  | 0 | 0
| 40 | Length exceeding 750 metres but not exceeding 1000 metres. | no | Enter value from column G to column N | [9 empty] | 0 |  | 0 | 0 |  | 0 | 0 |  | 0 | 0
| 41 | Length exceeding 1000 metres but not exceeding 2500 metres. | no | Enter value from column G to column N | [9 empty] | 0 |  | 0 | 0 |  | 0 | 0 |  | 0 | 0
| 42 | Length exceeding 2500 metres but not exceeding 5000 metres. | no | Enter value from column G to column N | [9 empty] | 0 |  | 0 | 0 |  | 0 | 0 |  | 0 | 0
Establishment and removal of lane closures; lane 4 closure only;
| 43 | Length not exceeding 250 metres. | no | Enter value from column G to column N | [9 empty] | 0 |  | 0 | 0 |  | 0 | 0 |  | 0 | 0
| 44 | Length exceeding 250 metres but not exceeding 500 metres. | no | Enter value from column G to column N | [9 empty] | 0 |  | 0 | 0 |  | 0 | 0 |  | 0 | 0
| 45 | Length exceeding 500 metres but not exceeding 750 metres. | no | Enter value from column G to column N | [9 empty] | 0 |  | 0 | 0 |  | 0 | 0 |  | 0 | 0
| 46 | Length exceeding 750 metres but not exceeding 1000 metres. | no | Enter value from column G to column N | [9 empty] | 0 |  | 0 | 0 |  | 0 | 0 |  | 0 | 0
| 47 | Length exceeding 1000 metres but not exceeding 2500 metres. | no | Enter value from column G to column N | [9 empty] | 0 |  | 0 | 0 |  | 0 | 0 |  | 0 | 0
| 48 | Length exceeding 2500 metres but not exceeding 5000 metres. | no | Enter value from column G to column N | [9 empty] | 0 |  | 0 | 0 |  | 0 | 0 |  | 0 | 0
Establishment and removal of lane closures; lane 1 closure only;
| 49 | Length not exceeding 250 metres. | no | Enter value from column G to column N | [9 empty] | 0 |  | 0 | 0 |  | 0 | 0 |  | 0 | 0
| 50 | Length exceeding 250 metres but not exceeding 500 metres. | no | Enter value from column G to column N | [9 empty] | 0 |  | 0 | 0 |  | 0 | 0 |  | 0 | 0
| 51 | Length exceeding 500 metres but not exceeding 750 metres. | no | Enter value from column G to column N | [9 empty] | 0 |  | 0 | 0 |  | 0 | 0 |  | 0 | 0
| 52 | Length exceeding 750 metres but not exceeding 1000 metres. | no | Enter value from column G to column N | [9 empty] | 0 |  | 0 | 0 |  | 0 | 0 |  | 0 | 0
| 53 | Length exceeding 1000 metres but not exceeding 2500 metres. | no | Enter value from column G to column N | [9 empty] | 0 |  | 0 | 0 |  | 0 | 0 |  | 0 | 0
| 54 | Length exceeding 2500 metres but not exceeding 5000 metres. | no | Enter value from column G to column N | [9 empty] | 0 |  | 0 | 0 |  | 0 | 0 |  | 0 | 0
Establishment and removal of lane closures; lane 2 closure only;
| 55 | Length not exceeding 250 metres. | no | Enter value from column G to column N | [9 empty] | 0 |  | 0 | 0 |  | 0 | 0 |  | 0 | 0
| 56 | Length exceeding 250 metres but not exceeding 500 metres. | no | Enter value from column G to column N | [9 empty] | 0 |  | 0 | 0 |  | 0 | 0 |  | 0 | 0
| 57 | Length exceeding 500 metres but not exceeding 750 metres. | no | Enter value from column G to column N | [9 empty] | 0 |  | 0 | 0 |  | 0 | 0 |  | 0 | 0
| 58 | Length exceeding 750 metres but not exceeding 1000 metres. | no | Enter value from column G to column N | [9 empty] | 0 |  | 0 | 0 |  | 0 | 0 |  | 0 | 0
| 59 | Length exceeding 1000 metres but not exceeding 2500 metres. | no | Enter value from column G to column N | [9 empty] | 0 |  | 0 | 0 |  | 0 | 0 |  | 0 | 0
| 60 | Length exceeding 2500 metres but not exceeding 5000 metres. | no | Enter value from column G to column N | [9 empty] | 0 |  | 0 | 0 |  | 0 | 0 |  | 0 | 0
Establishment and removal of lane closures; combined hard shoulder, lane 1 and 2 closure;
| 61 | Length not exceeding 250 metres. | no | Enter value from column G to column N | [9 empty] | 0 |  | 0 | 0 |  | 0 | 0 |  | 0 | 0
| 62 | Length exceeding 250 metres but not exceeding 500 metres. | no | Enter value from column G to column N | [9 empty] | 0 |  | 0 | 0 |  | 0 | 0 |  | 0 | 0
| 63 | Length exceeding 500 metres but not exceeding 750 metres. | no | Enter value from column G to column N | [9 empty] | 0 |  | 0 | 0 |  | 0 | 0 |  | 0 | 0
| 64 | Length exceeding 750 metres but not exceeding 1000 metres. | no | Enter value from column G to column N | [9 empty] | 0 |  | 0 | 0 |  | 0 | 0 |  | 0 | 0
| 65 | Length exceeding 1000 metres but not exceeding 2500 metres. | no | Enter value from column G to column N | [9 empty] | 0 |  | 0 | 0 |  | 0 | 0 |  | 0 | 0
| 66 | Length exceeding 2500 metres but not exceeding 5000 metres. | no | Enter value from column G to column N | [9 empty] | 0 |  | 0 | 0 |  | 0 | 0 |  | 0 | 0
Maintenance of lane closures; hard shoulder closure only;
| 67 | Length not exceeding 250 metres. | hr | Enter value from column G to column N | [9 empty] | 0 |  | 0 | 0 |  | 0 | 0 |  | 0 | 0
| 68 | Length exceeding 250 metres but not exceeding 500 metres. | hr | Enter value from column G to column N | [9 empty] | 0 |  | 0 | 0 |  | 0 | 0 |  | 0 | 0
| 69 | Length exceeding 500 metres but not exceeding 750 metres. | hr | Enter value from column G to column N | [9 empty] | 0 |  | 0 | 0 |  | 0 | 0 |  | 0 | 0
| 70 | Length exceeding 750 metres but not exceeding 1000 metres. | hr | Enter value from column G to column N | [9 empty] | 0 |  | 0 | 0 |  | 0 | 0 |  | 0 | 0
| 71 | Length exceeding 1000 metres but not exceeding 2500 metres. | hr | Enter value from column G to column N | [9 empty] | 0 |  | 0 | 0 |  | 0 | 0 |  | 0 | 0
| 72 | Length exceeding 2500 metres but not exceeding 5000 metres. | hr | Enter value from column G to column N | [9 empty] | 0 |  | 0 | 0 |  | 0 | 0 |  | 0 | 0
| 73 | Length not exceeding 250 metres. | day | Enter value from column G to column N | [9 empty] | 0 |  | 0 | 0 |  | 0 | 0 |  | 0 | 0
| 74 | Length exceeding 250 metres but not exceeding 500 metres. | day | Enter value from column G to column N | [9 empty] | 0 |  | 0 | 0 |  | 0 | 0 |  | 0 | 0
| 75 | Length exceeding 500 metres but not exceeding 750 metres. | day | Enter value from column G to column N | [9 empty] | 0 |  | 0 | 0 |  | 0 | 0 |  | 0 | 0
| 76 | Length exceeding 750 metres but not exceeding 1000 metres. | day | Enter value from column G to column N | [9 empty] | 0 |  | 0 | 0 |  | 0 | 0 |  | 0 | 0
| 77 | Length exceeding 1000 metres but not exceeding 2500 metres. | day | Enter value from column G to column N | [9 empty] | 0 |  | 0 | 0 |  | 0 | 0 |  | 0 | 0
| 78 | Length exceeding 2500 metres but not exceeding 5000 metres. | day | Enter value from column G to column N | [9 empty] | 0 |  | 0 | 0 |  | 0 | 0 |  | 0 | 0
Maintenance of lane closures; combined hard shoulder and lane 1 closure;
| 79 | Length not exceeding 250 metres. | hr | Enter value from column G to column N | [9 empty] | 0 |  | 0 | 0 |  | 0 | 0 |  | 0 | 0
| 80 | Length exceeding 250 metres but not exceeding 500 metres. | hr | Enter value from column G to column N | [9 empty] | 0 |  | 0 | 0 |  | 0 | 0 |  | 0 | 0
| 81 | Length exceeding 500 metres but not exceeding 750 metres. | hr | Enter value from column G to column N | [9 empty] | 0 |  | 0 | 0 |  | 0 | 0 |  | 0 | 0
| 82 | Length exceeding 750 metres but not exceeding 1000 metres. | hr | Enter value from column G to column N | [9 empty] | 0 |  | 0 | 0 |  | 0 | 0 |  | 0 | 0
| 83 | Length exceeding 1000 metres but not exceeding 2500 metres. | hr | Enter value from column G to column N | [9 empty] | 0 |  | 0 | 0 |  | 0 | 0 |  | 0 | 0
| 84 | Length exceeding 2500 metres but not exceeding 5000 metres. | hr | Enter value from column G to column N | [9 empty] | 0 |  | 0 | 0 |  | 0 | 0 |  | 0 | 0
| 85 | Length not exceeding 250 metres. | day | Enter value from column G to column N | [9 empty] | 0 |  | 0 | 0 |  | 0 | 0 |  | 0 | 0
| 86 | Length exceeding 250 metres but not exceeding 500 metres. | day | Enter value from column G to column N | [9 empty] | 0 |  | 0 | 0 |  | 0 | 0 |  | 0 | 0
| 87 | Length exceeding 500 metres but not exceeding 750 metres. | day | Enter value from column G to column N | [9 empty] | 0 |  | 0 | 0 |  | 0 | 0 |  | 0 | 0
| 88 | Length exceeding 750 metres but not exceeding 1000 metres. | day | Enter value from column G to column N | [9 empty] | 0 |  | 0 | 0 |  | 0 | 0 |  | 0 | 0
| 89 | Length exceeding 1000 metres but not exceeding 2500 metres. | day | Enter value from column G to column N | [9 empty] | 0 |  | 0 | 0 |  | 0 | 0 |  | 0 | 0
| 90 | Length exceeding 2500 metres but not exceeding 5000 metres. | day | Enter value from column G to column N | [9 empty] | 0 |  | 0 | 0 |  | 0 | 0 |  | 0 | 0
Maintenance of lane closures; combined lane 2 and 3 closure;
| 91 | Length not exceeding 250 metres. | hr | Enter value from column G to column N | [9 empty] | 0 |  | 0 | 0 |  | 0 | 0 |  | 0 | 0
| 92 | Length exceeding 250 metres but not exceeding 500 metres. | hr | Enter value from column G to column N | [9 empty] | 0 |  | 0 | 0 |  | 0 | 0 |  | 0 | 0
| 93 | Length exceeding 500 metres but not exceeding 750 metres. | hr | Enter value from column G to column N | [9 empty] | 0 |  | 0 | 0 |  | 0 | 0 |  | 0 | 0
| 94 | Length exceeding 750 metres but not exceeding 1000 metres. | hr | Enter value from column G to column N | [9 empty] | 0 |  | 0 | 0 |  | 0 | 0 |  | 0 | 0
| 95 | Length exceeding 1000 metres but not exceeding 2500 metres. | hr | Enter value from column G to column N | [9 empty] | 0 |  | 0 | 0 |  | 0 | 0 |  | 0 | 0
| 96 | Length exceeding 2500 metres but not exceeding 5000 metres. | hr | Enter value from column G to column N | [9 empty] | 0 |  | 0 | 0 |  | 0 | 0 |  | 0 | 0
| 97 | Length not exceeding 250 metres. | day | Enter value from column G to column N | [9 empty] | 0 |  | 0 | 0 |  | 0 | 0 |  | 0 | 0
| 98 | Length exceeding 250 metres but not exceeding 500 metres. | day | Enter value from column G to column N | [9 empty] | 0 |  | 0 | 0 |  | 0 | 0 |  | 0 | 0
| 99 | Length exceeding 500 metres but not exceeding 750 metres. | day | Enter value from column G to column N | [9 empty] | 0 |  | 0 | 0 |  | 0 | 0 |  | 0 | 0
| 100 | Length exceeding 750 metres but not exceeding 1000 metres. | day | Enter value from column G to column N | [9 empty] | 0 |  | 0 | 0 |  | 0 | 0 |  | 0 | 0
| 101 | Length exceeding 1000 metres but not exceeding 2500 metres. | day | Enter value from column G to column N | [9 empty] | 0 |  | 0 | 0 |  | 0 | 0 |  | 0 | 0
| 102 | Length exceeding 2500 metres but not exceeding 5000 metres. | day | Enter value from column G to column N | [9 empty] | 0 |  | 0 | 0 |  | 0 | 0 |  | 0 | 0
Maintenance of lane closures; lane 3 closure only;
| 103 | Length not exceeding 250 metres. | hr | Enter value from column G to column N | [9 empty] | 0 |  | 0 | 0 |  | 0 | 0 |  | 0 | 0
| 104 | Length exceeding 250 metres but not exceeding 500 metres. | hr | Enter value from column G to column N | [9 empty] | 0 |  | 0 | 0 |  | 0 | 0 |  | 0 | 0
| 105 | Length exceeding 500 metres but not exceeding 750 metres. | hr | Enter value from column G to column N | [9 empty] | 0 |  | 0 | 0 |  | 0 | 0 |  | 0 | 0
| 106 | Length exceeding 750 metres but not exceeding 1000 metres. | hr | Enter value from column G to column N | [9 empty] | 0 |  | 0 | 0 |  | 0 | 0 |  | 0 | 0
| 107 | Length exceeding 1000 metres but not exceeding 2500 metres. | hr | Enter value from column G to column N | [9 empty] | 0 |  | 0 | 0 |  | 0 | 0 |  | 0 | 0
| 108 | Length exceeding 2500 metres but not exceeding 5000 metres. | hr | Enter value from column G to column N | [9 empty] | 0 |  | 0 | 0 |  | 0 | 0 |  | 0 | 0
| 109 | Length not exceeding 250 metres. | day | Enter value from column G to column N | [9 empty] | 0 |  | 0 | 0 |  | 0 | 0 |  | 0 | 0
| 110 | Length exceeding 250 metres but not exceeding 500 metres. | day | Enter value from column G to column N | [9 empty] | 0 |  | 0 | 0 |  | 0 | 0 |  | 0 | 0
| 111 | Length exceeding 500 metres but not exceeding 750 metres. | day | Enter value from column G to column N | [9 empty] | 0 |  | 0 | 0 |  | 0 | 0 |  | 0 | 0
| 112 | Length exceeding 750 metres but not exceeding 1000 metres. | day | Enter value from column G to column N | [9 empty] | 0 |  | 0 | 0 |  | 0 | 0 |  | 0 | 0
| 113 | Length exceeding 1000 metres but not exceeding 2500 metres. | day | Enter value from column G to column N | [9 empty] | 0 |  | 0 | 0 |  | 0 | 0 |  | 0 | 0
| 114 | Length exceeding 2500 metres but not exceeding 5000 metres. | day | Enter value from column G to column N | [9 empty] | 0 |  | 0 | 0 |  | 0 | 0 |  | 0 | 0
Maintenance of lane closures; combined hard shoulder, lane 1, 2 and 3 closure;
| 115 | Length not exceeding 250 metres. | hr | Enter value from column G to column N | [9 empty] | 0 |  | 0 | 0 |  | 0 | 0 |  | 0 | 0
| 116 | Length exceeding 250 metres but not exceeding 500 metres. | hr | Enter value from column G to column N | [9 empty] | 0 |  | 0 | 0 |  | 0 | 0 |  | 0 | 0
| 117 | Length exceeding 500 metres but not exceeding 750 metres. | hr | Enter value from column G to column N | [9 empty] | 0 |  | 0 | 0 |  | 0 | 0 |  | 0 | 0
| 118 | Length exceeding 750 metres but not exceeding 1000 metres. | hr | Enter value from column G to column N | [9 empty] | 0 |  | 0 | 0 |  | 0 | 0 |  | 0 | 0
| 119 | Length exceeding 1000 metres but not exceeding 2500 metres. | hr | Enter value from column G to column N | [9 empty] | 0 |  | 0 | 0 |  | 0 | 0 |  | 0 | 0
| 120 | Length exceeding 2500 metres but not exceeding 5000 metres. | hr | Enter value from column G to column N | [9 empty] | 0 |  | 0 | 0 |  | 0 | 0 |  | 0 | 0
| 121 | Length not exceeding 250 metres. | day | Enter value from column G to column N | [9 empty] | 0 |  | 0 | 0 |  | 0 | 0 |  | 0 | 0
| 122 | Length exceeding 250 metres but not exceeding 500 metres. | day | Enter value from column G to column N | [9 empty] | 0 |  | 0 | 0 |  | 0 | 0 |  | 0 | 0
| 123 | Length exceeding 500 metres but not exceeding 750 metres. | day | Enter value from column G to column N | [9 empty] | 0 |  | 0 | 0 |  | 0 | 0 |  | 0 | 0
| 124 | Length exceeding 750 metres but not exceeding 1000 metres. | day | Enter value from column G to column N | [9 empty] | 0 |  | 0 | 0 |  | 0 | 0 |  | 0 | 0
| 125 | Length exceeding 1000 metres but not exceeding 2500 metres. | day | Enter value from column G to column N | [9 empty] | 0 |  | 0 | 0 |  | 0 | 0 |  | 0 | 0
| 126 | Length exceeding 2500 metres but not exceeding 5000 metres. | day | Enter value from column G to column N | [9 empty] | 0 |  | 0 | 0 |  | 0 | 0 |  | 0 | 0
Maintenance of lane closures; combined lane 2, 3 and 4 closure;
| 127 | Length not exceeding 250 metres. | hr | Enter value from column G to column N | [9 empty] | 0 |  | 0 | 0 |  | 0 | 0 |  | 0 | 0
| 128 | Length exceeding 250 metres but not exceeding 500 metres. | hr | Enter value from column G to column N | [9 empty] | 0 |  | 0 | 0 |  | 0 | 0 |  | 0 | 0
| 129 | Length exceeding 500 metres but not exceeding 750 metres. | hr | Enter value from column G to column N | [9 empty] | 0 |  | 0 | 0 |  | 0 | 0 |  | 0 | 0
| 130 | Length exceeding 750 metres but not exceeding 1000 metres. | hr | Enter value from column G to column N | [9 empty] | 0 |  | 0 | 0 |  | 0 | 0 |  | 0 | 0
| 131 | Length exceeding 1000 metres but not exceeding 2500 metres. | hr | Enter value from column G to column N | [9 empty] | 0 |  | 0 | 0 |  | 0 | 0 |  | 0 | 0
| 132 | Length exceeding 2500 metres but not exceeding 5000 metres. | hr | Enter value from column G to column N | [9 empty] | 0 |  | 0 | 0 |  | 0 | 0 |  | 0 | 0
| 133 | Length not exceeding 250 metres. | day | Enter value from column G to column N | [9 empty] | 0 |  | 0 | 0 |  | 0 | 0 |  | 0 | 0
| 134 | Length exceeding 250 metres but not exceeding 500 metres. | day | Enter value from column G to column N | [9 empty] | 0 |  | 0 | 0 |  | 0 | 0 |  | 0 | 0
| 135 | Length exceeding 500 metres but not exceeding 750 metres. | day | Enter value from column G to column N | [9 empty] | 0 |  | 0 | 0 |  | 0 | 0 |  | 0 | 0
| 136 | Length exceeding 750 metres but not exceeding 1000 metres. | day | Enter value from column G to column N | [9 empty] | 0 |  | 0 | 0 |  | 0 | 0 |  | 0 | 0
| 137 | Length exceeding 1000 metres but not exceeding 2500 metres. | day | Enter value from column G to column N | [9 empty] | 0 |  | 0 | 0 |  | 0 | 0 |  | 0 | 0
| 138 | Length exceeding 2500 metres but not exceeding 5000 metres. | day | Enter value from column G to column N | [9 empty] | 0 |  | 0 | 0 |  | 0 | 0 |  | 0 | 0
Maintenance of lane closures; combined lane 3 and 4 closure;
| 139 | Length not exceeding 250 metres. | hr | Enter value from column G to column N | [9 empty] | 0 |  | 0 | 0 |  | 0 | 0 |  | 0 | 0
| 140 | Length exceeding 250 metres but not exceeding 500 metres. | hr | Enter value from column G to column N | [9 empty] | 0 |  | 0 | 0 |  | 0 | 0 |  | 0 | 0
| 141 | Length exceeding 500 metres but not exceeding 750 metres. | hr | Enter value from column G to column N | [9 empty] | 0 |  | 0 | 0 |  | 0 | 0 |  | 0 | 0
| 142 | Length exceeding 750 metres but not exceeding 1000 metres. | hr | Enter value from column G to column N | [9 empty] | 0 |  | 0 | 0 |  | 0 | 0 |  | 0 | 0
| 143 | Length exceeding 1000 metres but not exceeding 2500 metres. | hr | Enter value from column G to column N | [9 empty] | 0 |  | 0 | 0 |  | 0 | 0 |  | 0 | 0
| 144 | Length exceeding 2500 metres but not exceeding 5000 metres. | hr | Enter value from column G to column N | [9 empty] | 0 |  | 0 | 0 |  | 0 | 0 |  | 0 | 0
| 145 | Length not exceeding 250 metres. | day | Enter value from column G to column N | [9 empty] | 0 |  | 0 | 0 |  | 0 | 0 |  | 0 | 0
| 146 | Length exceeding 250 metres but not exceeding 500 metres. | day | Enter value from column G to column N | [9 empty] | 0 |  | 0 | 0 |  | 0 | 0 |  | 0 | 0
| 147 | Length exceeding 500 metres but not exceeding 750 metres. | day | Enter value from column G to column N | [9 empty] | 0 |  | 0 | 0 |  | 0 | 0 |  | 0 | 0
| 148 | Length exceeding 750 metres but not exceeding 1000 metres. | day | Enter value from column G to column N | [9 empty] | 0 |  | 0 | 0 |  | 0 | 0 |  | 0 | 0
| 149 | Length exceeding 1000 metres but not exceeding 2500 metres. | day | Enter value from column G to column N | [9 empty] | 0 |  | 0 | 0 |  | 0 | 0 |  | 0 | 0
| 150 | Length exceeding 2500 metres but not exceeding 5000 metres. | day | Enter value from column G to column N | [9 empty] | 0 |  | 0 | 0 |  | 0 | 0 |  | 0 | 0
Maintenance of lane closures; lane 4 closure only;
| 151 | Length not exceeding 250 metres. | hr | Enter value from column G to column N | [9 empty] | 0 |  | 0 | 0 |  | 0 | 0 |  | 0 | 0
| 152 | Length exceeding 250 metres but not exceeding 500 metres. | hr | Enter value from column G to column N | [9 empty] | 0 |  | 0 | 0 |  | 0 | 0 |  | 0 | 0
| 153 | Length exceeding 500 metres but not exceeding 750 metres. | hr | Enter value from column G to column N | [9 empty] | 0 |  | 0 | 0 |  | 0 | 0 |  | 0 | 0
| 154 | Length exceeding 750 metres but not exceeding 1000 metres. | hr | Enter value from column G to column N | [9 empty] | 0 |  | 0 | 0 |  | 0 | 0 |  | 0 | 0
| 155 | Length exceeding 1000 metres but not exceeding 2500 metres. | hr | Enter value from column G to column N | [9 empty] | 0 |  | 0 | 0 |  | 0 | 0 |  | 0 | 0
| 156 | Length exceeding 2500 metres but not exceeding 5000 metres. | hr | Enter value from column G to column N | [9 empty] | 0 |  | 0 | 0 |  | 0 | 0 |  | 0 | 0
| 157 | Length not exceeding 250 metres. | day | Enter value from column G to column N | [9 empty] | 0 |  | 0 | 0 |  | 0 | 0 |  | 0 | 0
| 158 | Length exceeding 250 metres but not exceeding 500 metres. | day | Enter value from column G to column N | [9 empty] | 0 |  | 0 | 0 |  | 0 | 0 |  | 0 | 0
| 159 | Length exceeding 500 metres but not exceeding 750 metres. | day | Enter value from column G to column N | [9 empty] | 0 |  | 0 | 0 |  | 0 | 0 |  | 0 | 0
| 160 | Length exceeding 750 metres but not exceeding 1000 metres. | day | Enter value from column G to column N | [9 empty] | 0 |  | 0 | 0 |  | 0 | 0 |  | 0 | 0
| 161 | Length exceeding 1000 metres but not exceeding 2500 metres. | day | Enter value from column G to column N | [9 empty] | 0 |  | 0 | 0 |  | 0 | 0 |  | 0 | 0
| 162 | Length exceeding 2500 metres but not exceeding 5000 metres. | day | Enter value from column G to column N | [9 empty] | 0 |  | 0 | 0 |  | 0 | 0 |  | 0 | 0
Maintenance of lane closures; lane 1 closure only;
| 163 | Length not exceeding 250 metres. | hr | Enter value from column G to column N | [9 empty] | 0 |  | 0 | 0 |  | 0 | 0 |  | 0 | 0
| 164 | Length exceeding 250 metres but not exceeding 500 metres. | hr | Enter value from column G to column N | [9 empty] | 0 |  | 0 | 0 |  | 0 | 0 |  | 0 | 0
| 165 | Length exceeding 500 metres but not exceeding 750 metres. | hr | Enter value from column G to column N | [9 empty] | 0 |  | 0 | 0 |  | 0 | 0 |  | 0 | 0
| 166 | Length exceeding 750 metres but not exceeding 1000 metres. | hr | Enter value from column G to column N | [9 empty] | 0 |  | 0 | 0 |  | 0 | 0 |  | 0 | 0
| 167 | Length exceeding 1000 metres but not exceeding 2500 metres. | hr | Enter value from column G to column N | [9 empty] | 0 |  | 0 | 0 |  | 0 | 0 |  | 0 | 0
| 168 | Length exceeding 2500 metres but not exceeding 5000 metres. | hr | Enter value from column G to column N | [9 empty] | 0 |  | 0 | 0 |  | 0 | 0 |  | 0 | 0
| 169 | Length not exceeding 250 metres. | day | Enter value from column G to column N | [9 empty] | 0 |  | 0 | 0 |  | 0 | 0 |  | 0 | 0
| 170 | Length exceeding 250 metres but not exceeding 500 metres. | day | Enter value from column G to column N | [9 empty] | 0 |  | 0 | 0 |  | 0 | 0 |  | 0 | 0
| 171 | Length exceeding 500 metres but not exceeding 750 metres. | day | Enter value from column G to column N | [9 empty] | 0 |  | 0 | 0 |  | 0 | 0 |  | 0 | 0
| 172 | Length exceeding 750 metres but not exceeding 1000 metres. | day | Enter value from column G to column N | [9 empty] | 0 |  | 0 | 0 |  | 0 | 0 |  | 0 | 0
| 173 | Length exceeding 1000 metres but not exceeding 2500 metres. | day | Enter value from column G to column N | [9 empty] | 0 |  | 0 | 0 |  | 0 | 0 |  | 0 | 0
| 174 | Length exceeding 2500 metres but not exceeding 5000 metres. | day | Enter value from column G to column N | [9 empty] | 0 |  | 0 | 0 |  | 0 | 0 |  | 0 | 0
Maintenance of lane closures; lane 2 closure only;
| 175 | Length not exceeding 250 metres. | hr | Enter value from column G to column N | [9 empty] | 0 |  | 0 | 0 |  | 0 | 0 |  | 0 | 0
| 176 | Length exceeding 250 metres but not exceeding 500 metres. | hr | Enter value from column G to column N | [9 empty] | 0 |  | 0 | 0 |  | 0 | 0 |  | 0 | 0
| 177 | Length exceeding 500 metres but not exceeding 750 metres. | hr | Enter value from column G to column N | [9 empty] | 0 |  | 0 | 0 |  | 0 | 0 |  | 0 | 0
| 178 | Length exceeding 750 metres but not exceeding 1000 metres. | hr | Enter value from column G to column N | [9 empty] | 0 |  | 0 | 0 |  | 0 | 0 |  | 0 | 0
| 179 | Length exceeding 1000 metres but not exceeding 2500 metres. | hr | Enter value from column G to column N | [9 empty] | 0 |  | 0 | 0 |  | 0 | 0 |  | 0 | 0
| 180 | Length exceeding 2500 metres but not exceeding 5000 metres. | hr | Enter value from column G to column N | [9 empty] | 0 |  | 0 | 0 |  | 0 | 0 |  | 0 | 0
| 181 | Length not exceeding 250 metres. | day | Enter value from column G to column N | [9 empty] | 0 |  | 0 | 0 |  | 0 | 0 |  | 0 | 0
| 182 | Length exceeding 250 metres but not exceeding 500 metres. | day | Enter value from column G to column N | [9 empty] | 0 |  | 0 | 0 |  | 0 | 0 |  | 0 | 0
| 183 | Length exceeding 500 metres but not exceeding 750 metres. | day | Enter value from column G to column N | [9 empty] | 0 |  | 0 | 0 |  | 0 | 0 |  | 0 | 0
| 184 | Length exceeding 750 metres but not exceeding 1000 metres. | day | Enter value from column G to column N | [9 empty] | 0 |  | 0 | 0 |  | 0 | 0 |  | 0 | 0
| 185 | Length exceeding 1000 metres but not exceeding 2500 metres. | day | Enter value from column G to column N | [9 empty] | 0 |  | 0 | 0 |  | 0 | 0 |  | 0 | 0
| 186 | Length exceeding 2500 metres but not exceeding 5000 metres. | day | Enter value from column G to column N | [9 empty] | 0 |  | 0 | 0 |  | 0 | 0 |  | 0 | 0
Maintenance of lane closures; combined hard shoulder, lane 1 and 2 closure;
| 187 | Length not exceeding 250 metres. | hr | Enter value from column G to column N | [9 empty] | 0 |  | 0 | 0 |  | 0 | 0 |  | 0 | 0
| 188 | Length exceeding 250 metres but not exceeding 500 metres. | hr | Enter value from column G to column N | [9 empty] | 0 |  | 0 | 0 |  | 0 | 0 |  | 0 | 0
| 189 | Length exceeding 500 metres but not exceeding 750 metres. | hr | Enter value from column G to column N | [9 empty] | 0 |  | 0 | 0 |  | 0 | 0 |  | 0 | 0
| 190 | Length exceeding 750 metres but not exceeding 1000 metres. | hr | Enter value from column G to column N | [9 empty] | 0 |  | 0 | 0 |  | 0 | 0 |  | 0 | 0
| 191 | Length exceeding 1000 metres but not exceeding 2500 metres. | hr | Enter value from column G to column N | [9 empty] | 0 |  | 0 | 0 |  | 0 | 0 |  | 0 | 0
| 192 | Length exceeding 2500 metres but not exceeding 5000 metres. | hr | Enter value from column G to column N | [9 empty] | 0 |  | 0 | 0 |  | 0 | 0 |  | 0 | 0
| 193 | Length not exceeding 250 metres. | day | Enter value from column G to column N | [9 empty] | 0 |  | 0 | 0 |  | 0 | 0 |  | 0 | 0
| 194 | Length exceeding 250 metres but not exceeding 500 metres. | day | Enter value from column G to column N | [9 empty] | 0 |  | 0 | 0 |  | 0 | 0 |  | 0 | 0
| 195 | Length exceeding 500 metres but not exceeding 750 metres. | day | Enter value from column G to column N | [9 empty] | 0 |  | 0 | 0 |  | 0 | 0 |  | 0 | 0
| 196 | Length exceeding 750 metres but not exceeding 1000 metres. | day | Enter value from column G to column N | [9 empty] | 0 |  | 0 | 0 |  | 0 | 0 |  | 0 | 0
| 197 | Length exceeding 1000 metres but not exceeding 2500 metres. | day | Enter value from column G to column N | [9 empty] | 0 |  | 0 | 0 |  | 0 | 0 |  | 0 | 0
| 198 | Length exceeding 2500 metres but not exceeding 5000 metres. | day | Enter value from column G to column N | [9 empty] | 0 |  | 0 | 0 |  | 0 | 0 |  | 0 | 0
Motorways; All Lane Running type (4-lane);
Establishment and removal of lane closures; lane 1 closure only;
| 199 | Length not exceeding 250 metres. | no | Enter value from column G to column N | [9 empty] | 0 |  | 0 | 0 |  | 0 | 0 |  | 0 | 0
| 200 | Length exceeding 250 metres but not exceeding 500 metres. | no | Enter value from column G to column N | [9 empty] | 0 |  | 0 | 0 |  | 0 | 0 |  | 0 | 0
| 201 | Length exceeding 500 metres but not exceeding 750 metres. | no | Enter value from column G to column N | [9 empty] | 0 |  | 0 | 0 |  | 0 | 0 |  | 0 | 0
| 202 | Length exceeding 750 metres but not exceeding 1000 metres. | no | Enter value from column G to column N | [9 empty] | 0 |  | 0 | 0 |  | 0 | 0 |  | 0 | 0
| 203 | Length exceeding 1000 metres but not exceeding 2500 metres. | no | Enter value from column G to column N | [9 empty] | 0 |  | 0 | 0 |  | 0 | 0 |  | 0 | 0
| 204 | Length exceeding 2500 metres but not exceeding 5000 metres. | no | Enter value from column G to column N | [9 empty] | 0 |  | 0 | 0 |  | 0 | 0 |  | 0 | 0
Establishment and removal of lane closures; lane 4 closure only;
| 205 | Length not exceeding 250 metres. | no | Enter value from column G to column N | [9 empty] | 0 |  | 0 | 0 |  | 0 | 0 |  | 0 | 0
| 206 | Length exceeding 250 metres but not exceeding 500 metres. | no | Enter value from column G to column N | [9 empty] | 0 |  | 0 | 0 |  | 0 | 0 |  | 0 | 0
| 207 | Length exceeding 500 metres but not exceeding 750 metres. | no | Enter value from column G to column N | [9 empty] | 0 |  | 0 | 0 |  | 0 | 0 |  | 0 | 0
| 208 | Length exceeding 750 metres but not exceeding 1000 metres. | no | Enter value from column G to column N | [9 empty] | 0 |  | 0 | 0 |  | 0 | 0 |  | 0 | 0
| 209 | Length exceeding 1000 metres but not exceeding 2500 metres. | no | Enter value from column G to column N | [9 empty] | 0 |  | 0 | 0 |  | 0 | 0 |  | 0 | 0
| 210 | Length exceeding 2500 metres but not exceeding 5000 metres. | no | Enter value from column G to column N | [9 empty] | 0 |  | 0 | 0 |  | 0 | 0 |  | 0 | 0
Establishment and removal of lane closures; combined lane 1 and 2 closure;
| 211 | Length not exceeding 250 metres. | no | Enter value from column G to column N | [9 empty] | 0 |  | 0 | 0 |  | 0 | 0 |  | 0 | 0
| 212 | Length exceeding 250 metres but not exceeding 500 metres. | no | Enter value from column G to column N | [9 empty] | 0 |  | 0 | 0 |  | 0 | 0 |  | 0 | 0
| 213 | Length exceeding 500 metres but not exceeding 750 metres. | no | Enter value from column G to column N | [9 empty] | 0 |  | 0 | 0 |  | 0 | 0 |  | 0 | 0
| 214 | Length exceeding 750 metres but not exceeding 1000 metres. | no | Enter value from column G to column N | [9 empty] | 0 |  | 0 | 0 |  | 0 | 0 |  | 0 | 0
| 215 | Length exceeding 1000 metres but not exceeding 2500 metres. | no | Enter value from column G to column N | [9 empty] | 0 |  | 0 | 0 |  | 0 | 0 |  | 0 | 0
| 216 | Length exceeding 2500 metres but not exceeding 5000 metres. | no | Enter value from column G to column N | [9 empty] | 0 |  | 0 | 0 |  | 0 | 0 |  | 0 | 0
Establishment and removal of lane closures; combined lane 3 and 4 closure;
| 217 | Length not exceeding 250 metres. | no | Enter value from column G to column N | [9 empty] | 0 |  | 0 | 0 |  | 0 | 0 |  | 0 | 0
| 218 | Length exceeding 250 metres but not exceeding 500 metres. | no | Enter value from column G to column N | [9 empty] | 0 |  | 0 | 0 |  | 0 | 0 |  | 0 | 0
| 219 | Length exceeding 500 metres but not exceeding 750 metres. | no | Enter value from column G to column N | [9 empty] | 0 |  | 0 | 0 |  | 0 | 0 |  | 0 | 0
| 220 | Length exceeding 750 metres but not exceeding 1000 metres. | no | Enter value from column G to column N | [9 empty] | 0 |  | 0 | 0 |  | 0 | 0 |  | 0 | 0
| 221 | Length exceeding 1000 metres but not exceeding 2500 metres. | no | Enter value from column G to column N | [9 empty] | 0 |  | 0 | 0 |  | 0 | 0 |  | 0 | 0
| 222 | Length exceeding 2500 metres but not exceeding 5000 metres. | no | Enter value from column G to column N | [9 empty] | 0 |  | 0 | 0 |  | 0 | 0 |  | 0 | 0
Establishment and removal of lane closures; combined lane 1, 2 and 3 closure;
| 223 | Length not exceeding 250 metres. | no | Enter value from column G to column N | [9 empty] | 0 |  | 0 | 0 |  | 0 | 0 |  | 0 | 0
| 224 | Length exceeding 250 metres but not exceeding 500 metres. | no | Enter value from column G to column N | [9 empty] | 0 |  | 0 | 0 |  | 0 | 0 |  | 0 | 0
| 225 | Length exceeding 500 metres but not exceeding 750 metres. | no | Enter value from column G to column N | [9 empty] | 0 |  | 0 | 0 |  | 0 | 0 |  | 0 | 0
| 226 | Length exceeding 750 metres but not exceeding 1000 metres. | no | Enter value from column G to column N | [9 empty] | 0 |  | 0 | 0 |  | 0 | 0 |  | 0 | 0
| 227 | Length exceeding 1000 metres but not exceeding 2500 metres. | no | Enter value from column G to column N | [9 empty] | 0 |  | 0 | 0 |  | 0 | 0 |  | 0 | 0
| 228 | Length exceeding 2500 metres but not exceeding 5000 metres. | no | Enter value from column G to column N | [9 empty] | 0 |  | 0 | 0 |  | 0 | 0 |  | 0 | 0
Establishment and removal of lane closures; combined lane 2, 3 and 4 closure;
| 229 | Length not exceeding 250 metres. | no | Enter value from column G to column N | [9 empty] | 0 |  | 0 | 0 |  | 0 | 0 |  | 0 | 0
| 230 | Length exceeding 250 metres but not exceeding 500 metres. | no | Enter value from column G to column N | [9 empty] | 0 |  | 0 | 0 |  | 0 | 0 |  | 0 | 0
| 231 | Length exceeding 500 metres but not exceeding 750 metres. | no | Enter value from column G to column N | [9 empty] | 0 |  | 0 | 0 |  | 0 | 0 |  | 0 | 0
| 232 | Length exceeding 750 metres but not exceeding 1000 metres. | no | Enter value from column G to column N | [9 empty] | 0 |  | 0 | 0 |  | 0 | 0 |  | 0 | 0
| 233 | Length exceeding 1000 metres but not exceeding 2500 metres. | no | Enter value from column G to column N | [9 empty] | 0 |  | 0 | 0 |  | 0 | 0 |  | 0 | 0
| 234 | Length exceeding 2500 metres but not exceeding 5000 metres. | no | Enter value from column G to column N | [9 empty] | 0 |  | 0 | 0 |  | 0 | 0 |  | 0 | 0
Maintenance of lane closures; lane 1 closure only;
| 235 | Length not exceeding 250 metres. | hr | Enter value from column G to column N | [9 empty] | 0 |  | 0 | 0 |  | 0 | 0 |  | 0 | 0
| 236 | Length exceeding 250 metres but not exceeding 500 metres. | hr | Enter value from column G to column N | [9 empty] | 0 |  | 0 | 0 |  | 0 | 0 |  | 0 | 0
| 237 | Length exceeding 500 metres but not exceeding 750 metres. | hr | Enter value from column G to column N | [9 empty] | 0 |  | 0 | 0 |  | 0 | 0 |  | 0 | 0
| 238 | Length exceeding 750 metres but not exceeding 1000 metres. | hr | Enter value from column G to column N | [9 empty] | 0 |  | 0 | 0 |  | 0 | 0 |  | 0 | 0
| 239 | Length exceeding 1000 metres but not exceeding 2500 metres. | hr | Enter value from column G to column N | [9 empty] | 0 |  | 0 | 0 |  | 0 | 0 |  | 0 | 0
| 240 | Length exceeding 2500 metres but not exceeding 5000 metres. | hr | Enter value from column G to column N | [9 empty] | 0 |  | 0 | 0 |  | 0 | 0 |  | 0 | 0
| 241 | Length not exceeding 250 metres. | day | Enter value from column G to column N | [9 empty] | 0 |  | 0 | 0 |  | 0 | 0 |  | 0 | 0
| 242 | Length exceeding 250 metres but not exceeding 500 metres. | day | Enter value from column G to column N | [9 empty] | 0 |  | 0 | 0 |  | 0 | 0 |  | 0 | 0
| 243 | Length exceeding 500 metres but not exceeding 750 metres. | day | Enter value from column G to column N | [9 empty] | 0 |  | 0 | 0 |  | 0 | 0 |  | 0 | 0
| 244 | Length exceeding 750 metres but not exceeding 1000 metres. | day | Enter value from column G to column N | [9 empty] | 0 |  | 0 | 0 |  | 0 | 0 |  | 0 | 0
| 245 | Length exceeding 1000 metres but not exceeding 2500 metres. | day | Enter value from column G to column N | [9 empty] | 0 |  | 0 | 0 |  | 0 | 0 |  | 0 | 0
| 246 | Length exceeding 2500 metres but not exceeding 5000 metres. | day | Enter value from column G to column N | [9 empty] | 0 |  | 0 | 0 |  | 0 | 0 |  | 0 | 0
Maintenance of lane closures; lane 4 closure only;
| 247 | Length not exceeding 250 metres. | hr | Enter value from column G to column N | [9 empty] | 0 |  | 0 | 0 |  | 0 | 0 |  | 0 | 0
| 248 | Length exceeding 250 metres but not exceeding 500 metres. | hr | Enter value from column G to column N | [9 empty] | 0 |  | 0 | 0 |  | 0 | 0 |  | 0 | 0
| 249 | Length exceeding 500 metres but not exceeding 750 metres. | hr | Enter value from column G to column N | [9 empty] | 0 |  | 0 | 0 |  | 0 | 0 |  | 0 | 0
| 250 | Length exceeding 750 metres but not exceeding 1000 metres. | hr | Enter value from column G to column N | [9 empty] | 0 |  | 0 | 0 |  | 0 | 0 |  | 0 | 0
| 251 | Length exceeding 1000 metres but not exceeding 2500 metres. | hr | Enter value from column G to column N | [9 empty] | 0 |  | 0 | 0 |  | 0 | 0 |  | 0 | 0
| 252 | Length exceeding 2500 metres but not exceeding 5000 metres. | hr | Enter value from column G to column N | [9 empty] | 0 |  | 0 | 0 |  | 0 | 0 |  | 0 | 0
| 253 | Length not exceeding 250 metres. | day | Enter value from column G to column N | [9 empty] | 0 |  | 0 | 0 |  | 0 | 0 |  | 0 | 0
| 254 | Length exceeding 250 metres but not exceeding 500 metres. | day | Enter value from column G to column N | [9 empty] | 0 |  | 0 | 0 |  | 0 | 0 |  | 0 | 0
| 255 | Length exceeding 500 metres but not exceeding 750 metres. | day | Enter value from column G to column N | [9 empty] | 0 |  | 0 | 0 |  | 0 | 0 |  | 0 | 0
| 256 | Length exceeding 750 metres but not exceeding 1000 metres. | day | Enter value from column G to column N | [9 empty] | 0 |  | 0 | 0 |  | 0 | 0 |  | 0 | 0
| 257 | Length exceeding 1000 metres but not exceeding 2500 metres. | day | Enter value from column G to column N | [9 empty] | 0 |  | 0 | 0 |  | 0 | 0 |  | 0 | 0
| 258 | Length exceeding 2500 metres but not exceeding 5000 metres. | day | Enter value from column G to column N | [9 empty] | 0 |  | 0 | 0 |  | 0 | 0 |  | 0 | 0
Maintenance of lane closures; combined lane 1 and 2 closure;
| 259 | Length not exceeding 250 metres. | hr | Enter value from column G to column N | [9 empty] | 0 |  | 0 | 0 |  | 0 | 0 |  | 0 | 0
| 260 | Length exceeding 250 metres but not exceeding 500 metres. | hr | Enter value from column G to column N | [9 empty] | 0 |  | 0 | 0 |  | 0 | 0 |  | 0 | 0
| 261 | Length exceeding 500 metres but not exceeding 750 metres. | hr | Enter value from column G to column N | [9 empty] | 0 |  | 0 | 0 |  | 0 | 0 |  | 0 | 0
| 262 | Length exceeding 750 metres but not exceeding 1000 metres. | hr | Enter value from column G to column N | [9 empty] | 0 |  | 0 | 0 |  | 0 | 0 |  | 0 | 0
| 263 | Length exceeding 1000 metres but not exceeding 2500 metres. | hr | Enter value from column G to column N | [9 empty] | 0 |  | 0 | 0 |  | 0 | 0 |  | 0 | 0
| 264 | Length exceeding 2500 metres but not exceeding 5000 metres. | hr | Enter value from column G to column N | [9 empty] | 0 |  | 0 | 0 |  | 0 | 0 |  | 0 | 0
| 265 | Length not exceeding 250 metres. | day | Enter value from column G to column N | [9 empty] | 0 |  | 0 | 0 |  | 0 | 0 |  | 0 | 0
| 266 | Length exceeding 250 metres but not exceeding 500 metres. | day | Enter value from column G to column N | [9 empty] | 0 |  | 0 | 0 |  | 0 | 0 |  | 0 | 0
| 267 | Length exceeding 500 metres but not exceeding 750 metres. | day | Enter value from column G to column N | [9 empty] | 0 |  | 0 | 0 |  | 0 | 0 |  | 0 | 0
| 268 | Length exceeding 750 metres but not exceeding 1000 metres. | day | Enter value from column G to column N | [9 empty] | 0 |  | 0 | 0 |  | 0 | 0 |  | 0 | 0
| 269 | Length exceeding 1000 metres but not exceeding 2500 metres. | day | Enter value from column G to column N | [9 empty] | 0 |  | 0 | 0 |  | 0 | 0 |  | 0 | 0
| 270 | Length exceeding 2500 metres but not exceeding 5000 metres. | day | Enter value from column G to column N | [9 empty] | 0 |  | 0 | 0 |  | 0 | 0 |  | 0 | 0
Maintenance of lane closures; combined lane 3 and 4 closure;
| 271 | Length not exceeding 250 metres. | hr | Enter value from column G to column N | [9 empty] | 0 |  | 0 | 0 |  | 0 | 0 |  | 0 | 0
| 272 | Length exceeding 250 metres but not exceeding 500 metres. | hr | Enter value from column G to column N | [9 empty] | 0 |  | 0 | 0 |  | 0 | 0 |  | 0 | 0
| 273 | Length exceeding 500 metres but not exceeding 750 metres. | hr | Enter value from column G to column N | [9 empty] | 0 |  | 0 | 0 |  | 0 | 0 |  | 0 | 0
| 274 | Length exceeding 750 metres but not exceeding 1000 metres. | hr | Enter value from column G to column N | [9 empty] | 0 |  | 0 | 0 |  | 0 | 0 |  | 0 | 0
| 275 | Length exceeding 1000 metres but not exceeding 2500 metres. | hr | Enter value from column G to column N | [9 empty] | 0 |  | 0 | 0 |  | 0 | 0 |  | 0 | 0
| 276 | Length exceeding 2500 metres but not exceeding 5000 metres. | hr | Enter value from column G to column N | [9 empty] | 0 |  | 0 | 0 |  | 0 | 0 |  | 0 | 0
| 277 | Length not exceeding 250 metres. | day | Enter value from column G to column N | [9 empty] | 0 |  | 0 | 0 |  | 0 | 0 |  | 0 | 0
| 278 | Length exceeding 250 metres but not exceeding 500 metres. | day | Enter value from column G to column N | [9 empty] | 0 |  | 0 | 0 |  | 0 | 0 |  | 0 | 0
| 279 | Length exceeding 500 metres but not exceeding 750 metres. | day | Enter value from column G to column N | [9 empty] | 0 |  | 0 | 0 |  | 0 | 0 |  | 0 | 0
| 280 | Length exceeding 750 metres but not exceeding 1000 metres. | day | Enter value from column G to column N | [9 empty] | 0 |  | 0 | 0 |  | 0 | 0 |  | 0 | 0
| 281 | Length exceeding 1000 metres but not exceeding 2500 metres. | day | Enter value from column G to column N | [9 empty] | 0 |  | 0 | 0 |  | 0 | 0 |  | 0 | 0
| 282 | Length exceeding 2500 metres but not exceeding 5000 metres. | day | Enter value from column G to column N | [9 empty] | 0 |  | 0 | 0 |  | 0 | 0 |  | 0 | 0
Maintenance of lane closures; combined lane 1, 2 and 3 closure;
| 283 | Length not exceeding 250 metres. | hr | Enter value from column G to column N | [9 empty] | 0 |  | 0 | 0 |  | 0 | 0 |  | 0 | 0
| 284 | Length exceeding 250 metres but not exceeding 500 metres. | hr | Enter value from column G to column N | [9 empty] | 0 |  | 0 | 0 |  | 0 | 0 |  | 0 | 0
| 285 | Length exceeding 500 metres but not exceeding 750 metres. | hr | Enter value from column G to column N | [9 empty] | 0 |  | 0 | 0 |  | 0 | 0 |  | 0 | 0
| 286 | Length exceeding 750 metres but not exceeding 1000 metres. | hr | Enter value from column G to column N | [9 empty] | 0 |  | 0 | 0 |  | 0 | 0 |  | 0 | 0
| 287 | Length exceeding 1000 metres but not exceeding 2500 metres. | hr | Enter value from column G to column N | [9 empty] | 0 |  | 0 | 0 |  | 0 | 0 |  | 0 | 0
| 288 | Length exceeding 2500 metres but not exceeding 5000 metres. | hr | Enter value from column G to column N | [9 empty] | 0 |  | 0 | 0 |  | 0 | 0 |  | 0 | 0
| 289 | Length not exceeding 250 metres. | day | Enter value from column G to column N | [9 empty] | 0 |  | 0 | 0 |  | 0 | 0 |  | 0 | 0
| 290 | Length exceeding 250 metres but not exceeding 500 metres. | day | Enter value from column G to column N | [9 empty] | 0 |  | 0 | 0 |  | 0 | 0 |  | 0 | 0
| 291 | Length exceeding 500 metres but not exceeding 750 metres. | day | Enter value from column G to column N | [9 empty] | 0 |  | 0 | 0 |  | 0 | 0 |  | 0 | 0
| 292 | Length exceeding 750 metres but not exceeding 1000 metres. | day | Enter value from column G to column N | [9 empty] | 0 |  | 0 | 0 |  | 0 | 0 |  | 0 | 0
| 293 | Length exceeding 1000 metres but not exceeding 2500 metres. | day | Enter value from column G to column N | [9 empty] | 0 |  | 0 | 0 |  | 0 | 0 |  | 0 | 0
| 294 | Length exceeding 2500 metres but not exceeding 5000 metres. | day | Enter value from column G to column N | [9 empty] | 0 |  | 0 | 0 |  | 0 | 0 |  | 0 | 0
Maintenance of lane closures; combined lane 2, 3 and 4 closure;
| 295 | Length not exceeding 250 metres. | hr | Enter value from column G to column N | [9 empty] | 0 |  | 0 | 0 |  | 0 | 0 |  | 0 | 0
| 296 | Length exceeding 250 metres but not exceeding 500 metres. | hr | Enter value from column G to column N | [9 empty] | 0 |  | 0 | 0 |  | 0 | 0 |  | 0 | 0
| 297 | Length exceeding 500 metres but not exceeding 750 metres. | hr | Enter value from column G to column N | [9 empty] | 0 |  | 0 | 0 |  | 0 | 0 |  | 0 | 0
| 298 | Length exceeding 750 metres but not exceeding 1000 metres. | hr | Enter value from column G to column N | [9 empty] | 0 |  | 0 | 0 |  | 0 | 0 |  | 0 | 0
| 299 | Length exceeding 1000 metres but not exceeding 2500 metres. | hr | Enter value from column G to column N | [9 empty] | 0 |  | 0 | 0 |  | 0 | 0 |  | 0 | 0
| 300 | Length exceeding 2500 metres but not exceeding 5000 metres. | hr | Enter value from column G to column N | [9 empty] | 0 |  | 0 | 0 |  | 0 | 0 |  | 0 | 0
| 301 | Length not exceeding 250 metres. | day | Enter value from column G to column N | [9 empty] | 0 |  | 0 | 0 |  | 0 | 0 |  | 0 | 0
| 302 | Length exceeding 250 metres but not exceeding 500 metres. | day | Enter value from column G to column N | [9 empty] | 0 |  | 0 | 0 |  | 0 | 0 |  | 0 | 0
| 303 | Length exceeding 500 metres but not exceeding 750 metres. | day | Enter value from column G to column N | [9 empty] | 0 |  | 0 | 0 |  | 0 | 0 |  | 0 | 0
| 304 | Length exceeding 750 metres but not exceeding 1000 metres. | day | Enter value from column G to column N | [9 empty] | 0 |  | 0 | 0 |  | 0 | 0 |  | 0 | 0
| 305 | Length exceeding 1000 metres but not exceeding 2500 metres. | day | Enter value from column G to column N | [9 empty] | 0 |  | 0 | 0 |  | 0 | 0 |  | 0 | 0
| 306 | Length exceeding 2500 metres but not exceeding 5000 metres. | day | Enter value from column G to column N | [9 empty] | 0 |  | 0 | 0 |  | 0 | 0 |  | 0 | 0
Dual carriageway not exceeding 40mph limit.
Establishment and removal of lane closures; lane 1 closure only;
| 307 | Length not exceeding 250 metres. | no | Enter value from column G to column N | [9 empty] | 0 |  | 0 | 0 |  | 0 | 0 |  | 0 | 0
| 308 | Length exceeding 250 metres but not exceeding 500 metres. | no | Enter value from column G to column N | [9 empty] | 0 |  | 0 | 0 |  | 0 | 0 |  | 0 | 0
| 309 | Length exceeding 500 metres but not exceeding 750 metres. | no | Enter value from column G to column N | [9 empty] | 0 |  | 0 | 0 |  | 0 | 0 |  | 0 | 0
| 310 | Length exceeding 750 metres but not exceeding 1000 metres. | no | Enter value from column G to column N | [9 empty] | 0 |  | 0 | 0 |  | 0 | 0 |  | 0 | 0
| 311 | Length exceeding 1000 metres but not exceeding 2500 metres. | no | Enter value from column G to column N | [9 empty] | 0 |  | 0 | 0 |  | 0 | 0 |  | 0 | 0
| 312 | Length exceeding 2500 metres but not exceeding 5000 metres. | no | Enter value from column G to column N | [9 empty] | 0 |  | 0 | 0 |  | 0 | 0 |  | 0 | 0
Establishment and removal of lane closures; lane 2 closure;
| 313 | Length not exceeding 250 metres. | no | Enter value from column G to column N | [9 empty] | 0 |  | 0 | 0 |  | 0 | 0 |  | 0 | 0
| 314 | Length exceeding 250 metres but not exceeding 500 metres. | no | Enter value from column G to column N | [9 empty] | 0 |  | 0 | 0 |  | 0 | 0 |  | 0 | 0
| 315 | Length exceeding 500 metres but not exceeding 750 metres. | no | Enter value from column G to column N | [9 empty] | 0 |  | 0 | 0 |  | 0 | 0 |  | 0 | 0
| 316 | Length exceeding 750 metres but not exceeding 1000 metres. | no | Enter value from column G to column N | [9 empty] | 0 |  | 0 | 0 |  | 0 | 0 |  | 0 | 0
| 317 | Length exceeding 1000 metres but not exceeding 2500 metres. | no | Enter value from column G to column N | [9 empty] | 0 |  | 0 | 0 |  | 0 | 0 |  | 0 | 0
| 318 | Length exceeding 2500 metres but not exceeding 5000 metres. | no | Enter value from column G to column N | [9 empty] | 0 |  | 0 | 0 |  | 0 | 0 |  | 0 | 0
Maintenance of lane closures; lane 1 closure only;
| 319 | Length not exceeding 250 metres. | hr | Enter value from column G to column N | [9 empty] | 0 |  | 0 | 0 |  | 0 | 0 |  | 0 | 0
| 320 | Length exceeding 250 metres but not exceeding 500 metres. | hr | Enter value from column G to column N | [9 empty] | 0 |  | 0 | 0 |  | 0 | 0 |  | 0 | 0
| 321 | Length exceeding 500 metres but not exceeding 750 metres. | hr | Enter value from column G to column N | [9 empty] | 0 |  | 0 | 0 |  | 0 | 0 |  | 0 | 0
| 322 | Length exceeding 750 metres but not exceeding 1000 metres. | hr | Enter value from column G to column N | [9 empty] | 0 |  | 0 | 0 |  | 0 | 0 |  | 0 | 0
| 323 | Length exceeding 1000 metres but not exceeding 2500 metres. | hr | Enter value from column G to column N | [9 empty] | 0 |  | 0 | 0 |  | 0 | 0 |  | 0 | 0
| 324 | Length exceeding 2500 metres but not exceeding 5000 metres. | hr | Enter value from column G to column N | [9 empty] | 0 |  | 0 | 0 |  | 0 | 0 |  | 0 | 0
| 325 | Length not exceeding 250 metres. | day | Enter value from column G to column N | [9 empty] | 0 |  | 0 | 0 |  | 0 | 0 |  | 0 | 0
| 326 | Length exceeding 250 metres but not exceeding 500 metres. | day | Enter value from column G to column N | [9 empty] | 0 |  | 0 | 0 |  | 0 | 0 |  | 0 | 0
| 327 | Length exceeding 500 metres but not exceeding 750 metres. | day | Enter value from column G to column N | [9 empty] | 0 |  | 0 | 0 |  | 0 | 0 |  | 0 | 0
| 328 | Length exceeding 750 metres but not exceeding 1000 metres. | day | Enter value from column G to column N | [9 empty] | 0 |  | 0 | 0 |  | 0 | 0 |  | 0 | 0
| 329 | Length exceeding 1000 metres but not exceeding 2500 metres. | day | Enter value from column G to column N | [9 empty] | 0 |  | 0 | 0 |  | 0 | 0 |  | 0 | 0
| 330 | Length exceeding 2500 metres but not exceeding 5000 metres. | day | Enter value from column G to column N | [9 empty] | 0 |  | 0 | 0 |  | 0 | 0 |  | 0 | 0
Maintenance of lane closures; lane 2 closure only;
| 331 | Length not exceeding 250 metres. | hr | Enter value from column G to column N | [9 empty] | 0 |  | 0 | 0 |  | 0 | 0 |  | 0 | 0
| 332 | Length exceeding 250 metres but not exceeding 500 metres. | hr | Enter value from column G to column N | [9 empty] | 0 |  | 0 | 0 |  | 0 | 0 |  | 0 | 0
| 333 | Length exceeding 500 metres but not exceeding 750 metres. | hr | Enter value from column G to column N | [9 empty] | 0 |  | 0 | 0 |  | 0 | 0 |  | 0 | 0
| 334 | Length exceeding 750 metres but not exceeding 1000 metres. | hr | Enter value from column G to column N | [9 empty] | 0 |  | 0 | 0 |  | 0 | 0 |  | 0 | 0
| 335 | Length exceeding 1000 metres but not exceeding 2500 metres. | hr | Enter value from column G to column N | [9 empty] | 0 |  | 0 | 0 |  | 0 | 0 |  | 0 | 0
| 336 | Length exceeding 2500 metres but not exceeding 5000 metres. | hr | Enter value from column G to column N | [9 empty] | 0 |  | 0 | 0 |  | 0 | 0 |  | 0 | 0
| 337 | Length not exceeding 250 metres. | day | Enter value from column G to column N | [9 empty] | 0 |  | 0 | 0 |  | 0 | 0 |  | 0 | 0
| 338 | Length exceeding 250 metres but not exceeding 500 metres. | day | Enter value from column G to column N | [9 empty] | 0 |  | 0 | 0 |  | 0 | 0 |  | 0 | 0
| 339 | Length exceeding 500 metres but not exceeding 750 metres. | day | Enter value from column G to column N | [9 empty] | 0 |  | 0 | 0 |  | 0 | 0 |  | 0 | 0
| 340 | Length exceeding 750 metres but not exceeding 1000 metres. | day | Enter value from column G to column N | [9 empty] | 0 |  | 0 | 0 |  | 0 | 0 |  | 0 | 0
| 341 | Length exceeding 1000 metres but not exceeding 2500 metres. | day | Enter value from column G to column N | [9 empty] | 0 |  | 0 | 0 |  | 0 | 0 |  | 0 | 0
| 342 | Length exceeding 2500 metres but not exceeding 5000 metres. | day | Enter value from column G to column N | [9 empty] | 0 |  | 0 | 0 |  | 0 | 0 |  | 0 | 0
Non Motorway road exceeding 40mph limit.
Establishment and removal of lane closures; lane 1 closure only;
| 343 | Length not exceeding 250 metres. | no | Enter value from column G to column N | [9 empty] | 0 |  | 0 | 0 |  | 0 | 0 |  | 0 | 0
| 344 | Length exceeding 250 metres but not exceeding 500 metres. | no | Enter value from column G to column N | [9 empty] | 0 |  | 0 | 0 |  | 0 | 0 |  | 0 | 0
| 345 | Length exceeding 500 metres but not exceeding 750 metres. | no | Enter value from column G to column N | [9 empty] | 0 |  | 0 | 0 |  | 0 | 0 |  | 0 | 0
| 346 | Length exceeding 750 metres but not exceeding 1000 metres. | no | Enter value from column G to column N | [9 empty] | 0 |  | 0 | 0 |  | 0 | 0 |  | 0 | 0
| 347 | Length exceeding 1000 metres but not exceeding 2500 metres. | no | Enter value from column G to column N | [9 empty] | 0 |  | 0 | 0 |  | 0 | 0 |  | 0 | 0
| 348 | Length exceeding 2500 metres but not exceeding 5000 metres. | no | Enter value from column G to column N | [9 empty] | 0 |  | 0 | 0 |  | 0 | 0 |  | 0 | 0
Establishment and removal of lane closures; lane 2 closure;
| 349 | Length not exceeding 250 metres. | no | Enter value from column G to column N | [9 empty] | 0 |  | 0 | 0 |  | 0 | 0 |  | 0 | 0
| 350 | Length exceeding 250 metres but not exceeding 500 metres. | no | Enter value from column G to column N | [9 empty] | 0 |  | 0 | 0 |  | 0 | 0 |  | 0 | 0
| 351 | Length exceeding 500 metres but not exceeding 750 metres. | no | Enter value from column G to column N | [9 empty] | 0 |  | 0 | 0 |  | 0 | 0 |  | 0 | 0
| 352 | Length exceeding 750 metres but not exceeding 1000 metres. | no | Enter value from column G to column N | [9 empty] | 0 |  | 0 | 0 |  | 0 | 0 |  | 0 | 0
| 353 | Length exceeding 1000 metres but not exceeding 2500 metres. | no | Enter value from column G to column N | [9 empty] | 0 |  | 0 | 0 |  | 0 | 0 |  | 0 | 0
| 354 | Length exceeding 2500 metres but not exceeding 5000 metres. | no | Enter value from column G to column N | [9 empty] | 0 |  | 0 | 0 |  | 0 | 0 |  | 0 | 0
Establishment and removal of lane closures; lane 3 closure only;
| 355 | Length not exceeding 250 metres. | no | Enter value from column G to column N | [9 empty] | 0 |  | 0 | 0 |  | 0 | 0 |  | 0 | 0
| 356 | Length exceeding 250 metres but not exceeding 500 metres. | no | Enter value from column G to column N | [9 empty] | 0 |  | 0 | 0 |  | 0 | 0 |  | 0 | 0
| 357 | Length exceeding 500 metres but not exceeding 750 metres. | no | Enter value from column G to column N | [9 empty] | 0 |  | 0 | 0 |  | 0 | 0 |  | 0 | 0
| 358 | Length exceeding 750 metres but not exceeding 1000 metres. | no | Enter value from column G to column N | [9 empty] | 0 |  | 0 | 0 |  | 0 | 0 |  | 0 | 0
| 359 | Length exceeding 1000 metres but not exceeding 2500 metres. | no | Enter value from column G to column N | [9 empty] | 0 |  | 0 | 0 |  | 0 | 0 |  | 0 | 0
| 360 | Length exceeding 2500 metres but not exceeding 5000 metres. | no | Enter value from column G to column N | [9 empty] | 0 |  | 0 | 0 |  | 0 | 0 |  | 0 | 0
Establishment and removal of lane closures; combined lane 2, 3 and 4 closure;
| 361 | Length not exceeding 250 metres. | no | Enter value from column G to column N | [9 empty] | 0 |  | 0 | 0 |  | 0 | 0 |  | 0 | 0
| 362 | Length exceeding 250 metres but not exceeding 500 metres. | no | Enter value from column G to column N | [9 empty] | 0 |  | 0 | 0 |  | 0 | 0 |  | 0 | 0
| 363 | Length exceeding 500 metres but not exceeding 750 metres. | no | Enter value from column G to column N | [9 empty] | 0 |  | 0 | 0 |  | 0 | 0 |  | 0 | 0
| 364 | Length exceeding 750 metres but not exceeding 1000 metres. | no | Enter value from column G to column N | [9 empty] | 0 |  | 0 | 0 |  | 0 | 0 |  | 0 | 0
| 365 | Length exceeding 1000 metres but not exceeding 2500 metres. | no | Enter value from column G to column N | [9 empty] | 0 |  | 0 | 0 |  | 0 | 0 |  | 0 | 0
| 366 | Length exceeding 2500 metres but not exceeding 5000 metres. | no | Enter value from column G to column N | [9 empty] | 0 |  | 0 | 0 |  | 0 | 0 |  | 0 | 0
Establishment and removal of lane closures; combined lane 3 and 4 closure;
| 367 | Length not exceeding 250 metres. | no | Enter value from column G to column N | [9 empty] | 0 |  | 0 | 0 |  | 0 | 0 |  | 0 | 0
| 368 | Length exceeding 250 metres but not exceeding 500 metres. | no | Enter value from column G to column N | [9 empty] | 0 |  | 0 | 0 |  | 0 | 0 |  | 0 | 0
| 369 | Length exceeding 500 metres but not exceeding 750 metres. | no | Enter value from column G to column N | [9 empty] | 0 |  | 0 | 0 |  | 0 | 0 |  | 0 | 0
| 370 | Length exceeding 750 metres but not exceeding 1000 metres. | no | Enter value from column G to column N | [9 empty] | 0 |  | 0 | 0 |  | 0 | 0 |  | 0 | 0
| 371 | Length exceeding 1000 metres but not exceeding 2500 metres. | no | Enter value from column G to column N | [9 empty] | 0 |  | 0 | 0 |  | 0 | 0 |  | 0 | 0
| 372 | Length exceeding 2500 metres but not exceeding 5000 metres. | no | Enter value from column G to column N | [9 empty] | 0 |  | 0 | 0 |  | 0 | 0 |  | 0 | 0
Establishment and removal of lane closures; lane 4 closure only;
| 373 | Length not exceeding 250 metres. | no | Enter value from column G to column N | [9 empty] | 0 |  | 0 | 0 |  | 0 | 0 |  | 0 | 0
| 374 | Length exceeding 250 metres but not exceeding 500 metres. | no | Enter value from column G to column N | [9 empty] | 0 |  | 0 | 0 |  | 0 | 0 |  | 0 | 0
| 375 | Length exceeding 500 metres but not exceeding 750 metres. | no | Enter value from column G to column N | [9 empty] | 0 |  | 0 | 0 |  | 0 | 0 |  | 0 | 0
| 376 | Length exceeding 750 metres but not exceeding 1000 metres. | no | Enter value from column G to column N | [9 empty] | 0 |  | 0 | 0 |  | 0 | 0 |  | 0 | 0
| 377 | Length exceeding 1000 metres but not exceeding 2500 metres. | no | Enter value from column G to column N | [9 empty] | 0 |  | 0 | 0 |  | 0 | 0 |  | 0 | 0
| 378 | Length exceeding 2500 metres but not exceeding 5000 metres. | no | Enter value from column G to column N | [9 empty] | 0 |  | 0 | 0 |  | 0 | 0 |  | 0 | 0
Maintenance of lane closures; lane 1 closure only;
| 379 | Length not exceeding 250 metres. | hr | Enter value from column G to column N | [9 empty] | 0 |  | 0 | 0 |  | 0 | 0 |  | 0 | 0
| 380 | Length exceeding 250 metres but not exceeding 500 metres. | hr | Enter value from column G to column N | [9 empty] | 0 |  | 0 | 0 |  | 0 | 0 |  | 0 | 0
| 381 | Length exceeding 500 metres but not exceeding 750 metres. | hr | Enter value from column G to column N | [9 empty] | 0 |  | 0 | 0 |  | 0 | 0 |  | 0 | 0
| 382 | Length exceeding 750 metres but not exceeding 1000 metres. | hr | Enter value from column G to column N | [9 empty] | 0 |  | 0 | 0 |  | 0 | 0 |  | 0 | 0
| 383 | Length exceeding 1000 metres but not exceeding 2500 metres. | hr | Enter value from column G to column N | [9 empty] | 0 |  | 0 | 0 |  | 0 | 0 |  | 0 | 0
| 384 | Length exceeding 2500 metres but not exceeding 5000 metres. | hr | Enter value from column G to column N | [9 empty] | 0 |  | 0 | 0 |  | 0 | 0 |  | 0 | 0
| 385 | Length not exceeding 250 metres. | day | Enter value from column G to column N | [9 empty] | 0 |  | 0 | 0 |  | 0 | 0 |  | 0 | 0
| 386 | Length exceeding 250 metres but not exceeding 500 metres. | day | Enter value from column G to column N | [9 empty] | 0 |  | 0 | 0 |  | 0 | 0 |  | 0 | 0
| 387 | Length exceeding 500 metres but not exceeding 750 metres. | day | Enter value from column G to column N | [9 empty] | 0 |  | 0 | 0 |  | 0 | 0 |  | 0 | 0
| 388 | Length exceeding 750 metres but not exceeding 1000 metres. | day | Enter value from column G to column N | [9 empty] | 0 |  | 0 | 0 |  | 0 | 0 |  | 0 | 0
| 389 | Length exceeding 1000 metres but not exceeding 2500 metres. | day | Enter value from column G to column N | [9 empty] | 0 |  | 0 | 0 |  | 0 | 0 |  | 0 | 0
| 390 | Length exceeding 2500 metres but not exceeding 5000 metres. | day | Enter value from column G to column N | [9 empty] | 0 |  | 0 | 0 |  | 0 | 0 |  | 0 | 0
Maintenance of lane closures; lane 2 closure only;
| 391 | Length not exceeding 250 metres. | hr | Enter value from column G to column N | [9 empty] | 0 |  | 0 | 0 |  | 0 | 0 |  | 0 | 0
| 392 | Length exceeding 250 metres but not exceeding 500 metres. | hr | Enter value from column G to column N | [9 empty] | 0 |  | 0 | 0 |  | 0 | 0 |  | 0 | 0
| 393 | Length exceeding 500 metres but not exceeding 750 metres. | hr | Enter value from column G to column N | [9 empty] | 0 |  | 0 | 0 |  | 0 | 0 |  | 0 | 0
| 394 | Length exceeding 750 metres but not exceeding 1000 metres. | hr | Enter value from column G to column N | [9 empty] | 0 |  | 0 | 0 |  | 0 | 0 |  | 0 | 0
| 395 | Length exceeding 1000 metres but not exceeding 2500 metres. | hr | Enter value from column G to column N | [9 empty] | 0 |  | 0 | 0 |  | 0 | 0 |  | 0 | 0
| 396 | Length exceeding 2500 metres but not exceeding 5000 metres. | hr | Enter value from column G to column N | [9 empty] | 0 |  | 0 | 0 |  | 0 | 0 |  | 0 | 0
| 397 | Length not exceeding 250 metres. | day | Enter value from column G to column N | [9 empty] | 0 |  | 0 | 0 |  | 0 | 0 |  | 0 | 0
| 398 | Length exceeding 250 metres but not exceeding 500 metres. | day | Enter value from column G to column N | [9 empty] | 0 |  | 0 | 0 |  | 0 | 0 |  | 0 | 0
| 399 | Length exceeding 500 metres but not exceeding 750 metres. | day | Enter value from column G to column N | [9 empty] | 0 |  | 0 | 0 |  | 0 | 0 |  | 0 | 0
| 400 | Length exceeding 750 metres but not exceeding 1000 metres. | day | Enter value from column G to column N | [9 empty] | 0 |  | 0 | 0 |  | 0 | 0 |  | 0 | 0
| 401 | Length exceeding 1000 metres but not exceeding 2500 metres. | day | Enter value from column G to column N | [9 empty] | 0 |  | 0 | 0 |  | 0 | 0 |  | 0 | 0
| 402 | Length exceeding 2500 metres but not exceeding 5000 metres. | day | Enter value from column G to column N | [9 empty] | 0 |  | 0 | 0 |  | 0 | 0 |  | 0 | 0
Maintenance of lane closures; lane 3 closure only;
| 403 | Length not exceeding 250 metres. | hr | Enter value from column G to column N | [9 empty] | 0 |  | 0 | 0 |  | 0 | 0 |  | 0 | 0
| 404 | Length exceeding 250 metres but not exceeding 500 metres. | hr | Enter value from column G to column N | [9 empty] | 0 |  | 0 | 0 |  | 0 | 0 |  | 0 | 0
| 405 | Length exceeding 500 metres but not exceeding 750 metres. | hr | Enter value from column G to column N | [9 empty] | 0 |  | 0 | 0 |  | 0 | 0 |  | 0 | 0
| 406 | Length exceeding 750 metres but not exceeding 1000 metres. | hr | Enter value from column G to column N | [9 empty] | 0 |  | 0 | 0 |  | 0 | 0 |  | 0 | 0
| 407 | Length exceeding 1000 metres but not exceeding 2500 metres. | hr | Enter value from column G to column N | [9 empty] | 0 |  | 0 | 0 |  | 0 | 0 |  | 0 | 0
| 408 | Length exceeding 2500 metres but not exceeding 5000 metres. | hr | Enter value from column G to column N | [9 empty] | 0 |  | 0 | 0 |  | 0 | 0 |  | 0 | 0
| 409 | Length not exceeding 250 metres. | day | Enter value from column G to column N | [9 empty] | 0 |  | 0 | 0 |  | 0 | 0 |  | 0 | 0
| 410 | Length exceeding 250 metres but not exceeding 500 metres. | day | Enter value from column G to column N | [9 empty] | 0 |  | 0 | 0 |  | 0 | 0 |  | 0 | 0
| 411 | Length exceeding 500 metres but not exceeding 750 metres. | day | Enter value from column G to column N | [9 empty] | 0 |  | 0 | 0 |  | 0 | 0 |  | 0 | 0
| 412 | Length exceeding 750 metres but not exceeding 1000 metres. | day | Enter value from column G to column N | [9 empty] | 0 |  | 0 | 0 |  | 0 | 0 |  | 0 | 0
| 413 | Length exceeding 1000 metres but not exceeding 2500 metres. | day | Enter value from column G to column N | [9 empty] | 0 |  | 0 | 0 |  | 0 | 0 |  | 0 | 0
| 414 | Length exceeding 2500 metres but not exceeding 5000 metres. | day | Enter value from column G to column N | [9 empty] | 0 |  | 0 | 0 |  | 0 | 0 |  | 0 | 0
Maintenance of lane closures; combined lane 2, 3 and 4 closure;
| 415 | Length not exceeding 250 metres. | hr | Enter value from column G to column N | [9 empty] | 0 |  | 0 | 0 |  | 0 | 0 |  | 0 | 0
| 416 | Length exceeding 250 metres but not exceeding 500 metres. | hr | Enter value from column G to column N | [9 empty] | 0 |  | 0 | 0 |  | 0 | 0 |  | 0 | 0
| 417 | Length exceeding 500 metres but not exceeding 750 metres. | hr | Enter value from column G to column N | [9 empty] | 0 |  | 0 | 0 |  | 0 | 0 |  | 0 | 0
| 418 | Length exceeding 750 metres but not exceeding 1000 metres. | hr | Enter value from column G to column N | [9 empty] | 0 |  | 0 | 0 |  | 0 | 0 |  | 0 | 0
| 419 | Length exceeding 1000 metres but not exceeding 2500 metres. | hr | Enter value from column G to column N | [9 empty] | 0 |  | 0 | 0 |  | 0 | 0 |  | 0 | 0
| 420 | Length exceeding 2500 metres but not exceeding 5000 metres. | hr | Enter value from column G to column N | [9 empty] | 0 |  | 0 | 0 |  | 0 | 0 |  | 0 | 0
| 421 | Length not exceeding 250 metres. | day | Enter value from column G to column N | [9 empty] | 0 |  | 0 | 0 |  | 0 | 0 |  | 0 | 0
| 422 | Length exceeding 250 metres but not exceeding 500 metres. | day | Enter value from column G to column N | [9 empty] | 0 |  | 0 | 0 |  | 0 | 0 |  | 0 | 0
| 423 | Length exceeding 500 metres but not exceeding 750 metres. | day | Enter value from column G to column N | [9 empty] | 0 |  | 0 | 0 |  | 0 | 0 |  | 0 | 0
| 424 | Length exceeding 750 metres but not exceeding 1000 metres. | day | Enter value from column G to column N | [9 empty] | 0 |  | 0 | 0 |  | 0 | 0 |  | 0 | 0
| 425 | Length exceeding 1000 metres but not exceeding 2500 metres. | day | Enter value from column G to column N | [9 empty] | 0 |  | 0 | 0 |  | 0 | 0 |  | 0 | 0
| 426 | Length exceeding 2500 metres but not exceeding 5000 metres. | day | Enter value from column G to column N | [9 empty] | 0 |  | 0 | 0 |  | 0 | 0 |  | 0 | 0
Maintenance of lane closures; combined lane 3 and 4 closure;
| 427 | Length not exceeding 250 metres. | hr | Enter value from column G to column N | [9 empty] | 0 |  | 0 | 0 |  | 0 | 0 |  | 0 | 0
| 428 | Length exceeding 250 metres but not exceeding 500 metres. | hr | Enter value from column G to column N | [9 empty] | 0 |  | 0 | 0 |  | 0 | 0 |  | 0 | 0
| 429 | Length exceeding 500 metres but not exceeding 750 metres. | hr | Enter value from column G to column N | [9 empty] | 0 |  | 0 | 0 |  | 0 | 0 |  | 0 | 0
| 430 | Length exceeding 750 metres but not exceeding 1000 metres. | hr | Enter value from column G to column N | [9 empty] | 0 |  | 0 | 0 |  | 0 | 0 |  | 0 | 0
| 431 | Length exceeding 1000 metres but not exceeding 2500 metres. | hr | Enter value from column G to column N | [9 empty] | 0 |  | 0 | 0 |  | 0 | 0 |  | 0 | 0
| 432 | Length exceeding 2500 metres but not exceeding 5000 metres. | hr | Enter value from column G to column N | [9 empty] | 0 |  | 0 | 0 |  | 0 | 0 |  | 0 | 0
| 433 | Length not exceeding 250 metres. | day | Enter value from column G to column N | [9 empty] | 0 |  | 0 | 0 |  | 0 | 0 |  | 0 | 0
| 434 | Length exceeding 250 metres but not exceeding 500 metres. | day | Enter value from column G to column N | [9 empty] | 0 |  | 0 | 0 |  | 0 | 0 |  | 0 | 0
| 435 | Length exceeding 500 metres but not exceeding 750 metres. | day | Enter value from column G to column N | [9 empty] | 0 |  | 0 | 0 |  | 0 | 0 |  | 0 | 0
| 436 | Length exceeding 750 metres but not exceeding 1000 metres. | day | Enter value from column G to column N | [9 empty] | 0 |  | 0 | 0 |  | 0 | 0 |  | 0 | 0
| 437 | Length exceeding 1000 metres but not exceeding 2500 metres. | day | Enter value from column G to column N | [9 empty] | 0 |  | 0 | 0 |  | 0 | 0 |  | 0 | 0
| 438 | Length exceeding 2500 metres but not exceeding 5000 metres. | day | Enter value from column G to column N | [9 empty] | 0 |  | 0 | 0 |  | 0 | 0 |  | 0 | 0
Maintenance of lane closures; lane 4 closure only;
| 439 | Length not exceeding 250 metres. | hr | Enter value from column G to column N | [9 empty] | 0 |  | 0 | 0 |  | 0 | 0 |  | 0 | 0
| 440 | Length exceeding 250 metres but not exceeding 500 metres. | hr | Enter value from column G to column N | [9 empty] | 0 |  | 0 | 0 |  | 0 | 0 |  | 0 | 0
| 441 | Length exceeding 500 metres but not exceeding 750 metres. | hr | Enter value from column G to column N | [9 empty] | 0 |  | 0 | 0 |  | 0 | 0 |  | 0 | 0
| 442 | Length exceeding 750 metres but not exceeding 1000 metres. | hr | Enter value from column G to column N | [9 empty] | 0 |  | 0 | 0 |  | 0 | 0 |  | 0 | 0
| 443 | Length exceeding 1000 metres but not exceeding 2500 metres. | hr | Enter value from column G to column N | [9 empty] | 0 |  | 0 | 0 |  | 0 | 0 |  | 0 | 0
| 444 | Length exceeding 2500 metres but not exceeding 5000 metres. | hr | Enter value from column G to column N | [9 empty] | 0 |  | 0 | 0 |  | 0 | 0 |  | 0 | 0
| 445 | Length not exceeding 250 metres. | day | Enter value from column G to column N | [9 empty] | 0 |  | 0 | 0 |  | 0 | 0 |  | 0 | 0
| 446 | Length exceeding 250 metres but not exceeding 500 metres. | day | Enter value from column G to column N | [9 empty] | 0 |  | 0 | 0 |  | 0 | 0 |  | 0 | 0
| 447 | Length exceeding 500 metres but not exceeding 750 metres. | day | Enter value from column G to column N | [9 empty] | 0 |  | 0 | 0 |  | 0 | 0 |  | 0 | 0
| 448 | Length exceeding 750 metres but not exceeding 1000 metres. | day | Enter value from column G to column N | [9 empty] | 0 |  | 0 | 0 |  | 0 | 0 |  | 0 | 0
| 449 | Length exceeding 1000 metres but not exceeding 2500 metres. | day | Enter value from column G to column N | [9 empty] | 0 |  | 0 | 0 |  | 0 | 0 |  | 0 | 0
| 450 | Length exceeding 2500 metres but not exceeding 5000 metres. | day | Enter value from column G to column N | [9 empty] | 0 |  | 0 | 0 |  | 0 | 0 |  | 0 | 0
Establishment, Removal and Maintenance of Total Carriageway Closures
Establishment and removal of total carriageway closures; motorways excluding All Lane Running type; one carriageway only;
| 451 | 1-lane; closure at grade- separated interchange. | no | Enter value from column G to column N | [9 empty] | 0 |  | 0 | 0 |  | 0 | 0 |  | 0 | 0
| 452 | 2-lane; closure at grade- separated interchange. | no | Enter value from column G to column N | [9 empty] | 0 |  | 0 | 0 |  | 0 | 0 |  | 0 | 0
| 453 | 3-lane; closure at grade- separated interchange. | no | Enter value from column G to column N | [9 empty] | 0 |  | 0 | 0 |  | 0 | 0 |  | 0 | 0
| 454 | 4-lane; closure at grade- separated interchange. | no | Enter value from column G to column N | [9 empty] | 0 |  | 0 | 0 |  | 0 | 0 |  | 0 | 0
Maintenance of total carriageway closures; motorways excluding All Lane Running type; one carriageway only;
| 455 | 1-lane; closure at grade- separated interchange. | hr | Enter value from column G to column N | [9 empty] | 0 |  | 0 | 0 |  | 0 | 0 |  | 0 | 0
| 456 | 2-lane; closure at grade- separated interchange. | hr | Enter value from column G to column N | [9 empty] | 0 |  | 0 | 0 |  | 0 | 0 |  | 0 | 0
| 457 | 3-lane; closure at grade- separated interchange. | hr | Enter value from column G to column N | [9 empty] | 0 |  | 0 | 0 |  | 0 | 0 |  | 0 | 0
| 458 | 4-lane; closure at grade- separated interchange. | hr | Enter value from column G to column N | [9 empty] | 0 |  | 0 | 0 |  | 0 | 0 |  | 0 | 0
| 459 | 1-lane; closure at grade- separated interchange. | day | Enter value from column G to column N | [9 empty] | 0 |  | 0 | 0 |  | 0 | 0 |  | 0 | 0
| 460 | 2-lane; closure at grade- separated interchange. | day | Enter value from column G to column N | [9 empty] | 0 |  | 0 | 0 |  | 0 | 0 |  | 0 | 0
| 461 | 3-lane; closure at grade- separated interchange. | day | Enter value from column G to column N | [9 empty] | 0 |  | 0 | 0 |  | 0 | 0 |  | 0 | 0
| 462 | 4-lane; closure at grade- separated interchange. | day | Enter value from column G to column N | [9 empty] | 0 |  | 0 | 0 |  | 0 | 0 |  | 0 | 0
| 463 | Establishment and removal of total carriageway closures; motorways - All Lane Running Type (4-lane); one carriageway only; closure at grade-separated interchange. | no | Enter value from column G to column N | [9 empty] | 0 |  | 0 | 0 |  | 0 | 0 |  | 0 | 0
| 464 | Maintenance of total carriageway closures; motorways - All Lane Running Type (4-lane); one carriageway only; closure at grade-separated interchange. | hr | Enter value from column G to column N | [9 empty] | 0 |  | 0 | 0 |  | 0 | 0 |  | 0 | 0
Establishment and removal of total carriageway closures; dual carriageway not exceeding 40mph limit; one carriageway only;
| 465 | 2-lane; closure at at-grade interchange. | no | Enter value from column G to column N | [9 empty] | 0 |  | 0 | 0 |  | 0 | 0 |  | 0 | 0
| 466 | 2-lane; closure at grade- separated interchange. | no | Enter value from column G to column N | [9 empty] | 0 |  | 0 | 0 |  | 0 | 0 |  | 0 | 0
| 467 | 3-lane; closure at at-grade interchange. | no | Enter value from column G to column N | [9 empty] | 0 |  | 0 | 0 |  | 0 | 0 |  | 0 | 0
| 468 | 3-lane; closure at grade- separated interchange. | no | Enter value from column G to column N | [9 empty] | 0 |  | 0 | 0 |  | 0 | 0 |  | 0 | 0
| 469 | 4-lane; closure at at-grade interchange. | no | Enter value from column G to column N | [9 empty] | 0 |  | 0 | 0 |  | 0 | 0 |  | 0 | 0
| 470 | 4-lane; closure at grade- separated interchange. | no | Enter value from column G to column N | [9 empty] | 0 |  | 0 | 0 |  | 0 | 0 |  | 0 | 0
Maintenance of total carriageway closures; dual carriageway not exceeding 40mph limit; one carriageway only;
| 471 | 2-lane; closure at at-grade interchange. | hr | Enter value from column G to column N | [9 empty] | 0 |  | 0 | 0 |  | 0 | 0 |  | 0 | 0
| 472 | 2-lane; closure at grade- separated interchange. | hr | Enter value from column G to column N | [9 empty] | 0 |  | 0 | 0 |  | 0 | 0 |  | 0 | 0
| 473 | 3-lane; closure at at-grade interchange. | hr | Enter value from column G to column N | [9 empty] | 0 |  | 0 | 0 |  | 0 | 0 |  | 0 | 0
| 474 | 3-lane; closure at grade- separated interchange. | hr | Enter value from column G to column N | [9 empty] | 0 |  | 0 | 0 |  | 0 | 0 |  | 0 | 0
| 475 | 4-lane; closure at at-grade interchange. | hr | Enter value from column G to column N | [9 empty] | 0 |  | 0 | 0 |  | 0 | 0 |  | 0 | 0
| 476 | 4-lane; closure at grade- separated interchange. | hr | Enter value from column G to column N | [9 empty] | 0 |  | 0 | 0 |  | 0 | 0 |  | 0 | 0
Establishment and removal of total carriageway closures; Non motorway road exceeding 40mph limit; one carriageway only;
| 477 | 2-lane; closure at at-grade interchange. | no | Enter value from column G to column N | [9 empty] | 0 |  | 0 | 0 |  | 0 | 0 |  | 0 | 0
| 478 | 2-lane; closure at grade- separated interchange. | no | Enter value from column G to column N | [9 empty] | 0 |  | 0 | 0 |  | 0 | 0 |  | 0 | 0
| 479 | 3-lane; closure at at-grade interchange. | no | Enter value from column G to column N | [9 empty] | 0 |  | 0 | 0 |  | 0 | 0 |  | 0 | 0
| 480 | 3-lane; closure at grade- separated interchange. | no | Enter value from column G to column N | [9 empty] | 0 |  | 0 | 0 |  | 0 | 0 |  | 0 | 0
| 481 | 4-lane; closure at at-grade interchange. | no | Enter value from column G to column N | [9 empty] | 0 |  | 0 | 0 |  | 0 | 0 |  | 0 | 0
| 482 | 4-lane; closure at grade- separated interchange. | no | Enter value from column G to column N | [9 empty] | 0 |  | 0 | 0 |  | 0 | 0 |  | 0 | 0
Maintenance of total carriageway closures; Non motorway road exceeding 40mph limit; one carriageway only;
| 483 | 2-lane; closure at at-grade interchange. | hr | Enter value from column G to column N | [9 empty] | 0 |  | 0 | 0 |  | 0 | 0 |  | 0 | 0
| 484 | 2-lane; closure at grade- separated interchange. | hr | Enter value from column G to column N | [9 empty] | 0 |  | 0 | 0 |  | 0 | 0 |  | 0 | 0
| 485 | 3-lane; closure at at-grade interchange. | hr | Enter value from column G to column N | [9 empty] | 0 |  | 0 | 0 |  | 0 | 0 |  | 0 | 0
| 486 | 3-lane; closure at grade- separated interchange. | hr | Enter value from column G to column N | [9 empty] | 0 |  | 0 | 0 |  | 0 | 0 |  | 0 | 0
| 487 | 4-lane; closure at at-grade interchange. | hr | Enter value from column G to column N | [9 empty] | 0 |  | 0 | 0 |  | 0 | 0 |  | 0 | 0
| 488 | 4-lane; closure at grade- separated interchange. | hr | Enter value from column G to column N | [9 empty] | 0 |  | 0 | 0 |  | 0 | 0 |  | 0 | 0
Establishment and removal of total carriageway closures; Tunnel
| 489 | Single tunnel; bore closure at tunnel | no | Enter value from column G to column N | [9 empty] | 0 |  | 0 | 0 |  | 0 | 0 |  | 0 | 0
Maintenance of total carriageway closures; Tunnel
| 490 | Single tunnel; bore closure at tunnel | hr | Enter value from column G to column N | [9 empty] | 0 |  | 0 | 0 |  | 0 | 0 |  | 0 | 0
Provision of Mobile Closures
| 491 | Provision of mobile closure with 1 no. IPV and operatives | hr | Enter value from column G to column N | [9 empty] | 0 |  | 0 | 0 |  | 0 | 0 |  | 0 | 0
| 492 | Provision of mobile closure with 2 no. IPV and operatives | hr | Enter value from column G to column N | [9 empty] | 0 |  | 0 | 0 |  | 0 | 0 |  | 0 | 0
| 493 | Provision of mobile closure with 3 no. IPV and operatives | hr | Enter value from column G to column N | [9 empty] | 0 |  | 0 | 0 |  | 0 | 0 |  | 0 | 0
| 494 | Provision of mobile closure with 1 no. IPV and operatives | day | Enter value from column G to column N | [9 empty] | 0 |  | 0 | 0 |  | 0 | 0 |  | 0 | 0
| 495 | Provision of mobile closure with 2 no. IPV and operatives | day | Enter value from column G to column N | [9 empty] | 0 |  | 0 | 0 |  | 0 | 0 |  | 0 | 0
| 496 | Provision of mobile closure with 3 no. IPV and operatives | day | Enter value from column G to column N | [9 empty] | 0 |  | 0 | 0 |  | 0 | 0 |  | 0 | 0
Establishment, Removal and Maintenance of Diversion Routes
Establishment and removal of diversion route;
| 497 | Not exceeding 20 number diversion signs. | no | Enter value from column G to column N | [9 empty] | 0 |  | 0 | 0 |  | 0 | 0 |  | 0 | 0
| 498 | Exceeding 20 but not exceeding 50 number diversion signs. | no | Enter value from column G to column N | [9 empty] | 0 |  | 0 | 0 |  | 0 | 0 |  | 0 | 0
| 499 | Exceeding 50 but not exceeding 100 number diversion signs. | no | Enter value from column G to column N | [9 empty] | 0 |  | 0 | 0 |  | 0 | 0 |  | 0 | 0
| 500 | Exceeding 100 number diversion signs. | no | Enter value from column G to column N | [9 empty] | 0 |  | 0 | 0 |  | 0 | 0 |  | 0 | 0
Maintenance of diversion route;
| 501 | Not exceeding 20 number diversion signs. | hr | Enter value from column G to column N | [9 empty] | 0 |  | 0 | 0 |  | 0 | 0 |  | 0 | 0
| 502 | Exceeding 20 but not exceeding 50 number diversion signs. | hr | Enter value from column G to column N | [9 empty] | 0 |  | 0 | 0 |  | 0 | 0 |  | 0 | 0
| 503 | Exceeding 50 but not exceeding 100 number diversion signs. | hr | Enter value from column G to column N | [9 empty] | 0 |  | 0 | 0 |  | 0 | 0 |  | 0 | 0
| 504 | Exceeding 100 number diversion signs. | hr | Enter value from column G to column N | [9 empty] | 0 |  | 0 | 0 |  | 0 | 0 |  | 0 | 0
Establishment, Removal and Maintenance of Temporary Traffic Control
Establishment and removal of temporary traffic control;
| 505 | 2-way signals. | no | Enter value from column G to column N | [9 empty] | 0 |  | 0 | 0 |  | 0 | 0 |  | 0 | 0
| 506 | 3-way signals. | no | Enter value from column G to column N | [9 empty] | 0 |  | 0 | 0 |  | 0 | 0 |  | 0 | 0
| 507 | 4-way signals. | no | Enter value from column G to column N | [9 empty] | 0 |  | 0 | 0 |  | 0 | 0 |  | 0 | 0
| 508 | Stop/Go board; controlled by 1 operative. | no | Enter value from column G to column N | [9 empty] | 0 |  | 0 | 0 |  | 0 | 0 |  | 0 | 0
| 509 | Stop/Go board; controlled by 2 operatives. | no | Enter value from column G to column N | [9 empty] | 0 |  | 0 | 0 |  | 0 | 0 |  | 0 | 0
Maintenance of temporary traffic control;
| 510 | 2-way signals. | hr | Enter value from column G to column N | [9 empty] | 0 |  | 0 | 0 |  | 0 | 0 |  | 0 | 0
| 511 | 3-way signals. | hr | Enter value from column G to column N | [9 empty] | 0 |  | 0 | 0 |  | 0 | 0 |  | 0 | 0
| 512 | 4-way signals. | hr | Enter value from column G to column N | [9 empty] | 0 |  | 0 | 0 |  | 0 | 0 |  | 0 | 0
| 513 | Stop/Go board; controlled by 1 operative. | hr | Enter value from column G to column N | [9 empty] | 0 |  | 0 | 0 |  | 0 | 0 |  | 0 | 0
| 514 | Stop/Go board; controlled by 2 operatives. | hr | Enter value from column G to column N | [9 empty] | 0 |  | 0 | 0 |  | 0 | 0 |  | 0 | 0
Installation, Removal and Maintenance of Temporary Vehicle Safety Barrier
Installation and removal of temporary vehicle safety barrier;
| 515 | Lengths not exceeding 1 kilometre. | m | Enter value from column G to column N | [9 empty] | 0 |  | 0 | 0 |  | 0 | 0 |  | 0 | 0
| 516 | Lengths exceeding 1 kilometre but not exceeding 2 kilometres. | m | Enter value from column G to column N | [9 empty] | 0 |  | 0 | 0 |  | 0 | 0 |  | 0 | 0
| 517 | Installation and removal of temporary vehicle crash cushion; | no | Enter value from column G to column N | [9 empty] | 0 |  | 0 | 0 |  | 0 | 0 |  | 0 | 0
NOT USED.
Maintenance of temporary vehicle safety barrier and crash cushions.
| 518 | Safety barrier. | m day | Enter value from column G to column N | [9 empty] | 0 |  | 0 | 0 |  | 0 | 0 |  | 0 | 0
| 519 | Crash cushions, | no day | Enter value from column G to column N | [9 empty] | 0 |  | 0 | 0 |  | 0 | 0 |  | 0 | 0
300 |  | FENCING (Scope Paragraph 18.2.1)
Replacement of Fencing and Gates
Replacement of post and 3-rail fencing as MCHW HCD H15; 1.1 metres high;
| 1 | Individual lengths not exceeding 3 metres. | m | Enter value from column G to column N | [9 empty] | 0 |  | 0 | 0 |  | 0 | 0 |  | 0 | 0
| 2 | Individual lengths exceeding 3 metres but not exceeding 10 metres. | m | Enter value from column G to column N | [9 empty] | 0 |  | 0 | 0 |  | 0 | 0 |  | 0 | 0
| 3 | Individual lengths exceeding 10 metres. | m | Enter value from column G to column N | [9 empty] | 0 |  | 0 | 0 |  | 0 | 0 |  | 0 | 0
Replacement of post and 4-rail fencing as MCHW HCD H3; 1.3 metres high;
| 4 | Individual lengths not exceeding 3 metres. | m | Enter value from column G to column N | [9 empty] | 0 |  | 0 | 0 |  | 0 | 0 |  | 0 | 0
| 5 | Individual lengths exceeding 3 metres but not exceeding 10 metres. | m | Enter value from column G to column N | [9 empty] | 0 |  | 0 | 0 |  | 0 | 0 |  | 0 | 0
| 6 | Individual lengths exceeding 10 metres. | m | Enter value from column G to column N | [9 empty] | 0 |  | 0 | 0 |  | 0 | 0 |  | 0 | 0
Replacement of timber close boarded fencing as MCHW HCD H14; 1.8 metres high;
| 7 | Individual lengths not exceeding 3 metres. | m | Enter value from column G to column N | [9 empty] | 0 |  | 0 | 0 |  | 0 | 0 |  | 0 | 0
| 8 | Individual lengths exceeding 3 metres but not exceeding 10 metres. | m | Enter value from column G to column N | [9 empty] | 0 |  | 0 | 0 |  | 0 | 0 |  | 0 | 0
| 9 | Individual lengths exceeding 10 metres. | m | Enter value from column G to column N | [9 empty] | 0 |  | 0 | 0 |  | 0 | 0 |  | 0 | 0
Replacement of timber palisade fencing as MCHW HCD H14; 1.8 metres high;
| 10 | Individual lengths not exceeding 3 metres. | m | Enter value from column G to column N | [9 empty] | 0 |  | 0 | 0 |  | 0 | 0 |  | 0 | 0
| 11 | Individual lengths exceeding 3 metres but not exceeding 10 metres. | m | Enter value from column G to column N | [9 empty] | 0 |  | 0 | 0 |  | 0 | 0 |  | 0 | 0
| 12 | Individual lengths exceeding 10 metres. | m | Enter value from column G to column N | [9 empty] | 0 |  | 0 | 0 |  | 0 | 0 |  | 0 | 0
Concrete foundation to timber post for post and rail, close boarded and palisade fencing;
| 13 | Not exceeding 5 posts per Task Order. | no | Enter value from column G to column N | [9 empty] | 0 |  | 0 | 0 |  | 0 | 0 |  | 0 | 0
| 14 | Exceeding 5 posts per Task Order. | no | Enter value from column G to column N | [9 empty] | 0 |  | 0 | 0 |  | 0 | 0 |  | 0 | 0
| 15 | Replacement of galvanised steel single field gate as MCHW HCD H17; 3.6 metres wide. | no | Enter value from column G to column N | [9 empty] | 0 |  | 0 | 0 |  | 0 | 0 |  | 0 | 0
| 16 | Replacement of timber field gate as MCH" H21; 3.6 metres wide. | no | Enter value from column G to column N | [9 empty] | 0 |  | 0 | 0 |  | 0 | 0 |  | 0 | 0
400 |  | ROAD RESTRAINT SYSTEMS (VEHICLE AND PEDESTRIAN) (Scope Paragraph 18.3.2)
Replacement of Safety Barriers; designed to be impacted on one side only; straight or curved exceeding 120 metres radius;
| 1 | Containment performance class N2, working width class W1 | m | Enter value from column G to column N | [9 empty] | 0 |  | 0 | 0 |  | 0 | 0 |  | 0 | 0
| 2 | Containment performance class N2, working width class W2 | m | Enter value from column G to column N | [9 empty] | 0 |  | 0 | 0 |  | 0 | 0 |  | 0 | 0
| 3 | Containment performance class N2, working width class W3 | m | Enter value from column G to column N | [9 empty] | 0 |  | 0 | 0 |  | 0 | 0 |  | 0 | 0
| 4 | Containment performance class N2, working width class W4 | m | Enter value from column G to column N | [9 empty] | 0 |  | 0 | 0 |  | 0 | 0 |  | 0 | 0
| 5 | Containment performance class H1, working width class W3 | m | Enter value from column G to column N | [9 empty] | 0 |  | 0 | 0 |  | 0 | 0 |  | 0 | 0
| 6 | Containment performance class H1, working width class W4 | m | Enter value from column G to column N | [9 empty] | 0 |  | 0 | 0 |  | 0 | 0 |  | 0 | 0
| 7 | Containment performance class H2, working width class W3 | m | Enter value from column G to column N | [9 empty] | 0 |  | 0 | 0 |  | 0 | 0 |  | 0 | 0
| 8 | Containment performance class H2, working width class W4 | m | Enter value from column G to column N | [9 empty] | 0 |  | 0 | 0 |  | 0 | 0 |  | 0 | 0
Replacement of Safety Barriers; designed to be impacted on both sides; straight or curved exceeding 120 metres radius;
| 9 | Containment performance class N2, working width class W1 | m | Enter value from column G to column N | [9 empty] | 0 |  | 0 | 0 |  | 0 | 0 |  | 0 | 0
| 10 | Containment performance class N2, working width class W2 | m | Enter value from column G to column N | [9 empty] | 0 |  | 0 | 0 |  | 0 | 0 |  | 0 | 0
| 11 | Containment performance class N2, working width class W3 | m | Enter value from column G to column N | [9 empty] | 0 |  | 0 | 0 |  | 0 | 0 |  | 0 | 0
| 12 | Containment performance class N2, working width class W4 | m | Enter value from column G to column N | [9 empty] | 0 |  | 0 | 0 |  | 0 | 0 |  | 0 | 0
| 13 | Containment performance class H1, working width class W3 | m | Enter value from column G to column N | [9 empty] | 0 |  | 0 | 0 |  | 0 | 0 |  | 0 | 0
| 14 | Containment performance class H1, working width class W4 | m | Enter value from column G to column N | [9 empty] | 0 |  | 0 | 0 |  | 0 | 0 |  | 0 | 0
| 15 | Item removed | m | Enter value from column G to column N | [9 empty] | 0 |  | 0 | 0 |  | 0 | 0 |  | 0 | 0
| 16 | Containment performance class H2, working width class W4 | m | Enter value from column G to column N | [9 empty] | 0 |  | 0 | 0 |  | 0 | 0 |  | 0 | 0
Replacement of Safety Barriers; designed to be impacted on one side only; curved exceeding 50 metres radius but not exceeding 120 metres radius;
| 17 | Containment performance class N2, working width class W1 | m | Enter value from column G to column N | [9 empty] | 0 |  | 0 | 0 |  | 0 | 0 |  | 0 | 0
| 18 | Containment performance class N2, working width class W2 | m | Enter value from column G to column N | [9 empty] | 0 |  | 0 | 0 |  | 0 | 0 |  | 0 | 0
| 19 | Containment performance class N2, working width class W3 | m | Enter value from column G to column N | [9 empty] | 0 |  | 0 | 0 |  | 0 | 0 |  | 0 | 0
| 20 | Containment performance class N2, working width class W4 | m | Enter value from column G to column N | [9 empty] | 0 |  | 0 | 0 |  | 0 | 0 |  | 0 | 0
| 21 | Containment performance class H1, working width class W3 | m | Enter value from column G to column N | [9 empty] | 0 |  | 0 | 0 |  | 0 | 0 |  | 0 | 0
| 22 | Containment performance class H1, working width class W4 | m | Enter value from column G to column N | [9 empty] | 0 |  | 0 | 0 |  | 0 | 0 |  | 0 | 0
| 23 | Containment performance class H2, working width class W3 | m | Enter value from column G to column N | [9 empty] | 0 |  | 0 | 0 |  | 0 | 0 |  | 0 | 0
| 24 | Containment performance class H2, working width class W4 | m | Enter value from column G to column N | [9 empty] | 0 |  | 0 | 0 |  | 0 | 0 |  | 0 | 0
Replacement of Safety Barriers; designed to be impacted on both sides; curved exceeding 50 metres radius but not exceeding 120 metres radius;
| 25 | Containment performance class N2, working width class W1 | m | Enter value from column G to column N | [9 empty] | 0 |  | 0 | 0 |  | 0 | 0 |  | 0 | 0
| 26 | Containment performance class N2, working width class W2 | m | Enter value from column G to column N | [9 empty] | 0 |  | 0 | 0 |  | 0 | 0 |  | 0 | 0
| 27 | Containment performance class N2, working width class W3 | m | Enter value from column G to column N | [9 empty] | 0 |  | 0 | 0 |  | 0 | 0 |  | 0 | 0
| 28 | Containment performance class N2, working width class W4 | m | Enter value from column G to column N | [9 empty] | 0 |  | 0 | 0 |  | 0 | 0 |  | 0 | 0
| 29 | Containment performance class H1, working width class W3 | m | Enter value from column G to column N | [9 empty] | 0 |  | 0 | 0 |  | 0 | 0 |  | 0 | 0
| 30 | Containment performance class H1, working width class W4 | m | Enter value from column G to column N | [9 empty] | 0 |  | 0 | 0 |  | 0 | 0 |  | 0 | 0
| 31 | Item removed | m | Enter value from column G to column N | [9 empty] | 0 |  | 0 | 0 |  | 0 | 0 |  | 0 | 0
| 32 | Containment performance class H2, working width class W4 | m | Enter value from column G to column N | [9 empty] | 0 |  | 0 | 0 |  | 0 | 0 |  | 0 | 0
Replacement of Safety Barriers; designed to be impacted on one side only; curved not exceeding 50 metres radius;
| 33 | Containment performance class N2, working width class W1 | m | Enter value from column G to column N | [9 empty] | 0 |  | 0 | 0 |  | 0 | 0 |  | 0 | 0
| 34 | Containment performance class N2, working width class W2 | m | Enter value from column G to column N | [9 empty] | 0 |  | 0 | 0 |  | 0 | 0 |  | 0 | 0
| 35 | Containment performance class N2, working width class W3 | m | Enter value from column G to column N | [9 empty] | 0 |  | 0 | 0 |  | 0 | 0 |  | 0 | 0
| 36 | Containment performance class N2, working width class W4 | m | Enter value from column G to column N | [9 empty] | 0 |  | 0 | 0 |  | 0 | 0 |  | 0 | 0
| 37 | Containment performance class H1, working width class W3 | m | Enter value from column G to column N | [9 empty] | 0 |  | 0 | 0 |  | 0 | 0 |  | 0 | 0
| 38 | Containment performance class H1, working width class W4 | m | Enter value from column G to column N | [9 empty] | 0 |  | 0 | 0 |  | 0 | 0 |  | 0 | 0
| 39 | Containment performance class H2, working width class W3 | m | Enter value from column G to column N | [9 empty] | 0 |  | 0 | 0 |  | 0 | 0 |  | 0 | 0
| 40 | Containment performance class H2, working width class W4 | m | Enter value from column G to column N | [9 empty] | 0 |  | 0 | 0 |  | 0 | 0 |  | 0 | 0
Replacement of Safety Barriers; designed to be impacted on both sides; curved not exceeding 50 metres radius;
| 41 | Containment performance class N2, working width class W1 | m | Enter value from column G to column N | [9 empty] | 0 |  | 0 | 0 |  | 0 | 0 |  | 0 | 0
| 42 | Containment performance class N2, working width class W2 | m | Enter value from column G to column N | [9 empty] | 0 |  | 0 | 0 |  | 0 | 0 |  | 0 | 0
| 43 | Containment performance class N2, working width class W3 | m | Enter value from column G to column N | [9 empty] | 0 |  | 0 | 0 |  | 0 | 0 |  | 0 | 0
| 44 | Containment performance class N2, working width class W4 | m | Enter value from column G to column N | [9 empty] | 0 |  | 0 | 0 |  | 0 | 0 |  | 0 | 0
| 45 | Containment performance class H1, working width class W3 | m | Enter value from column G to column N | [9 empty] | 0 |  | 0 | 0 |  | 0 | 0 |  | 0 | 0
| 46 | Containment performance class H1, working width class W4 | m | Enter value from column G to column N | [9 empty] | 0 |  | 0 | 0 |  | 0 | 0 |  | 0 | 0
| 47 | Item removed | m | Enter value from column G to column N | [9 empty] | 0 |  | 0 | 0 |  | 0 | 0 |  | 0 | 0
| 48 | Containment performance class H2, working width class W4 | m | Enter value from column G to column N | [9 empty] | 0 |  | 0 | 0 |  | 0 | 0 |  | 0 | 0
Replacement of transitions;
| 49 | Containment performance class N2, working width class W1 | no | Enter value from column G to column N | [9 empty] | 0 |  | 0 | 0 |  | 0 | 0 |  | 0 | 0
| 50 | Containment performance class N2, working width class W2 | no | Enter value from column G to column N | [9 empty] | 0 |  | 0 | 0 |  | 0 | 0 |  | 0 | 0
| 51 | Containment performance class N2, working width class W3 | no | Enter value from column G to column N | [9 empty] | 0 |  | 0 | 0 |  | 0 | 0 |  | 0 | 0
| 52 | Containment performance class N2, working width class W4 | no | Enter value from column G to column N | [9 empty] | 0 |  | 0 | 0 |  | 0 | 0 |  | 0 | 0
| 53 | Containment performance class H1, working width class W3 | no | Enter value from column G to column N | [9 empty] | 0 |  | 0 | 0 |  | 0 | 0 |  | 0 | 0
| 54 | Containment performance class H1, working width class W4 | no | Enter value from column G to column N | [9 empty] | 0 |  | 0 | 0 |  | 0 | 0 |  | 0 | 0
| 55 | Containment performance class H2, working width class W3 | no | Enter value from column G to column N | [9 empty] | 0 |  | 0 | 0 |  | 0 | 0 |  | 0 | 0
| 56 | Containment performance class H2, working width class W4 | no | Enter value from column G to column N | [9 empty] | 0 |  | 0 | 0 |  | 0 | 0 |  | 0 | 0
Replacement of posts; designed to be impacted on one side only;
| 57 | Containment performance class N2, working width class W1 | no | Enter value from column G to column N | [9 empty] | 0 |  | 0 | 0 |  | 0 | 0 |  | 0 | 0
| 58 | Containment performance class N2, working width class W2 | no | Enter value from column G to column N | [9 empty] | 0 |  | 0 | 0 |  | 0 | 0 |  | 0 | 0
| 59 | Containment performance class N2, working width class W3 | no | Enter value from column G to column N | [9 empty] | 0 |  | 0 | 0 |  | 0 | 0 |  | 0 | 0
| 60 | Containment performance class N2, working width class W4 | no | Enter value from column G to column N | [9 empty] | 0 |  | 0 | 0 |  | 0 | 0 |  | 0 | 0
| 61 | Containment performance class H1, working width class W3 | no | Enter value from column G to column N | [9 empty] | 0 |  | 0 | 0 |  | 0 | 0 |  | 0 | 0
| 62 | Containment performance class H1, working width class W4 | no | Enter value from column G to column N | [9 empty] | 0 |  | 0 | 0 |  | 0 | 0 |  | 0 | 0
| 63 | Containment performance class H2, working width class W3 | no | Enter value from column G to column N | [9 empty] | 0 |  | 0 | 0 |  | 0 | 0 |  | 0 | 0
| 64 | Containment performance class H2, working width class W4 | no | Enter value from column G to column N | [9 empty] | 0 |  | 0 | 0 |  | 0 | 0 |  | 0 | 0
Replacement of posts; designed to be impacted on both sides;
| 65 | Containment performance class N2, working width class W1 | no | Enter value from column G to column N | [9 empty] | 0 |  | 0 | 0 |  | 0 | 0 |  | 0 | 0
| 66 | Containment performance class N2, working width class W2 | no | Enter value from column G to column N | [9 empty] | 0 |  | 0 | 0 |  | 0 | 0 |  | 0 | 0
| 67 | Containment performance class N2, working width class W3 | no | Enter value from column G to column N | [9 empty] | 0 |  | 0 | 0 |  | 0 | 0 |  | 0 | 0
| 68 | Containment performance class N2, working width class W4 | no | Enter value from column G to column N | [9 empty] | 0 |  | 0 | 0 |  | 0 | 0 |  | 0 | 0
| 69 | Containment performance class H1, working width class W3 | no | Enter value from column G to column N | [9 empty] | 0 |  | 0 | 0 |  | 0 | 0 |  | 0 | 0
| 70 | Containment performance class H1, working width class W4 | no | Enter value from column G to column N | [9 empty] | 0 |  | 0 | 0 |  | 0 | 0 |  | 0 | 0
| 71 | Containment performance class H2, working width class W3 | no | Enter value from column G to column N | [9 empty] | 0 |  | 0 | 0 |  | 0 | 0 |  | 0 | 0
| 72 | Containment performance class H2, working width class W4 | no | Enter value from column G to column N | [9 empty] | 0 |  | 0 | 0 |  | 0 | 0 |  | 0 | 0
Replacement of mounting brackets;
| 73 | Containment performance class N2, working width class W1 | no | Enter value from column G to column N | [9 empty] | 0 |  | 0 | 0 |  | 0 | 0 |  | 0 | 0
| 74 | Containment performance class N2, working width class W2 | no | Enter value from column G to column N | [9 empty] | 0 |  | 0 | 0 |  | 0 | 0 |  | 0 | 0
| 75 | Containment performance class N2, working width class W3 | no | Enter value from column G to column N | [9 empty] | 0 |  | 0 | 0 |  | 0 | 0 |  | 0 | 0
| 76 | Containment performance class N2, working width class W4 | no | Enter value from column G to column N | [9 empty] | 0 |  | 0 | 0 |  | 0 | 0 |  | 0 | 0
| 77 | Containment performance class H1, working width class W3 | no | Enter value from column G to column N | [9 empty] | 0 |  | 0 | 0 |  | 0 | 0 |  | 0 | 0
| 78 | Containment performance class H1, working width class W4 | no | Enter value from column G to column N | [9 empty] | 0 |  | 0 | 0 |  | 0 | 0 |  | 0 | 0
| 79 | Containment performance class H2, working width class W3 | no | Enter value from column G to column N | [9 empty] | 0 |  | 0 | 0 |  | 0 | 0 |  | 0 | 0
| 80 | Containment performance class H2, working width class W4 | no | Enter value from column G to column N | [9 empty] | 0 |  | 0 | 0 |  | 0 | 0 |  | 0 | 0
Replacement of terminal section; designed to be impacted on one side only;
| 81 | Terminal P1, D.1.1 | no | Enter value from column G to column N | [9 empty] | 0 |  | 0 | 0 |  | 0 | 0 |  | 0 | 0
| 82 | Terminal P4, D.1.1 | no | Enter value from column G to column N | [9 empty] | 0 |  | 0 | 0 |  | 0 | 0 |  | 0 | 0
Replacement of terminal section; designed to be impacted on both sides;
| 83 | Terminal P1, D.1.1 | no | Enter value from column G to column N | [9 empty] | 0 |  | 0 | 0 |  | 0 | 0 |  | 0 | 0
| 84 | Terminal P4, D.1.1 | no | Enter value from column G to column N | [9 empty] | 0 |  | 0 | 0 |  | 0 | 0 |  | 0 | 0
Replacement of full height anchorage; designed to be impacted on one side only;
| 85 | Containment performance class N2, working width class W1 | no | Enter value from column G to column N | [9 empty] | 0 |  | 0 | 0 |  | 0 | 0 |  | 0 | 0
| 86 | Containment performance class N2, working width class W2 | no | Enter value from column G to column N | [9 empty] | 0 |  | 0 | 0 |  | 0 | 0 |  | 0 | 0
| 87 | Containment performance class N2, working width class W3 | no | Enter value from column G to column N | [9 empty] | 0 |  | 0 | 0 |  | 0 | 0 |  | 0 | 0
| 88 | Containment performance class N2, working width class W4 | no | Enter value from column G to column N | [9 empty] | 0 |  | 0 | 0 |  | 0 | 0 |  | 0 | 0
| 89 | Containment performance class H1, working width class W3 | no | Enter value from column G to column N | [9 empty] | 0 |  | 0 | 0 |  | 0 | 0 |  | 0 | 0
| 90 | Containment performance class H1, working width class W4 | no | Enter value from column G to column N | [9 empty] | 0 |  | 0 | 0 |  | 0 | 0 |  | 0 | 0
| 91 | Containment performance class H2, working width class W3 | no | Enter value from column G to column N | [9 empty] | 0 |  | 0 | 0 |  | 0 | 0 |  | 0 | 0
| 92 | Containment performance class H2, working width class W4 | no | Enter value from column G to column N | [9 empty] | 0 |  | 0 | 0 |  | 0 | 0 |  | 0 | 0
Replacement of full height anchorage; designed to be impacted on both sides;
| 93 | Containment performance class N2, working width class W1 | no | Enter value from column G to column N | [9 empty] | 0 |  | 0 | 0 |  | 0 | 0 |  | 0 | 0
| 94 | Containment performance class N2, working width class W2 | no | Enter value from column G to column N | [9 empty] | 0 |  | 0 | 0 |  | 0 | 0 |  | 0 | 0
| 95 | Containment performance class N2, working width class W3 | no | Enter value from column G to column N | [9 empty] | 0 |  | 0 | 0 |  | 0 | 0 |  | 0 | 0
| 96 | Containment performance class N2, working width class W4 | no | Enter value from column G to column N | [9 empty] | 0 |  | 0 | 0 |  | 0 | 0 |  | 0 | 0
| 97 | Containment performance class H1, working width class W3 | no | Enter value from column G to column N | [9 empty] | 0 |  | 0 | 0 |  | 0 | 0 |  | 0 | 0
| 98 | Containment performance class H1, working width class W4 | no | Enter value from column G to column N | [9 empty] | 0 |  | 0 | 0 |  | 0 | 0 |  | 0 | 0
| 99 | Containment performance class H2, working width class W3 | no | Enter value from column G to column N | [9 empty] | 0 |  | 0 | 0 |  | 0 | 0 |  | 0 | 0
| 100 | Containment performance class H2, working width class W4 | no | Enter value from column G to column N | [9 empty] | 0 |  | 0 | 0 |  | 0 | 0 |  | 0 | 0
Replacement of expansion joint anchorage; designed to be impacted on one side only;
| 101 | Containment performance class N2, working width class W1 | no | Enter value from column G to column N | [9 empty] | 0 |  | 0 | 0 |  | 0 | 0 |  | 0 | 0
| 102 | Containment performance class N2, working width class W2 | no | Enter value from column G to column N | [9 empty] | 0 |  | 0 | 0 |  | 0 | 0 |  | 0 | 0
| 103 | Containment performance class N2, working width class W3 | no | Enter value from column G to column N | [9 empty] | 0 |  | 0 | 0 |  | 0 | 0 |  | 0 | 0
| 104 | Containment performance class N2, working width class W4 | no | Enter value from column G to column N | [9 empty] | 0 |  | 0 | 0 |  | 0 | 0 |  | 0 | 0
| 105 | Containment performance class H1, working width class W3 | no | Enter value from column G to column N | [9 empty] | 0 |  | 0 | 0 |  | 0 | 0 |  | 0 | 0
| 106 | Containment performance class H1, working width class W4 | no | Enter value from column G to column N | [9 empty] | 0 |  | 0 | 0 |  | 0 | 0 |  | 0 | 0
| 107 | Containment performance class H2, working width class W3 | no | Enter value from column G to column N | [9 empty] | 0 |  | 0 | 0 |  | 0 | 0 |  | 0 | 0
| 108 | Containment performance class H2, working width class W4 | no | Enter value from column G to column N | [9 empty] | 0 |  | 0 | 0 |  | 0 | 0 |  | 0 | 0
Replacement of expansion joint anchorage; designed to be impacted on both sides;
| 109 | Containment performance class N2, working width class W1 | no | Enter value from column G to column N | [9 empty] | 0 |  | 0 | 0 |  | 0 | 0 |  | 0 | 0
| 110 | Containment performance class N2, working width class W2 | no | Enter value from column G to column N | [9 empty] | 0 |  | 0 | 0 |  | 0 | 0 |  | 0 | 0
| 111 | Containment performance class N2, working width class W3 | no | Enter value from column G to column N | [9 empty] | 0 |  | 0 | 0 |  | 0 | 0 |  | 0 | 0
| 112 | Containment performance class N2, working width class W4 | no | Enter value from column G to column N | [9 empty] | 0 |  | 0 | 0 |  | 0 | 0 |  | 0 | 0
| 113 | Containment performance class H1, working width class W3 | no | Enter value from column G to column N | [9 empty] | 0 |  | 0 | 0 |  | 0 | 0 |  | 0 | 0
| 114 | Containment performance class H1, working width class W4 | no | Enter value from column G to column N | [9 empty] | 0 |  | 0 | 0 |  | 0 | 0 |  | 0 | 0
| 115 | Containment performance class H2, working width class W3 | no | Enter value from column G to column N | [9 empty] | 0 |  | 0 | 0 |  | 0 | 0 |  | 0 | 0
| 116 | Containment performance class H2, working width class W4 | no | Enter value from column G to column N | [9 empty] | 0 |  | 0 | 0 |  | 0 | 0 |  | 0 | 0
Replacement of connection to bridge parapet;
| 117 | Containment performance class N2, working width class W1 | no | Enter value from column G to column N | [9 empty] | 0 |  | 0 | 0 |  | 0 | 0 |  | 0 | 0
| 118 | Containment performance class N2, working width class W2 | no | Enter value from column G to column N | [9 empty] | 0 |  | 0 | 0 |  | 0 | 0 |  | 0 | 0
| 119 | Containment performance class N2, working width class W3 | no | Enter value from column G to column N | [9 empty] | 0 |  | 0 | 0 |  | 0 | 0 |  | 0 | 0
| 120 | Containment performance class N2, working width class W4 | no | Enter value from column G to column N | [9 empty] | 0 |  | 0 | 0 |  | 0 | 0 |  | 0 | 0
| 121 | Containment performance class H1, working width class W3 | no | Enter value from column G to column N | [9 empty] | 0 |  | 0 | 0 |  | 0 | 0 |  | 0 | 0
| 122 | Containment performance class H1, working width class W4 | no | Enter value from column G to column N | [9 empty] | 0 |  | 0 | 0 |  | 0 | 0 |  | 0 | 0
| 123 | Containment performance class H2, working width class W3 | no | Enter value from column G to column N | [9 empty] | 0 |  | 0 | 0 |  | 0 | 0 |  | 0 | 0
| 124 | Containment performance class H2, working width class W4 | no | Enter value from column G to column N | [9 empty] | 0 |  | 0 | 0 |  | 0 | 0 |  | 0 | 0
Concrete foundation to replacement posts;
| 125 | Containment performance class N2, working width class W1 | no | Enter value from column G to column N | [9 empty] | 0 |  | 0 | 0 |  | 0 | 0 |  | 0 | 0
| 126 | Containment performance class N2, working width class W2 | no | Enter value from column G to column N | [9 empty] | 0 |  | 0 | 0 |  | 0 | 0 |  | 0 | 0
| 127 | Containment performance class N2, working width class W3 | no | Enter value from column G to column N | [9 empty] | 0 |  | 0 | 0 |  | 0 | 0 |  | 0 | 0
| 128 | Containment performance class N2, working width class W4 | no | Enter value from column G to column N | [9 empty] | 0 |  | 0 | 0 |  | 0 | 0 |  | 0 | 0
| 129 | Containment performance class H1, working width class W3 | no | Enter value from column G to column N | [9 empty] | 0 |  | 0 | 0 |  | 0 | 0 |  | 0 | 0
| 130 | Containment performance class H1, working width class W4 | no | Enter value from column G to column N | [9 empty] | 0 |  | 0 | 0 |  | 0 | 0 |  | 0 | 0
| 131 | Containment performance class H2, working width class W3 | no | Enter value from column G to column N | [9 empty] | 0 |  | 0 | 0 |  | 0 | 0 |  | 0 | 0
| 132 | Containment performance class H2, working width class W4 | no | Enter value from column G to column N | [9 empty] | 0 |  | 0 | 0 |  | 0 | 0 |  | 0 | 0
Socketed foundation to replacement posts;
| 133 | Containment performance class N2, working width class W1 | no | Enter value from column G to column N | [9 empty] | 0 |  | 0 | 0 |  | 0 | 0 |  | 0 | 0
| 134 | Containment performance class N2, working width class W2 | no | Enter value from column G to column N | [9 empty] | 0 |  | 0 | 0 |  | 0 | 0 |  | 0 | 0
| 135 | Containment performance class N2, working width class W3 | no | Enter value from column G to column N | [9 empty] | 0 |  | 0 | 0 |  | 0 | 0 |  | 0 | 0
| 136 | Containment performance class N2, working width class W4 | no | Enter value from column G to column N | [9 empty] | 0 |  | 0 | 0 |  | 0 | 0 |  | 0 | 0
| 137 | Containment performance class H1, working width class W3 | no | Enter value from column G to column N | [9 empty] | 0 |  | 0 | 0 |  | 0 | 0 |  | 0 | 0
| 138 | Containment performance class H1, working width class W4 | no | Enter value from column G to column N | [9 empty] | 0 |  | 0 | 0 |  | 0 | 0 |  | 0 | 0
| 139 | Containment performance class H2, working width class W3 | no | Enter value from column G to column N | [9 empty] | 0 |  | 0 | 0 |  | 0 | 0 |  | 0 | 0
| 140 | Containment performance class H2, working width class W4 | no | Enter value from column G to column N | [9 empty] | 0 |  | 0 | 0 |  | 0 | 0 |  | 0 | 0
Replacement of crash cushion; designed to be impacted on one side only;
| 141 | Crash cushion Z1 Class A D.1.1 redirective | no | Enter value from column G to column N | [9 empty] | 0 |  | 0 | 0 |  | 0 | 0 |  | 0 | 0
| 142 | Crash cushion Z1 Class A D.1.1 non redirective | no | Enter value from column G to column N | [9 empty] | 0 |  | 0 | 0 |  | 0 | 0 |  | 0 | 0
Replacement of crash cushion; designed to be impacted on both sides;
| 143 | Crash cushion Z1 Class A D.1.1 redirective | no | Enter value from column G to column N | [9 empty] | 0 |  | 0 | 0 |  | 0 | 0 |  | 0 | 0
| 144 | Crash cushion Z1 Class A D.1.1 non redirective | no | Enter value from column G to column N | [9 empty] | 0 |  | 0 | 0 |  | 0 | 0 |  | 0 | 0
500 |  | DRAINAGE AND SERVICE DUCTS (Scope Paragraph 18.4.3)
Filter Drains
Excavate and replace filter material; in verges or edge of carriageway;
| 1 | Type A filter material. | m³ | Enter value from column G to column N | [9 empty] | 0 |  | 0 | 0 |  | 0 | 0 |  | 0 | 0
| 2 | Type B filter material. | m³ | Enter value from column G to column N | [9 empty] | 0 |  | 0 | 0 |  | 0 | 0 |  | 0 | 0
| 3 | Type C filter material. | m³ | Enter value from column G to column N | [9 empty] | 0 |  | 0 | 0 |  | 0 | 0 |  | 0 | 0
Excavate and replace filter material; in side slopes of cuttings or side slopes of embankments;
| 4 | Type A filter material. | m³ | Enter value from column G to column N | [9 empty] | 0 |  | 0 | 0 |  | 0 | 0 |  | 0 | 0
| 5 | Type B filter material. | m³ | Enter value from column G to column N | [9 empty] | 0 |  | 0 | 0 |  | 0 | 0 |  | 0 | 0
| 6 | Type C filter material. | m³ | Enter value from column G to column N | [9 empty] | 0 |  | 0 | 0 |  | 0 | 0 |  | 0 | 0
Renewal, Raising or Lowering of Covers and Gratings on Existing Chambers and Gullies
Renewal; cover size 600mm x 600mm; all chamber sizes; all chamber construction types; not exceeding 150mm;
| 7 | Class B125. | no | Enter value from column G to column N | [9 empty] | 0 |  | 0 | 0 |  | 0 | 0 |  | 0 | 0
| 8 | Class C250. | no | Enter value from column G to column N | [9 empty] | 0 |  | 0 | 0 |  | 0 | 0 |  | 0 | 0
| 9 | Class D400. | no | Enter value from column G to column N | [9 empty] | 0 |  | 0 | 0 |  | 0 | 0 |  | 0 | 0
Renewal; grating size 450mm x 450mm; all gully sizes; all gully construction types; not exceeding 150mm;
| 10 | Class B125. | no | Enter value from column G to column N | [9 empty] | 0 |  | 0 | 0 |  | 0 | 0 |  | 0 | 0
| 11 | Class C250. | no | Enter value from column G to column N | [9 empty] | 0 |  | 0 | 0 |  | 0 | 0 |  | 0 | 0
| 12 | Class D400. | no | Enter value from column G to column N | [9 empty] | 0 |  | 0 | 0 |  | 0 | 0 |  | 0 | 0
Raising the level; cover size 600mm x 600mm; all chamber sizes; all chamber construction types; not exceeding 150mm;
| 13 | All types. | no | Enter value from column G to column N | [9 empty] | 0 |  | 0 | 0 |  | 0 | 0 |  | 0 | 0
Raising the level; grating size 450mm x 450mm; all chamber sizes; all chamber construction types; not exceeding 150mm;
| 14 | All types. | no | Enter value from column G to column N | [9 empty] | 0 |  | 0 | 0 |  | 0 | 0 |  | 0 | 0
Lowering the level; grating size 450mm x 450mm; all chamber sizes; all chamber construction types; not exceeding 150mm;
| 15 | All types. | no | Enter value from column G to column N | [9 empty] | 0 |  | 0 | 0 |  | 0 | 0 |  | 0 | 0
Cleaning Existing Drainage Systems
Cleaning; piped drainage system; accessed from pavements, footways and/or paved areas not requiring all-terrain vehicles; not exceeding 20 metres;
| 16 | Internal diameter not exceeding nominal 150mm. | m | Enter value from column G to column N | [9 empty] | 0 |  | 0 | 0 |  | 0 | 0 |  | 0 | 0
| 17 | Internal diameter exceeding nominal 150mm but not exceeding nominal 225mm. | m | Enter value from column G to column N | [9 empty] | 0 |  | 0 | 0 |  | 0 | 0 |  | 0 | 0
| 18 | Internal diameter exceeding nominal 225mm but not exceeding nominal 300mm. | m | Enter value from column G to column N | [9 empty] | 0 |  | 0 | 0 |  | 0 | 0 |  | 0 | 0
| 19 | Internal diameter exceeding nominal 300mm but not exceeding nominal 450mm. | m | Enter value from column G to column N | [9 empty] | 0 |  | 0 | 0 |  | 0 | 0 |  | 0 | 0
Cleaning; piped drainage system; accessed from pavements, footways and/or paved areas not requiring all-terrain vehicles; exceeding 20 metres but not exceeding 50 metres;
| 20 | Internal diameter not exceeding nominal 150mm. | m | Enter value from column G to column N | [9 empty] | 0 |  | 0 | 0 |  | 0 | 0 |  | 0 | 0
| 21 | Internal diameter exceeding nominal 150mm but not exceeding nominal 225mm. | m | Enter value from column G to column N | [9 empty] | 0 |  | 0 | 0 |  | 0 | 0 |  | 0 | 0
| 22 | Internal diameter exceeding nominal 225mm but not exceeding nominal 300mm. | m | Enter value from column G to column N | [9 empty] | 0 |  | 0 | 0 |  | 0 | 0 |  | 0 | 0
| 23 | Internal diameter exceeding nominal 300mm but not exceeding nominal 450mm. | m | Enter value from column G to column N | [9 empty] | 0 |  | 0 | 0 |  | 0 | 0 |  | 0 | 0
Cleaning; piped drainage system; accessed from pavements, footways and/or paved areas not requiring all-terrain vehicles; exceeding 50 metres but not exceeding 100 metres;
| 24 | Internal diameter not exceeding nominal 150mm. | m | Enter value from column G to column N | [9 empty] | 0 |  | 0 | 0 |  | 0 | 0 |  | 0 | 0
| 25 | Internal diameter exceeding nominal 150mm but not exceeding nominal 225mm. | m | Enter value from column G to column N | [9 empty] | 0 |  | 0 | 0 |  | 0 | 0 |  | 0 | 0
| 26 | Internal diameter exceeding nominal 225mm but not exceeding nominal 300mm. | m | Enter value from column G to column N | [9 empty] | 0 |  | 0 | 0 |  | 0 | 0 |  | 0 | 0
| 27 | Internal diameter exceeding nominal 300mm but not exceeding nominal 450mm. | m | Enter value from column G to column N | [9 empty] | 0 |  | 0 | 0 |  | 0 | 0 |  | 0 | 0
Cleaning; piped drainage system; accessed from pavements, footways and/or paved areas not requiring all-terrain vehicles; exceeding 100 metres;
| 28 | Internal diameter not exceeding nominal 150mm. | m | Enter value from column G to column N | [9 empty] | 0 |  | 0 | 0 |  | 0 | 0 |  | 0 | 0
| 29 | Internal diameter exceeding nominal 150mm but not exceeding nominal 225mm. | m | Enter value from column G to column N | [9 empty] | 0 |  | 0 | 0 |  | 0 | 0 |  | 0 | 0
| 30 | Internal diameter exceeding nominal 225mm but not exceeding nominal 300mm. | m | Enter value from column G to column N | [9 empty] | 0 |  | 0 | 0 |  | 0 | 0 |  | 0 | 0
| 31 | Internal diameter exceeding nominal 300mm but not exceeding nominal 450mm. | m | Enter value from column G to column N | [9 empty] | 0 |  | 0 | 0 |  | 0 | 0 |  | 0 | 0
Cleaning; piped drainage system; accessed from pavements, footways and/or paved areas requiring all-terrain vehicles; not exceeding 20 metres;
| 32 | Internal diameter not exceeding nominal 150mm. | m | Enter value from column G to column N | [9 empty] | 0 |  | 0 | 0 |  | 0 | 0 |  | 0 | 0
| 33 | Internal diameter exceeding nominal 150mm but not exceeding nominal 225mm. | m | Enter value from column G to column N | [9 empty] | 0 |  | 0 | 0 |  | 0 | 0 |  | 0 | 0
| 34 | Internal diameter exceeding nominal 225mm but not exceeding nominal 300mm. | m | Enter value from column G to column N | [9 empty] | 0 |  | 0 | 0 |  | 0 | 0 |  | 0 | 0
| 35 | Internal diameter exceeding nominal 300mm but not exceeding nominal 450mm. | m | Enter value from column G to column N | [9 empty] | 0 |  | 0 | 0 |  | 0 | 0 |  | 0 | 0
Cleaning; piped drainage system; accessed from pavements, footways and/or paved areas requiring all-terrain vehicles; exceeding 20 metres but not exceeding 50 metres;
| 36 | Internal diameter not exceeding nominal 150mm. | m | Enter value from column G to column N | [9 empty] | 0 |  | 0 | 0 |  | 0 | 0 |  | 0 | 0
| 37 | Internal diameter exceeding nominal 150mm but not exceeding nominal 225mm. | m | Enter value from column G to column N | [9 empty] | 0 |  | 0 | 0 |  | 0 | 0 |  | 0 | 0
| 38 | Internal diameter exceeding nominal 225mm but not exceeding nominal 300mm. | m | Enter value from column G to column N | [9 empty] | 0 |  | 0 | 0 |  | 0 | 0 |  | 0 | 0
| 39 | Internal diameter exceeding nominal 300mm but not exceeding nominal 450mm. | m | Enter value from column G to column N | [9 empty] | 0 |  | 0 | 0 |  | 0 | 0 |  | 0 | 0
Cleaning; piped drainage system; accessed from pavements, footways and/or paved areas requiring all-terrain vehicles; exceeding 50 metres but not exceeding 100 metres;
| 40 | Internal diameter not exceeding nominal 150mm. | m | Enter value from column G to column N | [9 empty] | 0 |  | 0 | 0 |  | 0 | 0 |  | 0 | 0
| 41 | Internal diameter exceeding nominal 150mm but not exceeding nominal 225mm. | m | Enter value from column G to column N | [9 empty] | 0 |  | 0 | 0 |  | 0 | 0 |  | 0 | 0
| 42 | Internal diameter exceeding nominal 225mm but not exceeding nominal 300mm. | m | Enter value from column G to column N | [9 empty] | 0 |  | 0 | 0 |  | 0 | 0 |  | 0 | 0
| 43 | Internal diameter exceeding nominal 300mm but not exceeding nominal 450mm. | m | Enter value from column G to column N | [9 empty] | 0 |  | 0 | 0 |  | 0 | 0 |  | 0 | 0
Cleaning; piped drainage system; accessed from pavements, footways and/or paved areas requiring all-terrain vehicles; exceeding 100 metres;
| 44 | Internal diameter not exceeding nominal 150mm. | m | Enter value from column G to column N | [9 empty] | 0 |  | 0 | 0 |  | 0 | 0 |  | 0 | 0
| 45 | Internal diameter exceeding nominal 150mm but not exceeding nominal 225mm. | m | Enter value from column G to column N | [9 empty] | 0 |  | 0 | 0 |  | 0 | 0 |  | 0 | 0
| 46 | Internal diameter exceeding nominal 225mm but not exceeding nominal 300mm. | m | Enter value from column G to column N | [9 empty] | 0 |  | 0 | 0 |  | 0 | 0 |  | 0 | 0
| 47 | Internal diameter exceeding nominal 300mm but not exceeding nominal 450mm. | m | Enter value from column G to column N | [9 empty] | 0 |  | 0 | 0 |  | 0 | 0 |  | 0 | 0
Cleaning; catchpits; accessed from pavements, footways and/or paved areas not requiring all-terrain vehicles; not exceeding 3 number;
| 48 | All sizes. | no | Enter value from column G to column N | [9 empty] | 0 |  | 0 | 0 |  | 0 | 0 |  | 0 | 0
Cleaning; catchpits; accessed from pavements, footways and/or paved areas not requiring all-terrain vehicles; exceeding 3 number bit not exceeding 10 number;
| 49 | All sizes. | no | Enter value from column G to column N | [9 empty] | 0 |  | 0 | 0 |  | 0 | 0 |  | 0 | 0
Cleaning; catchpits; accessed from pavements, footways and/or paved areas not requiring all-terrain vehicles; exceeding 10 number;
| 50 | All sizes. | no | Enter value from column G to column N | [9 empty] | 0 |  | 0 | 0 |  | 0 | 0 |  | 0 | 0
Cleaning; manholes; accessed from pavements, footways and/or paved areas not requiring all-terrain vehicles; not exceeding 3 number;
| 51 | Rectangular or square chambers not exceeding 1000mm in length. | no | Enter value from column G to column N | [9 empty] | 0 |  | 0 | 0 |  | 0 | 0 |  | 0 | 0
| 52 | Internal diameter not exceeding 1500mm. | no | Enter value from column G to column N | [9 empty] | 0 |  | 0 | 0 |  | 0 | 0 |  | 0 | 0
| 53 | Internal diameter exceeding 1500mm but not exceeding 2100mm. | no | Enter value from column G to column N | [9 empty] | 0 |  | 0 | 0 |  | 0 | 0 |  | 0 | 0
| 54 | Internal diameter exceeding 2100mm. | no | Enter value from column G to column N | [9 empty] | 0 |  | 0 | 0 |  | 0 | 0 |  | 0 | 0
Cleaning; manholes; accessed from pavements, footways and/or paved areas not requiring all-terrain vehicles; exceeding 3 number bit not exceeding 10 number;
| 55 | Rectangular or square chambers not exceeding 1000mm in length. | no | Enter value from column G to column N | [9 empty] | 0 |  | 0 | 0 |  | 0 | 0 |  | 0 | 0
| 56 | Internal diameter not exceeding 1500mm. | no | Enter value from column G to column N | [9 empty] | 0 |  | 0 | 0 |  | 0 | 0 |  | 0 | 0
| 57 | Internal diameter exceeding 1500mm but not exceeding 2100mm. | no | Enter value from column G to column N | [9 empty] | 0 |  | 0 | 0 |  | 0 | 0 |  | 0 | 0
| 58 | Internal diameter exceeding 2100mm. | no | Enter value from column G to column N | [9 empty] | 0 |  | 0 | 0 |  | 0 | 0 |  | 0 | 0
Cleaning; manholes; accessed from pavements, footways and/or paved areas not requiring all-terrain vehicles; exceeding 10 number;
| 59 | Rectangular or square chambers not exceeding 1000mm in length. | no | Enter value from column G to column N | [9 empty] | 0 |  | 0 | 0 |  | 0 | 0 |  | 0 | 0
| 60 | Internal diameter not exceeding 1500mm. | no | Enter value from column G to column N | [9 empty] | 0 |  | 0 | 0 |  | 0 | 0 |  | 0 | 0
| 61 | Internal diameter exceeding 1500mm but not exceeding 2100mm. | no | Enter value from column G to column N | [9 empty] | 0 |  | 0 | 0 |  | 0 | 0 |  | 0 | 0
| 62 | Internal diameter exceeding 2100mm. | no | Enter value from column G to column N | [9 empty] | 0 |  | 0 | 0 |  | 0 | 0 |  | 0 | 0
Cleaning; manholes; accessed from pavements, footways and/or paved areas requiring all-terrain vehicles; not exceeding 3 number;
| 63 | Rectangular or square chambers not exceeding 1000mm in length. | no | Enter value from column G to column N | [9 empty] | 0 |  | 0 | 0 |  | 0 | 0 |  | 0 | 0
| 64 | Internal diameter not exceeding 1500mm. | no | Enter value from column G to column N | [9 empty] | 0 |  | 0 | 0 |  | 0 | 0 |  | 0 | 0
| 65 | Internal diameter exceeding 1500mm but not exceeding 2100mm. | no | Enter value from column G to column N | [9 empty] | 0 |  | 0 | 0 |  | 0 | 0 |  | 0 | 0
| 66 | Internal diameter exceeding 2100mm. | no | Enter value from column G to column N | [9 empty] | 0 |  | 0 | 0 |  | 0 | 0 |  | 0 | 0
Cleaning; manholes; accessed from pavements, footways and/or paved areas requiring all-terrain vehicles; exceeding 3 number bit not exceeding 10 number;
| 67 | Rectangular or square chambers not exceeding 1000mm in length. | no | Enter value from column G to column N | [9 empty] | 0 |  | 0 | 0 |  | 0 | 0 |  | 0 | 0
| 68 | Internal diameter not exceeding 1500mm. | no | Enter value from column G to column N | [9 empty] | 0 |  | 0 | 0 |  | 0 | 0 |  | 0 | 0
| 69 | Internal diameter exceeding 1500mm but not exceeding 2100mm. | no | Enter value from column G to column N | [9 empty] | 0 |  | 0 | 0 |  | 0 | 0 |  | 0 | 0
| 70 | Internal diameter exceeding 2100mm. | no | Enter value from column G to column N | [9 empty] | 0 |  | 0 | 0 |  | 0 | 0 |  | 0 | 0
Cleaning; manholes; accessed from pavements, footways and/or paved areas requiring all-terrain vehicles; exceeding 10 number;
| 71 | Rectangular or square chambers not exceeding 1000mm in length. | no | Enter value from column G to column N | [9 empty] | 0 |  | 0 | 0 |  | 0 | 0 |  | 0 | 0
| 72 | Internal diameter not exceeding 1500mm. | no | Enter value from column G to column N | [9 empty] | 0 |  | 0 | 0 |  | 0 | 0 |  | 0 | 0
| 73 | Internal diameter exceeding 1500mm but not exceeding 2100mm. | no | Enter value from column G to column N | [9 empty] | 0 |  | 0 | 0 |  | 0 | 0 |  | 0 | 0
| 74 | Internal diameter exceeding 2100mm. | no | Enter value from column G to column N | [9 empty] | 0 |  | 0 | 0 |  | 0 | 0 |  | 0 | 0
Cleaning; gullies; all locations; not exceeding 20 number;
| 75 | All sizes. | no | Enter value from column G to column N | [9 empty] | 0 |  | 0 | 0 |  | 0 | 0 |  | 0 | 0
Cleaning; gullies; all locations; exceeding 20 number but not exceeding 50 number;
| 76 | All sizes. | no | Enter value from column G to column N | [9 empty] | 0 |  | 0 | 0 |  | 0 | 0 |  | 0 | 0
Cleaning; gullies; all locations; exceeding 50 number but not exceeding 100 number;
| 77 | All sizes. | no | Enter value from column G to column N | [9 empty] | 0 |  | 0 | 0 |  | 0 | 0 |  | 0 | 0
Cleaning; gullies; all locations; exceeding 100 number;
| 78 | All sizes. | no | Enter value from column G to column N | [9 empty] | 0 |  | 0 | 0 |  | 0 | 0 |  | 0 | 0
Cleaning; gully covers and aprons; all locations; not exceeding 20 number;
| 79 | All sizes. | no | Enter value from column G to column N | [9 empty] | 0 |  | 0 | 0 |  | 0 | 0 |  | 0 | 0
Cleaning; gully covers and aprons; all locations; exceeding 20 number but not exceeding 50 number;
| 80 | All sizes. | no | Enter value from column G to column N | [9 empty] | 0 |  | 0 | 0 |  | 0 | 0 |  | 0 | 0
Cleaning; gully covers and aprons; all locations; exceeding 50 number but not exceeding 100 number;
| 81 | All sizes. | no | Enter value from column G to column N | [9 empty] | 0 |  | 0 | 0 |  | 0 | 0 |  | 0 | 0
Cleaning; gully covers and aprons; all locations; exceeding 100 number;
| 82 | All sizes. | no | Enter value from column G to column N | [9 empty] | 0 |  | 0 | 0 |  | 0 | 0 |  | 0 | 0
Cleaning; Interceptors; all locations; not exceeding 20 number;
| 83 | All sizes. | no | Enter value from column G to column N | [9 empty] | 0 |  | 0 | 0 |  | 0 | 0 |  | 0 | 0
Cleaning; Interceptors; all locations; exceeding 20 number but not exceeding 50 number;
| 84 | All sizes. | no | Enter value from column G to column N | [9 empty] | 0 |  | 0 | 0 |  | 0 | 0 |  | 0 | 0
Cleaning; Interceptors; all locations; exceeding 50 number but not exceeding 100 number;
| 85 | All sizes. | no | Enter value from column G to column N | [9 empty] | 0 |  | 0 | 0 |  | 0 | 0 |  | 0 | 0
Cleaning; Interceptors; all locations; exceeding 100 number;
| 86 | All sizes. | no | Enter value from column G to column N | [9 empty] | 0 |  | 0 | 0 |  | 0 | 0 |  | 0 | 0
Cleaning; Soakaways; Priority soakaways; all locations;
| 87 | Volume not exceeding 50m3 | m3 | Enter value from column G to column N | [9 empty] | 0 |  | 0 | 0 |  | 0 | 0 |  | 0 | 0
| 88 | Volume exceeding 50m3 in steps of 50m3 | m3 | Enter value from column G to column N | [9 empty] | 0 |  | 0 | 0 |  | 0 | 0 |  | 0 | 0
Cleaning; Soakaways; Non priority soakaways; all locations;
| 89 | Volume not exceeding 50m3 | m3 | Enter value from column G to column N | [9 empty] | 0 |  | 0 | 0 |  | 0 | 0 |  | 0 | 0
| 90 | Volume exceeding 50m3 in steps of 50m3 | m3 | Enter value from column G to column N | [9 empty] | 0 |  | 0 | 0 |  | 0 | 0 |  | 0 | 0
Replacement of Drains in Trenches
Replacement of drains in trenches; to MCHW HCD F1; in verges or edge of carriageway; not exceeding 15 metres in length per length of replacement;
| 91 | 150mm internal diameter; average depth to invert 1.5 metres; trench type Z. | m | Enter value from column G to column N | [9 empty] | 0 |  | 0 | 0 |  | 0 | 0 |  | 0 | 0
| 92 | Adjustment of the rate in item 91 above where the average depth to invert varies by NIL mm to and including 250mm. | m | Enter value from column G to column N | [9 empty] | 0 |  | 0 | 0 |  | 0 | 0 |  | 0 | 0
| 93 | Adjustment of the rate in item 91 above where the average depth to invert varies by 251 mm to and including 500mm. | m | Enter value from column G to column N | [9 empty] | 0 |  | 0 | 0 |  | 0 | 0 |  | 0 | 0
| 94 | Adjustment of the rate in item 91 above where the average depth to invert varies by 501 mm to and including 750mm. | m | Enter value from column G to column N | [9 empty] | 0 |  | 0 | 0 |  | 0 | 0 |  | 0 | 0
| 95 | Adjustment of the rate in item 91 above where the average depth to invert varies by 751 mm to and including 1000mm. | m | Enter value from column G to column N | [9 empty] | 0 |  | 0 | 0 |  | 0 | 0 |  | 0 | 0
| 96 | 225mm internal diameter; average depth to invert 1.5 metres; trench type Z. | m | Enter value from column G to column N | [9 empty] | 0 |  | 0 | 0 |  | 0 | 0 |  | 0 | 0
| 97 | Adjustment of the rate in item 96 above where the average depth to invert varies by NIL mm to and including 250mm. | m | Enter value from column G to column N | [9 empty] | 0 |  | 0 | 0 |  | 0 | 0 |  | 0 | 0
| 98 | Adjustment of the rate in item 96 above where the average depth to invert varies by 251 mm to and including 500mm. | m | Enter value from column G to column N | [9 empty] | 0 |  | 0 | 0 |  | 0 | 0 |  | 0 | 0
| 99 | Adjustment of the rate in item 96 above where the average depth to invert varies by 501 mm to and including 750mm. | m | Enter value from column G to column N | [9 empty] | 0 |  | 0 | 0 |  | 0 | 0 |  | 0 | 0
| 100 | Adjustment of the rate in item 96 above where the average depth to invert varies by 751 mm to and including 1000mm. | m | Enter value from column G to column N | [9 empty] | 0 |  | 0 | 0 |  | 0 | 0 |  | 0 | 0
| 101 | 300mm internal diameter; average depth to invert 2.0 metres; trench type B. | m | Enter value from column G to column N | [9 empty] | 0 |  | 0 | 0 |  | 0 | 0 |  | 0 | 0
| 102 | Adjustment of the rate in item 101 above where the average depth to invert varies by NIL mm to and including 250mm. | m | Enter value from column G to column N | [9 empty] | 0 |  | 0 | 0 |  | 0 | 0 |  | 0 | 0
| 103 | Adjustment of the rate in item 101 above where the average depth to invert varies by 251 mm to and including 500mm. | m | Enter value from column G to column N | [9 empty] | 0 |  | 0 | 0 |  | 0 | 0 |  | 0 | 0
| 104 | Adjustment of the rate in item 101 above where the average depth to invert varies by 501 mm to and including 750mm. | m | Enter value from column G to column N | [9 empty] | 0 |  | 0 | 0 |  | 0 | 0 |  | 0 | 0
| 105 | Adjustment of the rate in item 101 above where the average depth to invert varies by 751 mm to and including 1000mm. | m | Enter value from column G to column N | [9 empty] | 0 |  | 0 | 0 |  | 0 | 0 |  | 0 | 0
Replacement of drains in trenches; to MCHW HCD F1; in side slopes of cuttings or side slopes of embankments; not exceeding 15 metres in length per length of replacement;
| 106 | 150mm internal diameter; average depth to invert 1.5 metres; trench type Z. | m | Enter value from column G to column N | [9 empty] | 0 |  | 0 | 0 |  | 0 | 0 |  | 0 | 0
| 107 | Adjustment of the rate in item 106 above where the average depth to invert varies by NIL mm to and including 250mm. | m | Enter value from column G to column N | [9 empty] | 0 |  | 0 | 0 |  | 0 | 0 |  | 0 | 0
| 108 | Adjustment of the rate in item 106 above where the average depth to invert varies by 251 mm to and including 500mm. | m | Enter value from column G to column N | [9 empty] | 0 |  | 0 | 0 |  | 0 | 0 |  | 0 | 0
| 109 | Adjustment of the rate in item 106 above where the average depth to invert varies by 501 mm to and including 750mm. | m | Enter value from column G to column N | [9 empty] | 0 |  | 0 | 0 |  | 0 | 0 |  | 0 | 0
| 110 | Adjustment of the rate in item 106 above where the average depth to invert varies by 751 mm to and including 1000mm. | m | Enter value from column G to column N | [9 empty] | 0 |  | 0 | 0 |  | 0 | 0 |  | 0 | 0
| 111 | 225mm internal diameter; average depth to invert 1.5 metres; trench type Z. | m | Enter value from column G to column N | [9 empty] | 0 |  | 0 | 0 |  | 0 | 0 |  | 0 | 0
| 112 | Adjustment of the rate in item 111 above where the average depth to invert varies by NIL mm to and including 250mm. | m | Enter value from column G to column N | [9 empty] | 0 |  | 0 | 0 |  | 0 | 0 |  | 0 | 0
| 113 | Adjustment of the rate in item 111 above where the average depth to invert varies by 251 mm to and including 500mm. | m | Enter value from column G to column N | [9 empty] | 0 |  | 0 | 0 |  | 0 | 0 |  | 0 | 0
| 114 | Adjustment of the rate in item 111 above where the average depth to invert varies by 501 mm to and including 750mm. | m | Enter value from column G to column N | [9 empty] | 0 |  | 0 | 0 |  | 0 | 0 |  | 0 | 0
| 115 | Adjustment of the rate in item 111 above where the average depth to invert varies by 751 mm to and including 1000mm. | m | Enter value from column G to column N | [9 empty] | 0 |  | 0 | 0 |  | 0 | 0 |  | 0 | 0
| 116 | 300mm internal diameter; average depth to invert 2.0 metres; trench type B. | m | Enter value from column G to column N | [9 empty] | 0 |  | 0 | 0 |  | 0 | 0 |  | 0 | 0
| 117 | Adjustment of the rate in item 116 above where the average depth to invert varies by NIL mm to and including 250mm. | m | Enter value from column G to column N | [9 empty] | 0 |  | 0 | 0 |  | 0 | 0 |  | 0 | 0
| 118 | Adjustment of the rate in item 116 above where the average depth to invert varies by 251 mm to and including 500mm. | m | Enter value from column G to column N | [9 empty] | 0 |  | 0 | 0 |  | 0 | 0 |  | 0 | 0
| 119 | Adjustment of the rate in item 116 above where the average depth to invert varies by 501 mm to and including 750mm. | m | Enter value from column G to column N | [9 empty] | 0 |  | 0 | 0 |  | 0 | 0 |  | 0 | 0
| 120 | Adjustment of the rate in item 116 above where the average depth to invert varies by 751 mm to and including 1000mm. | m | Enter value from column G to column N | [9 empty] | 0 |  | 0 | 0 |  | 0 | 0 |  | 0 | 0
Replacement of drains in trenches; to MCHW HCD F1; in verges or edge of carriageway; exceeding 15 metres in length per length of replacement;
| 121 | 150mm internal diameter; average depth to invert 1.5 metres; trench type Z. | m | Enter value from column G to column N | [9 empty] | 0 |  | 0 | 0 |  | 0 | 0 |  | 0 | 0
| 122 | Adjustment of the rate in item 121 above where the average depth to invert varies by NIL mm to and including 250mm. | m | Enter value from column G to column N | [9 empty] | 0 |  | 0 | 0 |  | 0 | 0 |  | 0 | 0
| 123 | Adjustment of the rate in item 121 above where the average depth to invert varies by 251 mm to and including 500mm. | m | Enter value from column G to column N | [9 empty] | 0 |  | 0 | 0 |  | 0 | 0 |  | 0 | 0
| 124 | Adjustment of the rate in item 121 above where the average depth to invert varies by 501 mm to and including 750mm. | m | Enter value from column G to column N | [9 empty] | 0 |  | 0 | 0 |  | 0 | 0 |  | 0 | 0
| 125 | Adjustment of the rate in item 121 above where the average depth to invert varies by 751 mm to and including 1000mm. | m | Enter value from column G to column N | [9 empty] | 0 |  | 0 | 0 |  | 0 | 0 |  | 0 | 0
| 126 | 225mm internal diameter; average depth to invert 1.5 metres; trench type Z. | m | Enter value from column G to column N | [9 empty] | 0 |  | 0 | 0 |  | 0 | 0 |  | 0 | 0
| 127 | Adjustment of the rate in item 126 above where the average depth to invert varies by NIL mm to and including 250mm. | m | Enter value from column G to column N | [9 empty] | 0 |  | 0 | 0 |  | 0 | 0 |  | 0 | 0
| 128 | Adjustment of the rate in item 126 above where the average depth to invert varies by 251 mm to and including 500mm. | m | Enter value from column G to column N | [9 empty] | 0 |  | 0 | 0 |  | 0 | 0 |  | 0 | 0
| 129 | Adjustment of the rate in item 126 above where the average depth to invert varies by 501 mm to and including 750mm. | m | Enter value from column G to column N | [9 empty] | 0 |  | 0 | 0 |  | 0 | 0 |  | 0 | 0
| 130 | Adjustment of the rate in item 126 above where the average depth to invert varies by 751 mm to and including 1000mm. | m | Enter value from column G to column N | [9 empty] | 0 |  | 0 | 0 |  | 0 | 0 |  | 0 | 0
| 131 | 300mm internal diameter; average depth to invert 2.0 metres; trench type B. | m | Enter value from column G to column N | [9 empty] | 0 |  | 0 | 0 |  | 0 | 0 |  | 0 | 0
| 132 | Adjustment of the rate in item 131 above where the average depth to invert varies by NIL mm to and including 250mm. | m | Enter value from column G to column N | [9 empty] | 0 |  | 0 | 0 |  | 0 | 0 |  | 0 | 0
| 133 | Adjustment of the rate in item 131 above where the average depth to invert varies by 251 mm to and including 500mm. | m | Enter value from column G to column N | [9 empty] | 0 |  | 0 | 0 |  | 0 | 0 |  | 0 | 0
| 134 | Adjustment of the rate in item 131 above where the average depth to invert varies by 501 mm to and including 750mm. | m | Enter value from column G to column N | [9 empty] | 0 |  | 0 | 0 |  | 0 | 0 |  | 0 | 0
| 135 | Adjustment of the rate in item 131 above where the average depth to invert varies by 751 mm to and including 1000mm. | m | Enter value from column G to column N | [9 empty] | 0 |  | 0 | 0 |  | 0 | 0 |  | 0 | 0
Replacement of drains in trenches; to MCHW HCD F1; in side slopes of cuttings or side slopes of embankments; exceeding 15 metres in length per length of replacement;
| 136 | 150mm internal diameter; average depth to invert 1.5 metres; trench type Z. | m | Enter value from column G to column N | [9 empty] | 0 |  | 0 | 0 |  | 0 | 0 |  | 0 | 0
| 137 | Adjustment of the rate in item 136 above where the average depth to invert varies by NIL mm to and including 250mm. | m | Enter value from column G to column N | [9 empty] | 0 |  | 0 | 0 |  | 0 | 0 |  | 0 | 0
| 138 | Adjustment of the rate in item 136 above where the average depth to invert varies by 251 mm to and including 500mm. | m | Enter value from column G to column N | [9 empty] | 0 |  | 0 | 0 |  | 0 | 0 |  | 0 | 0
| 139 | Adjustment of the rate in item 136 above where the average depth to invert varies by 501 mm to and including 750mm. | m | Enter value from column G to column N | [9 empty] | 0 |  | 0 | 0 |  | 0 | 0 |  | 0 | 0
| 140 | Adjustment of the rate in item 136 above where the average depth to invert varies by 751 mm to and including 1000mm. | m | Enter value from column G to column N | [9 empty] | 0 |  | 0 | 0 |  | 0 | 0 |  | 0 | 0
| 141 | 225mm internal diameter; average depth to invert 1.5 metres; trench type Z. | m | Enter value from column G to column N | [9 empty] | 0 |  | 0 | 0 |  | 0 | 0 |  | 0 | 0
| 142 | Adjustment of the rate in item 141 above where the average depth to invert varies by NIL mm to and including 250mm. | m | Enter value from column G to column N | [9 empty] | 0 |  | 0 | 0 |  | 0 | 0 |  | 0 | 0
| 143 | Adjustment of the rate in item 141 above where the average depth to invert varies by 251 mm to and including 500mm. | m | Enter value from column G to column N | [9 empty] | 0 |  | 0 | 0 |  | 0 | 0 |  | 0 | 0
| 144 | Adjustment of the rate in item 141 above where the average depth to invert varies by 501 mm to and including 750mm. | m | Enter value from column G to column N | [9 empty] | 0 |  | 0 | 0 |  | 0 | 0 |  | 0 | 0
| 145 | Adjustment of the rate in item 141 above where the average depth to invert varies by 751 mm to and including 1000mm. | m | Enter value from column G to column N | [9 empty] | 0 |  | 0 | 0 |  | 0 | 0 |  | 0 | 0
| 146 | 300mm internal diameter; average depth to invert 2.0 metres; trench type B. | m | Enter value from column G to column N | [9 empty] | 0 |  | 0 | 0 |  | 0 | 0 |  | 0 | 0
| 147 | Adjustment of the rate in item 146 above where the average depth to invert varies by NIL mm to and including 250mm. | m | Enter value from column G to column N | [9 empty] | 0 |  | 0 | 0 |  | 0 | 0 |  | 0 | 0
| 148 | Adjustment of the rate in item 146 above where the average depth to invert varies by 251 mm to and including 500mm. | m | Enter value from column G to column N | [9 empty] | 0 |  | 0 | 0 |  | 0 | 0 |  | 0 | 0
| 149 | Adjustment of the rate in item 146 above where the average depth to invert varies by 501 mm to and including 750mm. | m | Enter value from column G to column N | [9 empty] | 0 |  | 0 | 0 |  | 0 | 0 |  | 0 | 0
| 150 | Adjustment of the rate in item 146 above where the average depth to invert varies by 751 mm to and including 1000mm. | m | Enter value from column G to column N | [9 empty] | 0 |  | 0 | 0 |  | 0 | 0 |  | 0 | 0
Replacement of Connections to Drains, Piped Culverts, Chambers and Land or Mole Drains
Extra over replacement of drains in trenches; replacement of connection to drain;
| 151 | Internal diameters 150mm drain to 150mm drain. | no | Enter value from column G to column N | [9 empty] | 0 |  | 0 | 0 |  | 0 | 0 |  | 0 | 0
| 152 | Internal diameters 150mm drain to 225mm drain. | no | Enter value from column G to column N | [9 empty] | 0 |  | 0 | 0 |  | 0 | 0 |  | 0 | 0
| 153 | Internal diameters 150mm drain to 300mm drain and above. | no | Enter value from column G to column N | [9 empty] | 0 |  | 0 | 0 |  | 0 | 0 |  | 0 | 0
Extra over replacement of drains in trenches; replacement of connection to piped culvert;
| 154 | Internal diameters 150mm drain to piped culvert of all diameters. | no | Enter value from column G to column N | [9 empty] | 0 |  | 0 | 0 |  | 0 | 0 |  | 0 | 0
| 155 | Internal diameters 225mm drain to piped culvert of all diameters. | no | Enter value from column G to column N | [9 empty] | 0 |  | 0 | 0 |  | 0 | 0 |  | 0 | 0
Extra over replacement of drains in trenches; replacement of connection to chamber;
| 156 | Internal diameters 150mm drain to chamber of all diameters. | no | Enter value from column G to column N | [9 empty] | 0 |  | 0 | 0 |  | 0 | 0 |  | 0 | 0
| 157 | Internal diameters 225mm drain to chamber of all diameters. | no | Enter value from column G to column N | [9 empty] | 0 |  | 0 | 0 |  | 0 | 0 |  | 0 | 0
| 158 | Internal diameters 300mm drain to chamber of all diameters. | no | Enter value from column G to column N | [9 empty] | 0 |  | 0 | 0 |  | 0 | 0 |  | 0 | 0
Extra over replacement of drains in trenches; replacement of connection to land or mole drain;
| 159 | Internal diameters 100mm land or mole drain to drain of all diameters. | no | Enter value from column G to column N | [9 empty] | 0 |  | 0 | 0 |  | 0 | 0 |  | 0 | 0
Replacement of Gullies
| 160 | Replacement of gullies; as MCHW HCD F13; Class D400 grating. | no | Enter value from column G to column N | [9 empty] | 0 |  | 0 | 0 |  | 0 | 0 |  | 0 | 0
Drainage (repair defects, not resulting from an incident caused by a third party) and Disposal of Waste
Drainage (repair defects, not resulting from an incident caused by a third party)
| 161 | Gully emptier including driver and operative. | hr | Enter value from column G to column N | [9 empty] | 0 |  | 0 | 0 |  | 0 | 0 |  | 0 | 0
| 162 | Vactor unit including driver and operative. | hr | Enter value from column G to column N | [9 empty] | 0 |  | 0 | 0 |  | 0 | 0 |  | 0 | 0
| 163 | CCTV unit including technician. | hr | Enter value from column G to column N | [9 empty] | 0 |  | 0 | 0 |  | 0 | 0 |  | 0 | 0
Disposal of waste;
| 164 | Inert waste. | t | Enter value from column G to column N | [9 empty] | 0 |  | 0 | 0 |  | 0 | 0 |  | 0 | 0
| 165 | Wet waste gully emptying arisings. | t | Enter value from column G to column N | [9 empty] | 0 |  | 0 | 0 |  | 0 | 0 |  | 0 | 0
| 166 | Wet waste drainage arisings. | t | Enter value from column G to column N | [9 empty] | 0 |  | 0 | 0 |  | 0 | 0 |  | 0 | 0
| 167 | Green waste. | t | Enter value from column G to column N | [9 empty] | 0 |  | 0 | 0 |  | 0 | 0 |  | 0 | 0
700 |  | PAVEMENTS (Scope Paragraph 18.6.1)
Repairs and Patching
Local Repairs not exceeding 5 number Local Repairs per Task;
| 1 | In carriageways. | kg | Enter value from column G to column N | [9 empty] | 0 |  | 0 | 0 |  | 0 | 0 |  | 0 | 0
| 2 | In footways. | kg | Enter value from column G to column N | [9 empty] | 0 |  | 0 | 0 |  | 0 | 0 |  | 0 | 0
Local Repairs exceeding 5 but not exceeding 20 number Local Repairs per Task;
| 3 | In carriageways. | kg | Enter value from column G to column N | [9 empty] | 0 |  | 0 | 0 |  | 0 | 0 |  | 0 | 0
| 4 | In footways. | kg | Enter value from column G to column N | [9 empty] | 0 |  | 0 | 0 |  | 0 | 0 |  | 0 | 0
Local Repairs exceeding 20 number Local Repairs per Task;
| 5 | In carriageways. | kg | Enter value from column G to column N | [9 empty] | 0 |  | 0 | 0 |  | 0 | 0 |  | 0 | 0
| 6 | In footways. | kg | Enter value from column G to column N | [9 empty] | 0 |  | 0 | 0 |  | 0 | 0 |  | 0 | 0
Hand Lay Patching
Patching; Hand lay; not exceeding 10 square metres of patching per Task;
Individual patch area not exceeding 1 square metre; in carriageways;
| 7 | Material ref: WC1 or WC2; layer not exceeding 50mm thick | m2 | Enter value from column G to column N | [9 empty] | 0 |  | 0 | 0 |  | 0 | 0 |  | 0 | 0
| 8 | Material ref: WC1 or WC2; layer not exceeding 50mm thick laid over material refs BC1 or BC3 layer not exceeding 100mm thick; combined thickness not exceeding 150mm. | m2 | Enter value from column G to column N | [9 empty] | 0 |  | 0 | 0 |  | 0 | 0 |  | 0 | 0
| 9 | Material ref: WC1 or WC2; layer not exceeding 50mm thick laid over material refs BC1 or BC3 layer not exceeding 100mm thick laid over material refs: BA1 or BA3 layer not exceeding 200mm thick; combined thickness not exceeding 350mm. | m2 | Enter value from column G to column N | [9 empty] | 0 |  | 0 | 0 |  | 0 | 0 |  | 0 | 0
Individual patch area not exceeding 5 square metres; in footways and paved areas;
| 10 | Material ref: PWC1 or FWC1; layer not exceeding 25mm thick | m2 | Enter value from column G to column N | [9 empty] | 0 |  | 0 | 0 |  | 0 | 0 |  | 0 | 0
| 11 | Material ref: PWC1 or FWC1; layer not exceeding 25mm thick laid over material refs PBC1 or FBC1 layer not exceeding 75mm thick; combined thickness not exceeding 100mm. | m2 | Enter value from column G to column N | [9 empty] | 0 |  | 0 | 0 |  | 0 | 0 |  | 0 | 0
Individual patch area exceeding 5 square metres but not exceeding 10 square metres; in footways and paved areas;
| 12 | Material ref: PWC1 or FWC1; layer not exceeding 25mm thick | m2 | Enter value from column G to column N | [9 empty] | 0 |  | 0 | 0 |  | 0 | 0 |  | 0 | 0
| 13 | Material ref: PWC1 or FWC1; layer not exceeding 25mm thick laid over material refs PBC1 or FBC1 layer not exceeding 75mm thick; combined thickness not exceeding 100mm. | m2 | Enter value from column G to column N | [9 empty] | 0 |  | 0 | 0 |  | 0 | 0 |  | 0 | 0
Patching; Hand lay; exceeding 10 square metres but not exceeding 20 square metres of patching per Task;
Individual patch area not exceeding 1 square metre; in carriageways;
| 14 | Material ref: WC1 or WC2; layer not exceeding 50mm thick | m2 | Enter value from column G to column N | [9 empty] | 0 |  | 0 | 0 |  | 0 | 0 |  | 0 | 0
| 15 | Material ref: WC1 or WC2; layer not exceeding 50mm thick laid over material refs BC1 or BC3 layer not exceeding 100mm thick; combined thickness not exceeding 150mm. | m2 | Enter value from column G to column N | [9 empty] | 0 |  | 0 | 0 |  | 0 | 0 |  | 0 | 0
| 16 | Material ref: WC1 or WC2; layer not exceeding 50mm thick laid over material refs BC1 or BC3 layer not exceeding 100mm thick laid over material refs: BA1 or BA3 layer not exceeding 200mm thick; combined thickness not exceeding 350mm. | m2 | Enter value from column G to column N | [9 empty] | 0 |  | 0 | 0 |  | 0 | 0 |  | 0 | 0
Individual patch area not exceeding 5 square metres; in footways and paved areas;
| 17 | Material ref: PWC1 or FWC1; layer not exceeding 25mm thick | m2 | Enter value from column G to column N | [9 empty] | 0 |  | 0 | 0 |  | 0 | 0 |  | 0 | 0
| 18 | Material ref: PWC1 or FWC1; layer not exceeding 25mm thick laid over material refs PBC1 or FBC1 layer not exceeding 75mm thick; combined thickness not exceeding 100mm. | m2 | Enter value from column G to column N | [9 empty] | 0 |  | 0 | 0 |  | 0 | 0 |  | 0 | 0
Individual patch area exceeding 5 square metres but not exceeding 10 square metres; in footways and paved areas;
| 19 | Material ref: PWC1 or FWC1; layer not exceeding 25mm thick | m2 | Enter value from column G to column N | [9 empty] | 0 |  | 0 | 0 |  | 0 | 0 |  | 0 | 0
| 20 | Material ref: PWC1 or FWC1; layer not exceeding 25mm thick laid over material refs PBC1 or FBC1 layer not exceeding 75mm thick; combined thickness not exceeding 100mm. | m2 | Enter value from column G to column N | [9 empty] | 0 |  | 0 | 0 |  | 0 | 0 |  | 0 | 0
Individual patch area exceeding 10 square metres but not exceeding 15 square metres; in footways and paved areas;
| 21 | Material ref: PWC1 or FWC1; layer not exceeding 25mm thick | m2 | Enter value from column G to column N | [9 empty] | 0 |  | 0 | 0 |  | 0 | 0 |  | 0 | 0
| 22 | Material ref: PWC1 or FWC1; layer not exceeding 25mm thick laid over material refs PBC1 or FBC1 layer not exceeding 75mm thick; combined thickness not exceeding 100mm. | m2 | Enter value from column G to column N | [9 empty] | 0 |  | 0 | 0 |  | 0 | 0 |  | 0 | 0
Individual patch area exceeding 15 square metres but not exceeding 20 square metres; in footways and paved areas;
| 23 | Material ref: PWC1 or FWC1; layer not exceeding 25mm thick | m2 | Enter value from column G to column N | [9 empty] | 0 |  | 0 | 0 |  | 0 | 0 |  | 0 | 0
| 24 | Material ref: PWC1 or FWC1; layer not exceeding 25mm thick laid over material refs PBC1 or FBC1 layer not exceeding 75mm thick; combined thickness not exceeding 100mm. | m2 | Enter value from column G to column N | [9 empty] | 0 |  | 0 | 0 |  | 0 | 0 |  | 0 | 0
Patching; Hand lay; exceeding 20 square metres but not exceeding 50 square metres of patching per Task;
Individual patch area not exceeding 1 square metre; in carriageways;
| 25 | Material ref: WC1 or WC2; layer not exceeding 50mm thick | m2 | Enter value from column G to column N | [9 empty] | 0 |  | 0 | 0 |  | 0 | 0 |  | 0 | 0
| 26 | Material ref: WC1 or WC2; layer not exceeding 50mm thick laid over material refs BC1 or BC3 layer not exceeding 100mm thick; combined thickness not exceeding 150mm. | m2 | Enter value from column G to column N | [9 empty] | 0 |  | 0 | 0 |  | 0 | 0 |  | 0 | 0
| 27 | Material ref: WC1 or WC2; layer not exceeding 50mm thick laid over material refs BC1 or BC3 layer not exceeding 100mm thick laid over material refs: BA1 or BA3 layer not exceeding 200mm thick; combined thickness not exceeding 350mm. | m2 | Enter value from column G to column N | [9 empty] | 0 |  | 0 | 0 |  | 0 | 0 |  | 0 | 0
Individual patch area not exceeding 5 square metres; in footways and paved areas;
| 28 | Material ref: PWC1 or FWC1; layer not exceeding 25mm thick | m2 | Enter value from column G to column N | [9 empty] | 0 |  | 0 | 0 |  | 0 | 0 |  | 0 | 0
| 29 | Material ref: PWC1 or FWC1; layer not exceeding 25mm thick laid over material refs PBC1 or FBC1 layer not exceeding 75mm thick; combined thickness not exceeding 100mm. | m2 | Enter value from column G to column N | [9 empty] | 0 |  | 0 | 0 |  | 0 | 0 |  | 0 | 0
Individual patch area exceeding 5 square metres but not exceeding 10 square metres; in footways and paved areas;
| 30 | Material ref: PWC1 or FWC1; layer not exceeding 25mm thick | m2 | Enter value from column G to column N | [9 empty] | 0 |  | 0 | 0 |  | 0 | 0 |  | 0 | 0
| 31 | Material ref: PWC1 or FWC1; layer not exceeding 25mm thick laid over material refs PBC1 or FBC1 layer not exceeding 75mm thick; combined thickness not exceeding 100mm. | m2 | Enter value from column G to column N | [9 empty] | 0 |  | 0 | 0 |  | 0 | 0 |  | 0 | 0
Individual patch area exceeding 10 square metres but not exceeding 15 square metres; in footways and paved areas;
| 32 | Material ref: PWC1 or FWC1; layer not exceeding 25mm thick | m2 | Enter value from column G to column N | [9 empty] | 0 |  | 0 | 0 |  | 0 | 0 |  | 0 | 0
| 33 | Material ref: PWC1 or FWC1; layer not exceeding 25mm thick laid over material refs PBC1 or FBC1 layer not exceeding 75mm thick; combined thickness not exceeding 100mm. | m2 | Enter value from column G to column N | [9 empty] | 0 |  | 0 | 0 |  | 0 | 0 |  | 0 | 0
Individual patch area exceeding 15 square metres but not exceeding 20 square metres; in footways and paved areas;
| 34 | Material ref: PWC1 or FWC1; layer not exceeding 25mm thick | m2 | Enter value from column G to column N | [9 empty] | 0 |  | 0 | 0 |  | 0 | 0 |  | 0 | 0
| 35 | Material ref: PWC1 or FWC1; layer not exceeding 25mm thick laid over material refs PBC1 or FBC1 layer not exceeding 75mm thick; combined thickness not exceeding 100mm. | m2 | Enter value from column G to column N | [9 empty] | 0 |  | 0 | 0 |  | 0 | 0 |  | 0 | 0
Individual patch area exceeding 20 square metres but not exceeding 50 square metres; in footways and paved areas;
| 36 | Material ref: PWC1 or FWC1; layer not exceeding 25mm thick | m2 | Enter value from column G to column N | [9 empty] | 0 |  | 0 | 0 |  | 0 | 0 |  | 0 | 0
| 37 | Material ref: PWC1 or FWC1; layer not exceeding 25mm thick laid over material refs PBC1 or FBC1 layer not exceeding 75mm thick; combined thickness not exceeding 100mm. | m2 | Enter value from column G to column N | [9 empty] | 0 |  | 0 | 0 |  | 0 | 0 |  | 0 | 0
Patching; Hand lay; exceeding 50 square metres of patching per Task;
Individual patch area not exceeding 1 square metre; in carriageways;
| 38 | Material ref: WC1 or WC2; layer not exceeding 50mm thick | m2 | Enter value from column G to column N | [9 empty] | 0 |  | 0 | 0 |  | 0 | 0 |  | 0 | 0
| 39 | Material ref: WC1 or WC2; layer not exceeding 50mm thick laid over material refs BC1 or BC3 layer not exceeding 100mm thick; combined thickness not exceeding 150mm. | m2 | Enter value from column G to column N | [9 empty] | 0 |  | 0 | 0 |  | 0 | 0 |  | 0 | 0
| 40 | Material ref: WC1 or WC2; layer not exceeding 50mm thick laid over material refs BC1 or BC3 layer not exceeding 100mm thick laid over material refs: BA1 or BA3 layer not exceeding 200mm thick; combined thickness not exceeding 350mm. | m2 | Enter value from column G to column N | [9 empty] | 0 |  | 0 | 0 |  | 0 | 0 |  | 0 | 0
Individual patch area not exceeding 5 square metres; in footways and paved areas;
| 41 | Material ref: PWC1 or FWC1; layer not exceeding 25mm thick | m2 | Enter value from column G to column N | [9 empty] | 0 |  | 0 | 0 |  | 0 | 0 |  | 0 | 0
| 42 | Material ref: PWC1 or FWC1; layer not exceeding 25mm thick laid over material refs PBC1 or FBC1 layer not exceeding 75mm thick; combined thickness not exceeding 100mm. | m2 | Enter value from column G to column N | [9 empty] | 0 |  | 0 | 0 |  | 0 | 0 |  | 0 | 0
Individual patch area exceeding 5 square metres but not exceeding 10 square metres; in footways and paved areas;
| 43 | Material ref: PWC1 or FWC1; layer not exceeding 25mm thick | m2 | Enter value from column G to column N | [9 empty] | 0 |  | 0 | 0 |  | 0 | 0 |  | 0 | 0
| 44 | Material ref: PWC1 or FWC1; layer not exceeding 25mm thick laid over material refs PBC1 or FBC1 layer not exceeding 75mm thick; combined thickness not exceeding 100mm. | m2 | Enter value from column G to column N | [9 empty] | 0 |  | 0 | 0 |  | 0 | 0 |  | 0 | 0
Individual patch area exceeding 10 square metres but not exceeding 15 square metres; in footways and paved areas;
| 45 | Material ref: PWC1 or FWC1; layer not exceeding 25mm thick | m2 | Enter value from column G to column N | [9 empty] | 0 |  | 0 | 0 |  | 0 | 0 |  | 0 | 0
| 46 | Material ref: PWC1 or FWC1; layer not exceeding 25mm thick laid over material refs PBC1 or FBC1 layer not exceeding 75mm thick; combined thickness not exceeding 100mm. | m2 | Enter value from column G to column N | [9 empty] | 0 |  | 0 | 0 |  | 0 | 0 |  | 0 | 0
Individual patch area exceeding 15 square metres but not exceeding 20 square metres; in footways and paved areas;
| 47 | Material ref: PWC1 or FWC1; layer not exceeding 25mm thick | m2 | Enter value from column G to column N | [9 empty] | 0 |  | 0 | 0 |  | 0 | 0 |  | 0 | 0
| 48 | Material ref: PWC1 or FWC1; layer not exceeding 25mm thick laid over material refs PBC1 or FBC1 layer not exceeding 75mm thick; combined thickness not exceeding 100mm. | m2 | Enter value from column G to column N | [9 empty] | 0 |  | 0 | 0 |  | 0 | 0 |  | 0 | 0
Individual patch area exceeding 20 square metres but not exceeding 50 square metres; in footways and paved areas;
| 49 | Material ref: PWC1 or FWC1; layer not exceeding 25mm thick | m2 | Enter value from column G to column N | [9 empty] | 0 |  | 0 | 0 |  | 0 | 0 |  | 0 | 0
| 50 | Material ref: PWC1 or FWC1; layer not exceeding 25mm thick laid over material refs PBC1 or FBC1 layer not exceeding 75mm thick; combined thickness not exceeding 100mm. | m2 | Enter value from column G to column N | [9 empty] | 0 |  | 0 | 0 |  | 0 | 0 |  | 0 | 0
Individual patch area exceeding 50 square metres; in footways and paved areas;
| 51 | Material ref: PWC1 or FWC1; layer not exceeding 25mm thick | m2 | Enter value from column G to column N | [9 empty] | 0 |  | 0 | 0 |  | 0 | 0 |  | 0 | 0
| 52 | Material ref: PWC1 or FWC1; layer not exceeding 25mm thick laid over material refs PBC1 or FBC1 layer not exceeding 75mm thick; combined thickness not exceeding 100mm. | m2 | Enter value from column G to column N | [9 empty] | 0 |  | 0 | 0 |  | 0 | 0 |  | 0 | 0
Patching; Machine lay; exceeding 10 square metres but not exceeding 20 square metres of patching per Task;
Individual patch area not exceeding 5 square metres; in carriageways;
| 53 | Material ref: WC1 or WC2; layer not exceeding 50mm thick | m2 | Enter value from column G to column N | [9 empty] | 0 |  | 0 | 0 |  | 0 | 0 |  | 0 | 0
| 54 | Material refs: WC1 or WC2; layer not exceeding 50mm thick laid over material refs BC1 or BC3 layer not exceeding 100mm thick; combined thickness not exceeding 150mm. | m2 | Enter value from column G to column N | [9 empty] | 0 |  | 0 | 0 |  | 0 | 0 |  | 0 | 0
| 55 | Material refs: WC1 or WC2; layer not exceeding 50mm thick laid over material refs BC1 or BC3 layer not exceeding 100mm thick laid over material refs: BA1 or BA3 layer not exceeding 200mm thick; combined thickness not exceeding 350mm. | m2 | Enter value from column G to column N | [9 empty] | 0 |  | 0 | 0 |  | 0 | 0 |  | 0 | 0
Individual patch area exceeding 5 square metres but not exceeding 10 square metres; in carriageways;
| 56 | Material ref: WC1 or WC2; layer not exceeding 50mm thick | m2 | Enter value from column G to column N | [9 empty] | 0 |  | 0 | 0 |  | 0 | 0 |  | 0 | 0
| 57 | Material refs: WC1 or WC2; layer not exceeding 50mm thick laid over material refs BC1 or BC3 layer not exceeding 100mm thick; combined thickness not exceeding 150mm. | m2 | Enter value from column G to column N | [9 empty] | 0 |  | 0 | 0 |  | 0 | 0 |  | 0 | 0
| 58 | Material refs: WC1 or WC2; layer not exceeding 50mm thick laid over material refs BC1 or BC3 layer not exceeding 100mm thick laid over material refs: BA1 or BA3 layer not exceeding 200mm thick; combined thickness not exceeding 350mm. | m2 | Enter value from column G to column N | [9 empty] | 0 |  | 0 | 0 |  | 0 | 0 |  | 0 | 0
| 59 | Material ref: WC5; layer not exceeding 50mm thick | m2 | Enter value from column G to column N | [9 empty] | 0 |  | 0 | 0 |  | 0 | 0 |  | 0 | 0
| 60 | Material refs: WC5; layer not exceeding 50mm thick laid over material refs BC1 or BC3 layer not exceeding 100mm thick; combined thickness not exceeding 150mm. | m2 | Enter value from column G to column N | [9 empty] | 0 |  | 0 | 0 |  | 0 | 0 |  | 0 | 0
| 61 | Material refs: WC5; layer not exceeding 50mm thick laid over material refs BC1 or BC3 layer not exceeding 100mm thick laid over material refs: BA1 or BA3 layer not exceeding 200mm thick; combined thickness not exceeding 350mm. | m2 | Enter value from column G to column N | [9 empty] | 0 |  | 0 | 0 |  | 0 | 0 |  | 0 | 0
| 62 | Material ref: WC6; layer not exceeding 50mm thick | m2 | Enter value from column G to column N | [9 empty] | 0 |  | 0 | 0 |  | 0 | 0 |  | 0 | 0
| 63 | Material refs: WC6; layer not exceeding 50mm thick laid over material refs BC1 or BC3 layer not exceeding 100mm thick; combined thickness not exceeding 150mm. | m2 | Enter value from column G to column N | [9 empty] | 0 |  | 0 | 0 |  | 0 | 0 |  | 0 | 0
| 64 | Material refs: WC6; layer not exceeding 50mm thick laid over material refs BC1 or BC3 layer not exceeding 100mm thick laid over material refs: BA1 or BA3 layer not exceeding 200mm thick; combined thickness not exceeding 350mm. | m2 | Enter value from column G to column N | [9 empty] | 0 |  | 0 | 0 |  | 0 | 0 |  | 0 | 0
| 65 | Material ref: WC8; layer not exceeding 50mm thick | m2 | Enter value from column G to column N | [9 empty] | 0 |  | 0 | 0 |  | 0 | 0 |  | 0 | 0
| 66 | Material refs: WC8; layer not exceeding 50mm thick laid over material refs BC1 or BC3 layer not exceeding 100mm thick; combined thickness not exceeding 150mm. | m2 | Enter value from column G to column N | [9 empty] | 0 |  | 0 | 0 |  | 0 | 0 |  | 0 | 0
| 67 | Material refs: WC8; layer not exceeding 50mm thick laid over material refs BC1 or BC3 layer not exceeding 100mm thick laid over material refs: BA1 or BA3 layer not exceeding 200mm thick; combined thickness not exceeding 350mm. | m2 | Enter value from column G to column N | [9 empty] | 0 |  | 0 | 0 |  | 0 | 0 |  | 0 | 0
Individual patch area exceeding 10 square metres but not exceeding 15 square metres; in carriageways;
| 68 | Material ref: WC1 or WC2; layer not exceeding 50mm thick | m2 | Enter value from column G to column N | [9 empty] | 0 |  | 0 | 0 |  | 0 | 0 |  | 0 | 0
| 69 | Material refs: WC1 or WC2; layer not exceeding 50mm thick laid over material refs BC1 or BC3 layer not exceeding 100mm thick; combined thickness not exceeding 150mm. | m2 | Enter value from column G to column N | [9 empty] | 0 |  | 0 | 0 |  | 0 | 0 |  | 0 | 0
| 70 | Material refs: WC1 or WC2; layer not exceeding 50mm thick laid over material refs BC1 or BC3 layer not exceeding 100mm thick laid over material refs: BA1 or BA3 layer not exceeding 200mm thick; combined thickness not exceeding 350mm. | m2 | Enter value from column G to column N | [9 empty] | 0 |  | 0 | 0 |  | 0 | 0 |  | 0 | 0
| 71 | Material ref: WC5; layer not exceeding 50mm thick | m2 | Enter value from column G to column N | [9 empty] | 0 |  | 0 | 0 |  | 0 | 0 |  | 0 | 0
| 72 | Material refs: WC5; layer not exceeding 50mm thick laid over material refs BC1 or BC3 layer not exceeding 100mm thick; combined thickness not exceeding 150mm. | m2 | Enter value from column G to column N | [9 empty] | 0 |  | 0 | 0 |  | 0 | 0 |  | 0 | 0
| 73 | Material refs: WC5; layer not exceeding 50mm thick laid over material refs BC1 or BC3 layer not exceeding 100mm thick laid over material refs: BA1 or BA3 layer not exceeding 200mm thick; combined thickness not exceeding 350mm. | m2 | Enter value from column G to column N | [9 empty] | 0 |  | 0 | 0 |  | 0 | 0 |  | 0 | 0
| 74 | Material ref: WC6; layer not exceeding 50mm thick | m2 | Enter value from column G to column N | [9 empty] | 0 |  | 0 | 0 |  | 0 | 0 |  | 0 | 0
| 75 | Material refs: WC6; layer not exceeding 50mm thick laid over material refs BC1 or BC3 layer not exceeding 100mm thick; combined thickness not exceeding 150mm. | m2 | Enter value from column G to column N | [9 empty] | 0 |  | 0 | 0 |  | 0 | 0 |  | 0 | 0
| 76 | Material refs: WC6; layer not exceeding 50mm thick laid over material refs BC1 or BC3 layer not exceeding 100mm thick laid over material refs: BA1 or BA3 layer not exceeding 200mm thick; combined thickness not exceeding 350mm. | m2 | Enter value from column G to column N | [9 empty] | 0 |  | 0 | 0 |  | 0 | 0 |  | 0 | 0
| 77 | Material ref: WC8; layer not exceeding 50mm thick | m2 | Enter value from column G to column N | [9 empty] | 0 |  | 0 | 0 |  | 0 | 0 |  | 0 | 0
| 78 | Material refs: WC8; layer not exceeding 50mm thick laid over material refs BC1 or BC3 layer not exceeding 100mm thick; combined thickness not exceeding 150mm. | m2 | Enter value from column G to column N | [9 empty] | 0 |  | 0 | 0 |  | 0 | 0 |  | 0 | 0
| 79 | Material refs: WC8; layer not exceeding 50mm thick laid over material refs BC1 or BC3 layer not exceeding 100mm thick laid over material refs: BA1 or BA3 layer not exceeding 200mm thick; combined thickness not exceeding 350mm. | m2 | Enter value from column G to column N | [9 empty] | 0 |  | 0 | 0 |  | 0 | 0 |  | 0 | 0
Individual patch area exceeding 15 square metres but not exceeding 20 square metres; in carriageways;
| 80 | Material ref: WC1 or WC2; layer not exceeding 50mm thick | m2 | Enter value from column G to column N | [9 empty] | 0 |  | 0 | 0 |  | 0 | 0 |  | 0 | 0
| 81 | Material refs: WC1 or WC2; layer not exceeding 50mm thick laid over material refs BC1 or BC3 layer not exceeding 100mm thick; combined thickness not exceeding 150mm. | m2 | Enter value from column G to column N | [9 empty] | 0 |  | 0 | 0 |  | 0 | 0 |  | 0 | 0
| 82 | Material refs: WC1 or WC2; layer not exceeding 50mm thick laid over material refs BC1 or BC3 layer not exceeding 100mm thick laid over material refs: BA1 or BA3 layer not exceeding 200mm thick; combined thickness not exceeding 350mm. | m2 | Enter value from column G to column N | [9 empty] | 0 |  | 0 | 0 |  | 0 | 0 |  | 0 | 0
| 83 | Material ref: WC5; layer not exceeding 50mm thick | m2 | Enter value from column G to column N | [9 empty] | 0 |  | 0 | 0 |  | 0 | 0 |  | 0 | 0
| 84 | Material refs: WC5; layer not exceeding 50mm thick laid over material refs BC1 or BC3 layer not exceeding 100mm thick; combined thickness not exceeding 150mm. | m2 | Enter value from column G to column N | [9 empty] | 0 |  | 0 | 0 |  | 0 | 0 |  | 0 | 0
| 85 | Material refs: WC5; layer not exceeding 50mm thick laid over material refs BC1 or BC3 layer not exceeding 100mm thick laid over material refs: BA1 or BA3 layer not exceeding 200mm thick; combined thickness not exceeding 350mm. | m2 | Enter value from column G to column N | [9 empty] | 0 |  | 0 | 0 |  | 0 | 0 |  | 0 | 0
| 86 | Material ref: WC6; layer not exceeding 50mm thick | m2 | Enter value from column G to column N | [9 empty] | 0 |  | 0 | 0 |  | 0 | 0 |  | 0 | 0
| 87 | Material refs: WC6; layer not exceeding 50mm thick laid over material refs BC1 or BC3 layer not exceeding 100mm thick; combined thickness not exceeding 150mm. | m2 | Enter value from column G to column N | [9 empty] | 0 |  | 0 | 0 |  | 0 | 0 |  | 0 | 0
| 88 | Material refs: WC6; layer not exceeding 50mm thick laid over material refs BC1 or BC3 layer not exceeding 100mm thick laid over material refs: BA1 or BA3 layer not exceeding 200mm thick; combined thickness not exceeding 350mm. | m2 | Enter value from column G to column N | [9 empty] | 0 |  | 0 | 0 |  | 0 | 0 |  | 0 | 0
| 89 | Material ref: WC8; layer not exceeding 50mm thick | m2 | Enter value from column G to column N | [9 empty] | 0 |  | 0 | 0 |  | 0 | 0 |  | 0 | 0
| 90 | Material refs: WC8; layer not exceeding 50mm thick laid over material refs BC1 or BC3 layer not exceeding 100mm thick; combined thickness not exceeding 150mm. | m2 | Enter value from column G to column N | [9 empty] | 0 |  | 0 | 0 |  | 0 | 0 |  | 0 | 0
| 91 | Material refs: WC8; layer not exceeding 50mm thick laid over material refs BC1 or BC3 layer not exceeding 100mm thick laid over material refs: BA1 or BA3 layer not exceeding 200mm thick; combined thickness not exceeding 350mm. | m2 | Enter value from column G to column N | [9 empty] | 0 |  | 0 | 0 |  | 0 | 0 |  | 0 | 0
Patching; Machine lay; exceeding 20 square metres but not exceeding 50 square metres of patching per Task;
Individual patch area not exceeding 5 square metres; in carriageways;
| 92 | Material ref: WC1 or WC2; layer not exceeding 50mm thick | m2 | Enter value from column G to column N | [9 empty] | 0 |  | 0 | 0 |  | 0 | 0 |  | 0 | 0
| 93 | Material refs: WC1 or WC2; layer not exceeding 50mm thick laid over material refs BC1 or BC3 layer not exceeding 100mm thick; combined thickness not exceeding 150mm. | m2 | Enter value from column G to column N | [9 empty] | 0 |  | 0 | 0 |  | 0 | 0 |  | 0 | 0
| 94 | Material refs: WC1 or WC2; layer not exceeding 50mm thick laid over material refs BC1 or BC3 layer not exceeding 100mm thick laid over material refs: BA1 or BA3 layer not exceeding 200mm thick; combined thickness not exceeding 350mm. | m2 | Enter value from column G to column N | [9 empty] | 0 |  | 0 | 0 |  | 0 | 0 |  | 0 | 0
Individual patch area exceeding 5 square metres but not exceeding 10 square metres; in carriageways;
| 95 | Material ref: WC1 or WC2; layer not exceeding 50mm thick | m2 | Enter value from column G to column N | [9 empty] | 0 |  | 0 | 0 |  | 0 | 0 |  | 0 | 0
| 96 | Material refs: WC1 or WC2; layer not exceeding 50mm thick laid over material refs BC1 or BC3 layer not exceeding 100mm thick; combined thickness not exceeding 150mm. | m2 | Enter value from column G to column N | [9 empty] | 0 |  | 0 | 0 |  | 0 | 0 |  | 0 | 0
| 97 | Material refs: WC1 or WC2; layer not exceeding 50mm thick laid over material refs BC1 or BC3 layer not exceeding 100mm thick laid over material refs: BA1 or BA3 layer not exceeding 200mm thick; combined thickness not exceeding 350mm. | m2 | Enter value from column G to column N | [9 empty] | 0 |  | 0 | 0 |  | 0 | 0 |  | 0 | 0
Individual patch area exceeding 10 square metres but not exceeding 15 square metres; in carriageways;
| 98 | Material ref: WC1 or WC2; layer not exceeding 50mm thick | m2 | Enter value from column G to column N | [9 empty] | 0 |  | 0 | 0 |  | 0 | 0 |  | 0 | 0
| 99 | Material refs: WC1 or WC2; layer not exceeding 50mm thick laid over material refs BC1 or BC3 layer not exceeding 100mm thick; combined thickness not exceeding 150mm. | m2 | Enter value from column G to column N | [9 empty] | 0 |  | 0 | 0 |  | 0 | 0 |  | 0 | 0
| 100 | Material refs: WC1 or WC2; layer not exceeding 50mm thick laid over material refs BC1 or BC3 layer not exceeding 100mm thick laid over material refs: BA1 or BA3 layer not exceeding 200mm thick; combined thickness not exceeding 350mm. | m2 | Enter value from column G to column N | [9 empty] | 0 |  | 0 | 0 |  | 0 | 0 |  | 0 | 0
Individual patch area exceeding 15 square metres but not exceeding 20 square metres; in carriageways;
| 101 | Material ref: WC1 or WC2; layer not exceeding 50mm thick | m2 | Enter value from column G to column N | [9 empty] | 0 |  | 0 | 0 |  | 0 | 0 |  | 0 | 0
| 102 | Material refs: WC1 or WC2; layer not exceeding 50mm thick laid over material refs BC1 or BC3 layer not exceeding 100mm thick; combined thickness not exceeding 150mm. | m2 | Enter value from column G to column N | [9 empty] | 0 |  | 0 | 0 |  | 0 | 0 |  | 0 | 0
| 103 | Material refs: WC1 or WC2; layer not exceeding 50mm thick laid over material refs BC1 or BC3 layer not exceeding 100mm thick laid over material refs: BA1 or BA3 layer not exceeding 200mm thick; combined thickness not exceeding 350mm. | m2 | Enter value from column G to column N | [9 empty] | 0 |  | 0 | 0 |  | 0 | 0 |  | 0 | 0
Individual patch area exceeding 20 square metres but not exceeding 50 square metres; in carriageways;
| 104 | Material ref: WC1 or WC2; layer not exceeding 50mm thick | m2 | Enter value from column G to column N | [9 empty] | 0 |  | 0 | 0 |  | 0 | 0 |  | 0 | 0
| 105 | Material refs: WC1 or WC2; layer not exceeding 50mm thick laid over material refs BC1 or BC3 layer not exceeding 100mm thick; combined thickness not exceeding 150mm. | m2 | Enter value from column G to column N | [9 empty] | 0 |  | 0 | 0 |  | 0 | 0 |  | 0 | 0
| 106 | Material refs: WC1 or WC2; layer not exceeding 50mm thick laid over material refs BC1 or BC3 layer not exceeding 100mm thick laid over material refs: BA1 or BA3 layer not exceeding 200mm thick; combined thickness not exceeding 350mm. | m2 | Enter value from column G to column N | [9 empty] | 0 |  | 0 | 0 |  | 0 | 0 |  | 0 | 0
Patching; Machine lay; exceeding 50 square metres of patching per Task;
Individual patch area not exceeding 5 square metres; in carriageways;
| 107 | Material ref: WC1 or WC2; layer not exceeding 50mm thick | m2 | Enter value from column G to column N | [9 empty] | 0 |  | 0 | 0 |  | 0 | 0 |  | 0 | 0
| 108 | Material refs: WC1 or WC2; layer not exceeding 50mm thick laid over material refs BC1 or BC3 layer not exceeding 100mm thick; combined thickness not exceeding 150mm. | m2 | Enter value from column G to column N | [9 empty] | 0 |  | 0 | 0 |  | 0 | 0 |  | 0 | 0
| 109 | Material refs: WC1 or WC2; layer not exceeding 50mm thick laid over material refs BC1 or BC3 layer not exceeding 100mm thick laid over material refs: BA1 or BA3 layer not exceeding 200mm thick; combined thickness not exceeding 350mm. | m2 | Enter value from column G to column N | [9 empty] | 0 |  | 0 | 0 |  | 0 | 0 |  | 0 | 0
Individual patch area exceeding 5 square metres but not exceeding 10 square metres; in carriageways;
| 110 | Material ref: WC1 or WC2; layer not exceeding 50mm thick | m2 | Enter value from column G to column N | [9 empty] | 0 |  | 0 | 0 |  | 0 | 0 |  | 0 | 0
| 111 | Material refs: WC1 or WC2; layer not exceeding 50mm thick laid over material refs BC1 or BC3 layer not exceeding 100mm thick; combined thickness not exceeding 150mm. | m2 | Enter value from column G to column N | [9 empty] | 0 |  | 0 | 0 |  | 0 | 0 |  | 0 | 0
| 112 | Material refs: WC1 or WC2; layer not exceeding 50mm thick laid over material refs BC1 or BC3 layer not exceeding 100mm thick laid over material refs: BA1 or BA3 layer not exceeding 200mm thick; combined thickness not exceeding 350mm. | m2 | Enter value from column G to column N | [9 empty] | 0 |  | 0 | 0 |  | 0 | 0 |  | 0 | 0
Individual patch area exceeding 10 square metres but not exceeding 15 square metres; in carriageways;
| 113 | Material ref: WC1 or WC2; layer not exceeding 50mm thick | m2 | Enter value from column G to column N | [9 empty] | 0 |  | 0 | 0 |  | 0 | 0 |  | 0 | 0
| 114 | Material refs: WC1 or WC2; layer not exceeding 50mm thick laid over material refs BC1 or BC3 layer not exceeding 100mm thick; combined thickness not exceeding 150mm. | m2 | Enter value from column G to column N | [9 empty] | 0 |  | 0 | 0 |  | 0 | 0 |  | 0 | 0
| 115 | Material refs: WC1 or WC2; layer not exceeding 50mm thick laid over material refs BC1 or BC3 layer not exceeding 100mm thick laid over material refs: BA1 or BA3 layer not exceeding 200mm thick; combined thickness not exceeding 350mm. | m2 | Enter value from column G to column N | [9 empty] | 0 |  | 0 | 0 |  | 0 | 0 |  | 0 | 0
Individual patch area exceeding 15 square metres but not exceeding 20 square metres; in carriageways;
| 116 | Material ref: WC1 or WC2; layer not exceeding 50mm thick | m2 | Enter value from column G to column N | [9 empty] | 0 |  | 0 | 0 |  | 0 | 0 |  | 0 | 0
| 117 | Material refs: WC1 or WC2; layer not exceeding 50mm thick laid over material refs BC1 or BC3 layer not exceeding 100mm thick; combined thickness not exceeding 150mm. | m2 | Enter value from column G to column N | [9 empty] | 0 |  | 0 | 0 |  | 0 | 0 |  | 0 | 0
| 118 | Material refs: WC1 or WC2; layer not exceeding 50mm thick laid over material refs BC1 or BC3 layer not exceeding 100mm thick laid over material refs: BA1 or BA3 layer not exceeding 200mm thick; combined thickness not exceeding 350mm. | m2 | Enter value from column G to column N | [9 empty] | 0 |  | 0 | 0 |  | 0 | 0 |  | 0 | 0
Individual patch area exceeding 20 square metres but not exceeding 50 square metres; in carriageways;
| 119 | Material ref: WC1 or WC2; layer not exceeding 50mm thick | m2 | Enter value from column G to column N | [9 empty] | 0 |  | 0 | 0 |  | 0 | 0 |  | 0 | 0
| 120 | Material refs: WC1 or WC2; layer not exceeding 50mm thick laid over material refs BC1 or BC3 layer not exceeding 100mm thick; combined thickness not exceeding 150mm. | m2 | Enter value from column G to column N | [9 empty] | 0 |  | 0 | 0 |  | 0 | 0 |  | 0 | 0
| 121 | Material refs: WC1 or WC2; layer not exceeding 50mm thick laid over material refs BC1 or BC3 layer not exceeding 100mm thick laid over material refs: BA1 or BA3 layer not exceeding 200mm thick; combined thickness not exceeding 350mm. | m2 | Enter value from column G to column N | [9 empty] | 0 |  | 0 | 0 |  | 0 | 0 |  | 0 | 0
Individual patch area exceeding 50 square metres; in carriageways;
| 122 | Material ref: WC1 or WC2; layer not exceeding 50mm thick | m2 | Enter value from column G to column N | [9 empty] | 0 |  | 0 | 0 |  | 0 | 0 |  | 0 | 0
| 123 | Material refs: WC1 or WC2; layer not exceeding 50mm thick laid over material refs BC1 or BC3 layer not exceeding 100mm thick; combined thickness not exceeding 150mm. | m2 | Enter value from column G to column N | [9 empty] | 0 |  | 0 | 0 |  | 0 | 0 |  | 0 | 0
| 124 | Material refs: WC1 or WC2; layer not exceeding 50mm thick laid over material refs BC1 or BC3 layer not exceeding 100mm thick laid over material refs: BA1 or BA3 layer not exceeding 200mm thick; combined thickness not exceeding 350mm. | m2 | Enter value from column G to column N | [9 empty] | 0 |  | 0 | 0 |  | 0 | 0 |  | 0 | 0
1100 |  | KERBS, FOOTWAYS AND PAVED AREAS (Scope Paragraph 18.6.1)
Replacement of Kerbs, Channels, Combined Drainage and Kerb Blocks and Linear Drainage Channel Systems
Replacement of kerbs; continuous lengths not exceeding 10 metres;
| 1 | All types 150mm x 305mm. | m | Enter value from column G to column N | [9 empty] | 0 |  | 0 | 0 |  | 0 | 0 |  | 0 | 0
| 2 | All types 125mm x 255mm. | m | Enter value from column G to column N | [9 empty] | 0 |  | 0 | 0 |  | 0 | 0 |  | 0 | 0
| 3 | All types 125mm x 150mm. | m | Enter value from column G to column N | [9 empty] | 0 |  | 0 | 0 |  | 0 | 0 |  | 0 | 0
Replacement of kerbs; continuous lengths exceeding 10 metres;
| 4 | All types 150mm x 305mm. | m | Enter value from column G to column N | [9 empty] | 0 |  | 0 | 0 |  | 0 | 0 |  | 0 | 0
| 5 | All types 125mm x 255mm. | m | Enter value from column G to column N | [9 empty] | 0 |  | 0 | 0 |  | 0 | 0 |  | 0 | 0
| 6 | All types 125mm x 150mm. | m | Enter value from column G to column N | [9 empty] | 0 |  | 0 | 0 |  | 0 | 0 |  | 0 | 0
Replacement of channels; continuous lengths not exceeding 10 metres;
| 7 | All types 255 x 125mm. | m | Enter value from column G to column N | [9 empty] | 0 |  | 0 | 0 |  | 0 | 0 |  | 0 | 0
| 8 | All types 150 x 125mm. | m | Enter value from column G to column N | [9 empty] | 0 |  | 0 | 0 |  | 0 | 0 |  | 0 | 0
Replacement of channels; continuous lengths exceeding 10 metres;
| 9 | All types 255 x 125mm. | m | Enter value from column G to column N | [9 empty] | 0 |  | 0 | 0 |  | 0 | 0 |  | 0 | 0
| 10 | All types 150 x 125mm. | m | Enter value from column G to column N | [9 empty] | 0 |  | 0 | 0 |  | 0 | 0 |  | 0 | 0
Replacement of combined drainage and kerb blocks; continuous lengths not exceeding 10 metres;
| 11 | Kerb type HB2 with 277mm x 205mm/295mm base unit. | m | Enter value from column G to column N | [9 empty] | 0 |  | 0 | 0 |  | 0 | 0 |  | 0 | 0
| 12 | Access unit HB2 with 277mm x 205mm/295mm base unit. | m | Enter value from column G to column N | [9 empty] | 0 |  | 0 | 0 |  | 0 | 0 |  | 0 | 0
| 13 | ACO KerbDrain units depths not exceeding 305mm depth. | m | Enter value from column G to column N | [9 empty] | 0 |  | 0 | 0 |  | 0 | 0 |  | 0 | 0
| 14 | ACO KerbDrain units depths exceeding 305mm but exceeding 480mm depth. | m | Enter value from column G to column N | [9 empty] | 0 |  | 0 | 0 |  | 0 | 0 |  | 0 | 0
Replacement of combined drainage and kerb blocks; continuous lengths exceeding 10 metres;
| 15 | Kerb type HB2 with 277mm x 205mm/295mm base unit. | m | Enter value from column G to column N | [9 empty] | 0 |  | 0 | 0 |  | 0 | 0 |  | 0 | 0
| 16 | Access unit HB2 with 277mm x 205mm/295mm base unit. | m | Enter value from column G to column N | [9 empty] | 0 |  | 0 | 0 |  | 0 | 0 |  | 0 | 0
| 17 | ACO KerbDrain units depths not exceeding 305mm depth. | m | Enter value from column G to column N | [9 empty] | 0 |  | 0 | 0 |  | 0 | 0 |  | 0 | 0
| 18 | ACO KerbDrain units depths exceeding 305mm but exceeding 480mm depth. | m | Enter value from column G to column N | [9 empty] | 0 |  | 0 | 0 |  | 0 | 0 |  | 0 | 0
Replacement of linear drainage channel systems; continuous lengths not exceeding 10 metres;
| 19 | Channel section 100mm wide with slotted class D400 cast iron grating. | m | Enter value from column G to column N | [9 empty] | 0 |  | 0 | 0 |  | 0 | 0 |  | 0 | 0
Replacement of linear drainage channel systems; continuous lengths exceeding 10 metres;
| 20 | Channel section 100mm wide with slotted class D400 cast iron grating. | m | Enter value from column G to column N | [9 empty] | 0 |  | 0 | 0 |  | 0 | 0 |  | 0 | 0
1200 |  | TRAFFIC SIGNS AND ROAD MARKINGS (Scope Paragraph 18.7.2)
Replacement of Traffic Signs and Posts
Replacement of permanent traffic signs; internally lit sign units;
| 1 | Sign face area not exceeding 0.50 square metres. | no | Enter value from column G to column N | [9 empty] | 0 |  | 0 | 0 |  | 0 | 0 |  | 0 | 0
| 2 | Sign face area exceeding 0.50 square metres but not exceeding 1.00 square metres. | no | Enter value from column G to column N | [9 empty] | 0 |  | 0 | 0 |  | 0 | 0 |  | 0 | 0
Replacement of permanent traffic signs; externally lit sign units;
| 3 | Sign face area not exceeding 0.50 square metres. | no | Enter value from column G to column N | [9 empty] | 0 |  | 0 | 0 |  | 0 | 0 |  | 0 | 0
| 4 | Sign face area exceeding 0.50 square metres but not exceeding 1.00 square metres. | no | Enter value from column G to column N | [9 empty] | 0 |  | 0 | 0 |  | 0 | 0 |  | 0 | 0
| 5 | Sign face area exceeding 1.00 square metres but not exceeding 2.50 square metres. | no | Enter value from column G to column N | [9 empty] | 0 |  | 0 | 0 |  | 0 | 0 |  | 0 | 0
| 6 | Sign face area exceeding 2.50 square metres but not exceeding 5.00 square metres. | no | Enter value from column G to column N | [9 empty] | 0 |  | 0 | 0 |  | 0 | 0 |  | 0 | 0
| 7 | Sign face area exceeding 5.00 square metres but not exceeding 7.50 square metres. | no | Enter value from column G to column N | [9 empty] | 0 |  | 0 | 0 |  | 0 | 0 |  | 0 | 0
| 8 | Sign face area exceeding 7.50 square metres but not exceeding 10.00 square metres. | no | Enter value from column G to column N | [9 empty] | 0 |  | 0 | 0 |  | 0 | 0 |  | 0 | 0
Replacement of permanent traffic signs; non-lit sign units;
| 9 | Sign face area not exceeding 0.50 square metres. | no | Enter value from column G to column N | [9 empty] | 0 |  | 0 | 0 |  | 0 | 0 |  | 0 | 0
| 10 | Sign face area exceeding 0.50 square metres but not exceeding 1.00 square metres. | no | Enter value from column G to column N | [9 empty] | 0 |  | 0 | 0 |  | 0 | 0 |  | 0 | 0
| 11 | Sign face area exceeding 1.00 square metres but not exceeding 2.50 square metres. | no | Enter value from column G to column N | [9 empty] | 0 |  | 0 | 0 |  | 0 | 0 |  | 0 | 0
| 12 | Sign face area exceeding 2.50 square metres but not exceeding 5.00 square metres. | no | Enter value from column G to column N | [9 empty] | 0 |  | 0 | 0 |  | 0 | 0 |  | 0 | 0
| 13 | Sign face area exceeding 5.00 square metres but not exceeding 7.50 square metres. | no | Enter value from column G to column N | [9 empty] | 0 |  | 0 | 0 |  | 0 | 0 |  | 0 | 0
| 14 | Sign face area exceeding 7.50 square metres but not exceeding 10.00 square metres. | no | Enter value from column G to column N | [9 empty] | 0 |  | 0 | 0 |  | 0 | 0 |  | 0 | 0
Replacement of permanent traffic sign posts for internally and externally lit sign units; steel circular hollow section; galvanised to BS 1461 with a 25 year life; in verges and soft landscaped areas;
| 15 | Upper diameter 76mm; length not exceeding 4.0m | no | Enter value from column G to column N | [9 empty] | 0 |  | 0 | 0 |  | 0 | 0 |  | 0 | 0
| 16 | Upper diameter 89mm; length not exceeding 4.0m | no | Enter value from column G to column N | [9 empty] | 0 |  | 0 | 0 |  | 0 | 0 |  | 0 | 0
| 17 | Upper diameter 114mm; length not exceeding 4.0m | no | Enter value from column G to column N | [9 empty] | 0 |  | 0 | 0 |  | 0 | 0 |  | 0 | 0
Replacement of permanent traffic sign posts for non-lit sign units; steel circular hollow section; galvanised to BS 1461 with a 25 year life ; in verges and soft landscaped areas;
| 18 | Upper diameter 76mm; length not exceeding 4.0m | no | Enter value from column G to column N | [9 empty] | 0 |  | 0 | 0 |  | 0 | 0 |  | 0 | 0
| 19 | Upper diameter 89mm; length not exceeding 4.0m | no | Enter value from column G to column N | [9 empty] | 0 |  | 0 | 0 |  | 0 | 0 |  | 0 | 0
| 20 | Upper diameter 114mm; length not exceeding 4.0m | no | Enter value from column G to column N | [9 empty] | 0 |  | 0 | 0 |  | 0 | 0 |  | 0 | 0
Replacement of permanent traffic sign posts for internally and externally lit sign units; steel circular hollow section; galvanised to BS 1461 with a 25 year life; in footways and paved areas;
| 21 | Upper diameter 76mm; length not exceeding 4.0m | no | Enter value from column G to column N | [9 empty] | 0 |  | 0 | 0 |  | 0 | 0 |  | 0 | 0
| 22 | Upper diameter 89mm; length not exceeding 4.0m | no | Enter value from column G to column N | [9 empty] | 0 |  | 0 | 0 |  | 0 | 0 |  | 0 | 0
| 23 | Upper diameter 114mm; length not exceeding 4.0m | no | Enter value from column G to column N | [9 empty] | 0 |  | 0 | 0 |  | 0 | 0 |  | 0 | 0
Replacement of permanent traffic sign posts for non-lit sign units; steel circular hollow section; galvanised to BS 1461 with a 25 year life; in footways and paved areas;
| 24 | Upper diameter 76mm; length not exceeding 4.0m | no | Enter value from column G to column N | [9 empty] | 0 |  | 0 | 0 |  | 0 | 0 |  | 0 | 0
| 25 | Upper diameter 89mm; length not exceeding 4.0m | no | Enter value from column G to column N | [9 empty] | 0 |  | 0 | 0 |  | 0 | 0 |  | 0 | 0
| 26 | Upper diameter 114mm; length not exceeding 4.0m | no | Enter value from column G to column N | [9 empty] | 0 |  | 0 | 0 |  | 0 | 0 |  | 0 | 0
Marker Posts
Distance marker posts;
| 27 | As MCHW Volume 3 Drawing Number E1; all types. | no | Enter value from column G to column N | [9 empty] | 0 |  | 0 | 0 |  | 0 | 0 |  | 0 | 0
| 28 | As MCHW Volume 3 Drawing Number E2; all types. | no | Enter value from column G to column N | [9 empty] | 0 |  | 0 | 0 |  | 0 | 0 |  | 0 | 0
| 29 | As MCHW Volume 3 Drawing Number E3; all types. | no | Enter value from column G to column N | [9 empty] | 0 |  | 0 | 0 |  | 0 | 0 |  | 0 | 0
| 29A | As MCHW Volume 3 Drawing Number E4; all types. | no | Enter value from column G to column N | [9 empty] | 0 |  | 0 | 0 |  | 0 | 0 |  | 0 | 0
| 29B | As MCHW Volume 3 Drawing Number E5; all types. | no | Enter value from column G to column N | [9 empty] | 0 |  | 0 | 0 |  | 0 | 0 |  | 0 | 0
Road markings and Road Studs Replacement Team Visits
Road markings replacement team visit;
| 30 | Hand applied road markings. | no | Enter value from column G to column N | [9 empty] | 0 |  | 0 | 0 |  | 0 | 0 |  | 0 | 0
| 31 | Machine applied road markings. | no | Enter value from column G to column N | [9 empty] | 0 |  | 0 | 0 |  | 0 | 0 |  | 0 | 0
| 32 | Road studs replacement team visit. | no | Enter value from column G to column N | [9 empty] | 0 |  | 0 | 0 |  | 0 | 0 |  | 0 | 0
Portable Variable Message Signs and Vehicle Activated Signs
Portable Variable Message Signs (PVMS)
| 33 | Deployment of PVMS issued by the Client | no | Enter value from column G to column N | [9 empty] | 0 |  | 0 | 0 |  | 0 | 0 |  | 0 | 0
| 34 | Retrieval of PVMS issued by the Client | no | Enter value from column G to column N | [9 empty] | 0 |  | 0 | 0 |  | 0 | 0 |  | 0 | 0
| 35 | In deployment checks of PVMS issued by the Client | day | Enter value from column G to column N | [9 empty] | 0 |  | 0 | 0 |  | 0 | 0 |  | 0 | 0
| 36 | Deployment of PVMS supplied by the Contractor | no | Enter value from column G to column N | [9 empty] | 0 |  | 0 | 0 |  | 0 | 0 |  | 0 | 0
| 37 | Retrieval of PVMS supplied by the Contractor | no | Enter value from column G to column N | [9 empty] | 0 |  | 0 | 0 |  | 0 | 0 |  | 0 | 0
| 38 | In deployment supply and checks of PVMS supplied by the Contractor | day | Enter value from column G to column N | [9 empty] | 0 |  | 0 | 0 |  | 0 | 0 |  | 0 | 0
Portable Vehicle Activated Signs (PVAS)
| 39 | Deployment of PVAS issued by the Client | no | Enter value from column G to column N | [9 empty] | 0 |  | 0 | 0 |  | 0 | 0 |  | 0 | 0
| 40 | Retrieval of PVAS issued by the Client | no | Enter value from column G to column N | [9 empty] | 0 |  | 0 | 0 |  | 0 | 0 |  | 0 | 0
| 41 | In deployment checks of PVAS issued by the Client | day | Enter value from column G to column N | [9 empty] | 0 |  | 0 | 0 |  | 0 | 0 |  | 0 | 0
| 42 | Deployment of PVAS supplied by the Contractor | no | Enter value from column G to column N | [9 empty] | 0 |  | 0 | 0 |  | 0 | 0 |  | 0 | 0
| 43 | Retrieval of PVAS supplied by the Contractor | no | Enter value from column G to column N | [9 empty] | 0 |  | 0 | 0 |  | 0 | 0 |  | 0 | 0
| 44 | In deployment supply and checks of PVAS supplied by the Contractor | day | Enter value from column G to column N | [9 empty] | 0 |  | 0 | 0 |  | 0 | 0 |  | 0 | 0
1300 |  | ROAD LIGHTING COLUMNS, BRACKETS AND CCTV MASTS (Scope Paragraph 18.8.2)
Replacement of Road Lighting Columns and Brackets
Replacement of steel road lighting columns and brackets; single bracket arm with 1.5 metre projection; cut off luminaire; SON-T+ lamp and lamp control gear; planted base;
| 1 | 10 metre nominal height column; 100w lamp. | no | Enter value from column G to column N | [9 empty] | 0 |  | 0 | 0 |  | 0 | 0 |  | 0 | 0
| 2 | 12 metre nominal height column; 250w lamp. | no | Enter value from column G to column N | [9 empty] | 0 |  | 0 | 0 |  | 0 | 0 |  | 0 | 0
Replacement of steel road lighting columns and brackets; double bracket arm with 2.5 metre projection; cut off luminaire; SON-T+ lamp and lamp control gear; planted base;
| 3 | 10 metre nominal height column; 150w lamp. | no | Enter value from column G to column N | [9 empty] | 0 |  | 0 | 0 |  | 0 | 0 |  | 0 | 0
| 4 | 12 metre nominal height column; 250w lamp. | no | Enter value from column G to column N | [9 empty] | 0 |  | 0 | 0 |  | 0 | 0 |  | 0 | 0
Replacement of Lumaires
Replacement of single luminaires
| 5 | Luminaire A Single 76mm | no | Enter value from column G to column N | [9 empty] | 0 |  | 0 | 0 |  | 0 | 0 |  | 0 | 0
| 6 | Luminaire B Single 76mm | no | Enter value from column G to column N | [9 empty] | 0 |  | 0 | 0 |  | 0 | 0 |  | 0 | 0
| 7 | Luminaire B Single 114mm | no | Enter value from column G to column N | [9 empty] | 0 |  | 0 | 0 |  | 0 | 0 |  | 0 | 0
Replacement of double luminaires
| 8 | Luminaire A Double 76mm | no | Enter value from column G to column N | [9 empty] | 0 |  | 0 | 0 |  | 0 | 0 |  | 0 | 0
| 9 | Luminaire A Double 89mm | no | Enter value from column G to column N | [9 empty] | 0 |  | 0 | 0 |  | 0 | 0 |  | 0 | 0
| 10 | Luminaire B Double 76mm | no | Enter value from column G to column N | [9 empty] | 0 |  | 0 | 0 |  | 0 | 0 |  | 0 | 0
1400 |  | ELECTRICAL WORK FOR ROAD LIGHTING AND TRAFFIC SIGNS (Scope Paragraphs 18.8.2)
Cable Joints
Cable joint; XLPE/SWA/MDPE cable; straight joint;
| 1 | 6mm2 2 core cable to 10mm2 2 core cable. | no | Enter value from column G to column N | [9 empty] | 0 |  | 0 | 0 |  | 0 | 0 |  | 0 | 0
| 2 | 6mm2 2 core cable to 16mm2 2 core cable. | no | Enter value from column G to column N | [9 empty] | 0 |  | 0 | 0 |  | 0 | 0 |  | 0 | 0
| 3 | 10mm2 2 core cable to 16mm2 2 core cable. | no | Enter value from column G to column N | [9 empty] | 0 |  | 0 | 0 |  | 0 | 0 |  | 0 | 0
| 4 | 10mm2 4 core cable to 16mm2 4 core cable. | no | Enter value from column G to column N | [9 empty] | 0 |  | 0 | 0 |  | 0 | 0 |  | 0 | 0
Earth Electrodes
| 5 | Earth electrode in accordance with MCHW MCX 0509 | no | Enter value from column G to column N | [9 empty] | 0 |  | 0 | 0 |  | 0 | 0 |  | 0 | 0
Replacement of Cable
Replacement of cable; XLPE/SWA/MDPE cable with copper conductors; in duct;
| 6 | 6mm2; 2-core. | m | Enter value from column G to column N | [9 empty] | 0 |  | 0 | 0 |  | 0 | 0 |  | 0 | 0
| 7 | 10mm2; 3-core. | m | Enter value from column G to column N | [9 empty] | 0 |  | 0 | 0 |  | 0 | 0 |  | 0 | 0
| 8 | 16mm2; 3 core. | m | Enter value from column G to column N | [9 empty] | 0 |  | 0 | 0 |  | 0 | 0 |  | 0 | 0
| 9 | 25mm2 3 core. | m | Enter value from column G to column N | [9 empty] | 0 |  | 0 | 0 |  | 0 | 0 |  | 0 | 0
Replacement of Cable Terminations
Replacement of cable terminations; single way cut-out; in road lighting column;
| 10 | for 6mm2 2 core XLPE/SWA/MDPE cable. | no | Enter value from column G to column N | [9 empty] | 0 |  | 0 | 0 |  | 0 | 0 |  | 0 | 0
| 11 | for 10mm2 3 core XLPE/SWA/MDPE cable. | no | Enter value from column G to column N | [9 empty] | 0 |  | 0 | 0 |  | 0 | 0 |  | 0 | 0
| 12 | for 16mm2 3 core XLPE/SWA/MDPE cable. | no | Enter value from column G to column N | [9 empty] | 0 |  | 0 | 0 |  | 0 | 0 |  | 0 | 0
| 13 | for 25mm2 3 core XLPE/SWA/MDPE cable. | no | Enter value from column G to column N | [9 empty] | 0 |  | 0 | 0 |  | 0 | 0 |  | 0 | 0
Replacement of cable terminations; single way cut-out; in feeder pillar;
| 14 | for 6mm2 2 core XLPE/SWA/MDPE cable. | no | Enter value from column G to column N | [9 empty] | 0 |  | 0 | 0 |  | 0 | 0 |  | 0 | 0
| 15 | for 10mm2 3 core XLPE/SWA/MDPE cable. | no | Enter value from column G to column N | [9 empty] | 0 |  | 0 | 0 |  | 0 | 0 |  | 0 | 0
| 16 | for 16mm2 3 core XLPE/SWA/MDPE cable. | no | Enter value from column G to column N | [9 empty] | 0 |  | 0 | 0 |  | 0 | 0 |  | 0 | 0
| 17 | for 25mm2 3 core XLPE/SWA/MDPE cable. | no | Enter value from column G to column N | [9 empty] | 0 |  | 0 | 0 |  | 0 | 0 |  | 0 | 0
Replacement of cable terminations; single way cut-out; in traffic sign;
| 18 | for 6mm2 2 core XLPE/SWA/MDPE cable. | no | Enter value from column G to column N | [9 empty] | 0 |  | 0 | 0 |  | 0 | 0 |  | 0 | 0
| 19 | for 10mm2 3 core XLPE/SWA/MDPE cable. | no | Enter value from column G to column N | [9 empty] | 0 |  | 0 | 0 |  | 0 | 0 |  | 0 | 0
| 20 | for 16mm2 3 core XLPE/SWA/MDPE cable. | no | Enter value from column G to column N | [9 empty] | 0 |  | 0 | 0 |  | 0 | 0 |  | 0 | 0
Replacement of cable terminations; single way cut-out; in illuminated bollard;
| 21 | for 6mm2 2 core XLPE/SWA/MDPE cable. | no | Enter value from column G to column N | [9 empty] | 0 |  | 0 | 0 |  | 0 | 0 |  | 0 | 0
| 22 | for 10mm2 3 core XLPE/SWA/MDPE cable. | no | Enter value from column G to column N | [9 empty] | 0 |  | 0 | 0 |  | 0 | 0 |  | 0 | 0
Electrical Testing of Network Cabling, Structural Testing of columns and Condition of Feeder Pillars
| 23 | Electrical testing of network cabling . | no | Enter value from column G to column N | [9 empty] | 0 |  | 0 | 0 |  | 0 | 0 |  | 0 | 0
| 24 | Structural testing of columns. | no | Enter value from column G to column N | [9 empty] | 0 |  | 0 | 0 |  | 0 | 0 |  | 0 | 0
| 25 | Condition of feeder pillar. | no | Enter value from column G to column N | [9 empty] | 0 |  | 0 | 0 |  | 0 | 0 |  | 0 | 0
1500 |  | ROADSIDE TECHNOLOGY (Scope paragraphs 18.9.2)
1500 |  | Attend site and investigate faulty items to be replaced / repaired
| 1 | Attend site and investigate faulty items to be replaced / repaired (2 hour response) | no | Enter value from column G to column N | [9 empty] | 0 |  | 0 | 0 |  | 0 | 0 |  | 0 | 0
| 2 | Attend site and investigate faulty items to be replaced / repaired (4 hour response) | no | Enter value from column G to column N | [9 empty] | 0 |  | 0 | 0 |  | 0 | 0 |  | 0 | 0
| 3 | Attend site and investigate faulty items to be replaced / repaired (12 hour response) | no | Enter value from column G to column N | [9 empty] | 0 |  | 0 | 0 |  | 0 | 0 |  | 0 | 0
| 4 | Attend site and investigate faulty items to be replaced / repaired (24 hour response) | no | Enter value from column G to column N | [9 empty] | 0 |  | 0 | 0 |  | 0 | 0 |  | 0 | 0
| 5 | Attend site and investigate faulty items to be replaced / repaired (48 hour response) | no | Enter value from column G to column N | [9 empty] | 0 |  | 0 | 0 |  | 0 | 0 |  | 0 | 0
| 6 | Attend site and investigate faulty items to be replaced / repaired (7 day response) | no | Enter value from column G to column N | [9 empty] | 0 |  | 0 | 0 |  | 0 | 0 |  | 0 | 0
| 7 | Attend site and investigate faulty items to be replaced / repaired (56 day response) | no | Enter value from column G to column N | [9 empty] | 0 |  | 0 | 0 |  | 0 | 0 |  | 0 | 0
| 8 | Setup and Replacement of Equipment Configuration Plug | no | Enter value from column G to column N | [9 empty] | 0 |  | 0 | 0 |  | 0 | 0 |  | 0 | 0
| 9 | Replace Local Quad Cable and test | m | Enter value from column G to column N | [9 empty] | 0 |  | 0 | 0 |  | 0 | 0 |  | 0 | 0
Replacement of HSM Cameras, cables and terminations
| 10 | Replacement of HSM camera Fuse in roadside cabinet and test | no | Enter value from column G to column N | [9 empty] | 0 |  | 0 | 0 |  | 0 | 0 |  | 0 | 0
| 11 | Replacement of HSM Camera termination unit within roadside cabinet, set up and test | no | Enter value from column G to column N | [9 empty] | 0 |  | 0 | 0 |  | 0 | 0 |  | 0 | 0
| 12 | Replacement of HSM camera and housing on verge mounted column or non-access Gantry structure and test | no | Enter value from column G to column N | [9 empty] | 0 |  | 0 | 0 |  | 0 | 0 |  | 0 | 0
| 13 | Replacement of HSM camera within camera housing on verge mounted column or non-access Gantry structure and test | no | Enter value from column G to column N | [9 empty] | 0 |  | 0 | 0 |  | 0 | 0 |  | 0 | 0
| 14 | Replacement of HSM camera cable between Camera termination unit and camera and test | m | Enter value from column G to column N | [9 empty] | 0 |  | 0 | 0 |  | 0 | 0 |  | 0 | 0
| 15 | Re-align HSM cameras on Dynamic Hard Shoulder section, and review with Traffic Officers | no | Enter value from column G to column N | [9 empty] | 0 |  | 0 | 0 |  | 0 | 0 |  | 0 | 0
Replacement of CCTV Cameras, cables and terminations
| 16 | Replacement of CCTV fixed camera and housing on existing structure and test | no | Enter value from column G to column N | [9 empty] | 0 |  | 0 | 0 |  | 0 | 0 |  | 0 | 0
| 17 | Replacement of Camera termination unit within roadside cabinet and test | no | Enter value from column G to column N | [9 empty] | 0 |  | 0 | 0 |  | 0 | 0 |  | 0 | 0
| 18 | Replacement of camera mast cable between camera and root cable joint at the base of the mast and test | m | Enter value from column G to column N | [9 empty] | 0 |  | 0 | 0 |  | 0 | 0 |  | 0 | 0
| 19 | Replacement of camera root cable between root cable joint and camera termination unit and test | m | Enter value from column G to column N | [9 empty] | 0 |  | 0 | 0 |  | 0 | 0 |  | 0 | 0
| 20 | Remake camera mast cable/camera connector and test | no | Enter value from column G to column N | [9 empty] | 0 |  | 0 | 0 |  | 0 | 0 |  | 0 | 0
| 21 | Remake camera root/mast cable connector and test | no | Enter value from column G to column N | [9 empty] | 0 |  | 0 | 0 |  | 0 | 0 |  | 0 | 0
| 22 | Replacement of TV Outstation within roadside cabinet, set up and test | no | Enter value from column G to column N | [9 empty] | 0 |  | 0 | 0 |  | 0 | 0 |  | 0 | 0
| 23 | Replacement of Infra-red Power tray within roadside cabinet and test | no | Enter value from column G to column N | [9 empty] | 0 |  | 0 | 0 |  | 0 | 0 |  | 0 | 0
| 24 | Replacement of camera and housing on verge mounted 15M, 10M or 8M mast and test | no | Enter value from column G to column N | [9 empty] | 0 |  | 0 | 0 |  | 0 | 0 |  | 0 | 0
| 25 | Replacement of PTZ unit on verge mounted 15 M, 10M or 8M mast and test | no | Enter value from column G to column N | [9 empty] | 0 |  | 0 | 0 |  | 0 | 0 |  | 0 | 0
| 26 | Replacement of camera and housing on verge mounted column or non-access Gantry structure and test | no | Enter value from column G to column N | [9 empty] | 0 |  | 0 | 0 |  | 0 | 0 |  | 0 | 0
| 27 | Replacement of PTZ unit on verge mounted column or non-access Gantry structure and test | no | Enter value from column G to column N | [9 empty] | 0 |  | 0 | 0 |  | 0 | 0 |  | 0 | 0
| 28 | Replacement of Long range infra-red unit on 15M, 10M or 8M mast and test | no | Enter value from column G to column N | [9 empty] | 0 |  | 0 | 0 |  | 0 | 0 |  | 0 | 0
| 29 | Replacement of Long range infra-red unit on verge mounted column or non-access Gantry structure and test | no | Enter value from column G to column N | [9 empty] | 0 |  | 0 | 0 |  | 0 | 0 |  | 0 | 0
| 30 | Replacement of camera cable between TV Outstation and camera and test | m | Enter value from column G to column N | [9 empty] | 0 |  | 0 | 0 |  | 0 | 0 |  | 0 | 0
| 31 | Replacement of infra-red connection cable between roadside cabinet and infra-red unit on mast or structure and test | m | Enter value from column G to column N | [9 empty] | 0 |  | 0 | 0 |  | 0 | 0 |  | 0 | 0
Replacement and re-configuration of 354 Telephones
| 32 | Replacement of 354 Pod, set up and test | no | Enter value from column G to column N | [9 empty] | 0 |  | 0 | 0 |  | 0 | 0 |  | 0 | 0
| 33 | Replacement of 354 battery and test | no | Enter value from column G to column N | [9 empty] | 0 |  | 0 | 0 |  | 0 | 0 |  | 0 | 0
| 34 | Re-set 354 telephone with MC75 and test | no | Enter value from column G to column N | [9 empty] | 0 |  | 0 | 0 |  | 0 | 0 |  | 0 | 0
| 35 | Re-load software onto 354 Telephone with MC75 and test | no | Enter value from column G to column N | [9 empty] | 0 |  | 0 | 0 |  | 0 | 0 |  | 0 | 0
| 36 | Replacement of 354 Beacon and charger unit and test | no | Enter value from column G to column N | [9 empty] | 0 |  | 0 | 0 |  | 0 | 0 |  | 0 | 0
| 37 | Replacement of 354 handset | no | Enter value from column G to column N | [9 empty] | 0 |  | 0 | 0 |  | 0 | 0 |  | 0 | 0
| 38 | Clean corroded battery and cable terminations | no | Enter value from column G to column N | [9 empty] | 0 |  | 0 | 0 |  | 0 | 0 |  | 0 | 0
| 39 | Replacement of 354 barrier unit | no | Enter value from column G to column N | [9 empty] | 0 |  | 0 | 0 |  | 0 | 0 |  | 0 | 0
Replacement of Signals, lanterns and associated equipment
| 40 | Replacement of AMI on Gantry Structure or Post 75 and test | no | Enter value from column G to column N | [9 empty] | 0 |  | 0 | 0 |  | 0 | 0 |  | 0 | 0
| 40A | Re-alignment of AMI on Gantry Structure | no | Enter value from column G to column N | [9 empty] | 0 |  | 0 | 0 |  | 0 | 0 |  | 0 | 0
| 41 | Replacement of AMI Cable Marshalling Unit on Gantry Structure and test | no | Enter value from column G to column N | [9 empty] | 0 |  | 0 | 0 |  | 0 | 0 |  | 0 | 0
| 42 | Replacement of AMI data cable on Gantry Structure and test | m | Enter value from column G to column N | [9 empty] | 0 |  | 0 | 0 |  | 0 | 0 |  | 0 | 0
| 43 | Replacement of AMI Power cable on Gantry Structure and test | m | Enter value from column G to column N | [9 empty] | 0 |  | 0 | 0 |  | 0 | 0 |  | 0 | 0
| 44 | Replacement of AMI Roadside Controller in Gantry cabinet, set up and test | no | Enter value from column G to column N | [9 empty] | 0 |  | 0 | 0 |  | 0 | 0 |  | 0 | 0
| 45 | Replacement of Ambient Light Monitor on Gantry Structure and test | no | Enter value from column G to column N | [9 empty] | 0 |  | 0 | 0 |  | 0 | 0 |  | 0 | 0
| 46 | Replacement and alignment of MS1 (94xx) signal on accessible Gantry and test | no | Enter value from column G to column N | [9 empty] | 0 |  | 0 | 0 |  | 0 | 0 |  | 0 | 0
| 47 | Replacement and alignment of MS1 (94xx) signal on non-accessible Gantry and test | no | Enter value from column G to column N | [9 empty] | 0 |  | 0 | 0 |  | 0 | 0 |  | 0 | 0
| 48 | Replacement and alignment of MS1 (94xx) on Post 75 and test | no | Enter value from column G to column N | [9 empty] | 0 |  | 0 | 0 |  | 0 | 0 |  | 0 | 0
| 49 | Replacement of lantern on X Frame on accessible Gantry and test | no | Enter value from column G to column N | [9 empty] | 0 |  | 0 | 0 |  | 0 | 0 |  | 0 | 0
| 50 | Replacement of lantern on X Frame on non-accessible Gantry and test | no | Enter value from column G to column N | [9 empty] | 0 |  | 0 | 0 |  | 0 | 0 |  | 0 | 0
| 51 | Replacement of lantern on X Frame on Post 75 and test | no | Enter value from column G to column N | [9 empty] | 0 |  | 0 | 0 |  | 0 | 0 |  | 0 | 0
| 52 | Replacement of Signal PSU on non-accessible Gantry and test | no | Enter value from column G to column N | [9 empty] | 0 |  | 0 | 0 |  | 0 | 0 |  | 0 | 0
| 53 | Replacement of Signal PSU on accessible Gantry and test | no | Enter value from column G to column N | [9 empty] | 0 |  | 0 | 0 |  | 0 | 0 |  | 0 | 0
| 54 | Replacement of Signal PSU in Post 75 and test | no | Enter value from column G to column N | [9 empty] | 0 |  | 0 | 0 |  | 0 | 0 |  | 0 | 0
| 55 | Replacement of Data Link Connection Box on accessible Gantry Structure and test | no | Enter value from column G to column N | [9 empty] | 0 |  | 0 | 0 |  | 0 | 0 |  | 0 | 0
| 56 | Replacement of Data Link Connection Box on non-accessible Gantry Structure and test | no | Enter value from column G to column N | [9 empty] | 0 |  | 0 | 0 |  | 0 | 0 |  | 0 | 0
| 57 | Replacement of Data Link Connection Box in P75 and test | no | Enter value from column G to column N | [9 empty] | 0 |  | 0 | 0 |  | 0 | 0 |  | 0 | 0
| 58 | Replacement of Signal Power cable on accessible Gantry Structure and test | m | Enter value from column G to column N | [9 empty] | 0 |  | 0 | 0 |  | 0 | 0 |  | 0 | 0
| 59 | Replacement of Signal Power cable on non-accessible Gantry Structure and test | m | Enter value from column G to column N | [9 empty] | 0 |  | 0 | 0 |  | 0 | 0 |  | 0 | 0
| 60 | Replacement of Signal Data cable on accessible Gantry Structure and test | m | Enter value from column G to column N | [9 empty] | 0 |  | 0 | 0 |  | 0 | 0 |  | 0 | 0
| 61 | Replacement of Signal Data cable on non-accessible Gantry Structure and test | m | Enter value from column G to column N | [9 empty] | 0 |  | 0 | 0 |  | 0 | 0 |  | 0 | 0
Replacement of Message Signs and component parts
| 62 | Replacement of character modules in LED Message sign on accessible Gantry Structure and test | no | Enter value from column G to column N | [9 empty] | 0 |  | 0 | 0 |  | 0 | 0 |  | 0 | 0
| 63 | Replacement of sign power supply in LED Message sign on accessible Gantry Structure and test | no | Enter value from column G to column N | [9 empty] | 0 |  | 0 | 0 |  | 0 | 0 |  | 0 | 0
| 64 | Replacement of sign controller in LED message sign on accessible Gantry Structure and test | no | Enter value from column G to column N | [9 empty] | 0 |  | 0 | 0 |  | 0 | 0 |  | 0 | 0
| 65 | Replacement of ribbon cable in LED message sign on accessible Gantry Structure and test | no | Enter value from column G to column N | [9 empty] | 0 |  | 0 | 0 |  | 0 | 0 |  | 0 | 0
| 66 | Replacement of PEC on LED message sign and test | no | Enter value from column G to column N | [9 empty] | 0 |  | 0 | 0 |  | 0 | 0 |  | 0 | 0
| 67 | Replacement of heater in LED message sign on accessible Gantry Structure and test | no | Enter value from column G to column N | [9 empty] | 0 |  | 0 | 0 |  | 0 | 0 |  | 0 | 0
| 68 | Replacement of character modules in LED Message sign on non-accessible Gantry Structure and test | no | Enter value from column G to column N | [9 empty] | 0 |  | 0 | 0 |  | 0 | 0 |  | 0 | 0
| 69 | Replacement of sign power supplies in LED Message sign on non-accessible Gantry Structure and test | no | Enter value from column G to column N | [9 empty] | 0 |  | 0 | 0 |  | 0 | 0 |  | 0 | 0
| 70 | Replacement of sign controller in LED message sign on non-accessible Gantry Structure and test | no | Enter value from column G to column N | [9 empty] | 0 |  | 0 | 0 |  | 0 | 0 |  | 0 | 0
| 71 | Replacement of ribbon cable in LED message sign on non-accessible Gantry Structure and test | no | Enter value from column G to column N | [9 empty] | 0 |  | 0 | 0 |  | 0 | 0 |  | 0 | 0
| 72 | Replacement of heater in LED message sign on non-accessible Gantry Structure and test | no | Enter value from column G to column N | [9 empty] | 0 |  | 0 | 0 |  | 0 | 0 |  | 0 | 0
| 73 | Replacement of sign roadside controller in Gantry cabinet, set up and test | no | Enter value from column G to column N | [9 empty] | 0 |  | 0 | 0 |  | 0 | 0 |  | 0 | 0
| 74 | Replacement of Cat5e cable between LED sign and Gantry cabinet and test | no | Enter value from column G to column N | [9 empty] | 0 |  | 0 | 0 |  | 0 | 0 |  | 0 | 0
| 75 | Replacement of FTMS controller in verge mounted cabinet, set up and test | no | Enter value from column G to column N | [9 empty] | 0 |  | 0 | 0 |  | 0 | 0 |  | 0 | 0
| 76 | Replacement of FTMS sign motor on verge mounted sign and test | no | Enter value from column G to column N | [9 empty] | 0 |  | 0 | 0 |  | 0 | 0 |  | 0 | 0
| 77 | Replacement of FTMS sign motor on non-accessible Gantry mounted sign and test | no | Enter value from column G to column N | [9 empty] | 0 |  | 0 | 0 |  | 0 | 0 |  | 0 | 0
| 78 | Replacement of FTMS sign motor on accessible Gantry mounted sign and test | no | Enter value from column G to column N | [9 empty] | 0 |  | 0 | 0 |  | 0 | 0 |  | 0 | 0
| 79 | Replacement of FTMS sheer pins on verge mounted sign and test | no | Enter value from column G to column N | [9 empty] | 0 |  | 0 | 0 |  | 0 | 0 |  | 0 | 0
| 80 | Replacement of FTMS sheer pins on non-accessible Gantry mounted sign and test | no | Enter value from column G to column N | [9 empty] | 0 |  | 0 | 0 |  | 0 | 0 |  | 0 | 0
| 81 | Replacement of FTMS sheer pins on accessible Gantry mounted sign and test | no | Enter value from column G to column N | [9 empty] | 0 |  | 0 | 0 |  | 0 | 0 |  | 0 | 0
| 82 | Replacement of ROTTM media converter in verge mounted cabinet and test | no | Enter value from column G to column N | [9 empty] | 0 |  | 0 | 0 |  | 0 | 0 |  | 0 | 0
| 83 | Replacement of ROTTM LED sign on verge mounted post and test | no | Enter value from column G to column N | [9 empty] | 0 |  | 0 | 0 |  | 0 | 0 |  | 0 | 0
| 84 | Replacement of character modules in LED Message sign on PVMS and test | no | Enter value from column G to column N | [9 empty] | 0 |  | 0 | 0 |  | 0 | 0 |  | 0 | 0
| 85 | Replacement of power supply in LED Message sign on PVMS and test | no | Enter value from column G to column N | [9 empty] | 0 |  | 0 | 0 |  | 0 | 0 |  | 0 | 0
| 86 | Replacement of sign controller in LED Message sign on PVMS and test | no | Enter value from column G to column N | [9 empty] | 0 |  | 0 | 0 |  | 0 | 0 |  | 0 | 0
| 87 | Replacement of batteries in PVMS and test | no | Enter value from column G to column N | [9 empty] | 0 |  | 0 | 0 |  | 0 | 0 |  | 0 | 0
Replacement of Midas equipment
| 88 | Re-set Loop detector packs on Midas Outstation and test | no | Enter value from column G to column N | [9 empty] | 0 |  | 0 | 0 |  | 0 | 0 |  | 0 | 0
| 89 | Replacement of Loop bottle joint in verge chamber and test | no | Enter value from column G to column N | [9 empty] | 0 |  | 0 | 0 |  | 0 | 0 |  | 0 | 0
| 90 | Replacement of Radar Head on verge mounted pole and test | no | Enter value from column G to column N | [9 empty] | 0 |  | 0 | 0 |  | 0 | 0 |  | 0 | 0
| 91 | Replacement of Radar Power surge unit on verge mounted pole and test | no | Enter value from column G to column N | [9 empty] | 0 |  | 0 | 0 |  | 0 | 0 |  | 0 | 0
| 92 | Replacement of Radar Power tray in verge mounted cabinet and test | no | Enter value from column G to column N | [9 empty] | 0 |  | 0 | 0 |  | 0 | 0 |  | 0 | 0
| 93 | Replacement of Radar interface card in Midas Outstation in verge mounted cabinet and test | no | Enter value from column G to column N | [9 empty] | 0 |  | 0 | 0 |  | 0 | 0 |  | 0 | 0
| 94 | Replacement of Midas Outstation in verge mounted cabinet and test | no | Enter value from column G to column N | [9 empty] | 0 |  | 0 | 0 |  | 0 | 0 |  | 0 | 0
| 95 | Replacement of Loop Feeder cable between verge mounted cabinet and Loop bottle joint (up to 200M) re-terminate and test | m | Enter value from column G to column N | [9 empty] | 0 |  | 0 | 0 |  | 0 | 0 |  | 0 | 0
| 96 | Re-cut Loops in 2 lane carriageway, test and terminate | no | Enter value from column G to column N | [9 empty] | 0 |  | 0 | 0 |  | 0 | 0 |  | 0 | 0
| 97 | Re-cut Loops in 3 lane carriageway, test and terminate | no | Enter value from column G to column N | [9 empty] | 0 |  | 0 | 0 |  | 0 | 0 |  | 0 | 0
| 98 | Re-cut Loops in 4 lane carriageway, test and terminate | no | Enter value from column G to column N | [9 empty] | 0 |  | 0 | 0 |  | 0 | 0 |  | 0 | 0
Replacement of NTIS equipment and component parts
| 99 | Replacement of ANPR camera on verge mounted pole or bridge structure and test | no | Enter value from column G to column N | [9 empty] | 0 |  | 0 | 0 |  | 0 | 0 |  | 0 | 0
| 100 | Replacement of ANPR Processor unit in verge located cabinet and test | no | Enter value from column G to column N | [9 empty] | 0 |  | 0 | 0 |  | 0 | 0 |  | 0 | 0
| 101 | Replacement of ANPR antenna and lead and test | no | Enter value from column G to column N | [9 empty] | 0 |  | 0 | 0 |  | 0 | 0 |  | 0 | 0
| 102 | Replacement of TMU processor unit in verge mounted cabinet / pole and test | no | Enter value from column G to column N | [9 empty] | 0 |  | 0 | 0 |  | 0 | 0 |  | 0 | 0
| 103 | Replacement of TAME processor unit in verge mounted cabinet and test | no | Enter value from column G to column N | [9 empty] | 0 |  | 0 | 0 |  | 0 | 0 |  | 0 | 0
| 104 | Replacement of TAME solar panel on TAME cabinet and test | no | Enter value from column G to column N | [9 empty] | 0 |  | 0 | 0 |  | 0 | 0 |  | 0 | 0
| 105 | Replacement of TMU solar panel on TMU cabinet / pole and test | no | Enter value from column G to column N | [9 empty] | 0 |  | 0 | 0 |  | 0 | 0 |  | 0 | 0
| 106 | Replacement of TMU batteries in TMU cabinet and test | no | Enter value from column G to column N | [9 empty] | 0 |  | 0 | 0 |  | 0 | 0 |  | 0 | 0
| 107 | Replacement of TAME batteries in TAME cabinet and test | no | Enter value from column G to column N | [9 empty] | 0 |  | 0 | 0 |  | 0 | 0 |  | 0 | 0
| 108 | Replacement of TMU battery charger in TMU cabinet and test | no | Enter value from column G to column N | [9 empty] | 0 |  | 0 | 0 |  | 0 | 0 |  | 0 | 0
| 109 | Replacement of TAME power inverter in TAME cabinet and test | no | Enter value from column G to column N | [9 empty] | 0 |  | 0 | 0 |  | 0 | 0 |  | 0 | 0
| 110 | Replacement of cable between ANPR camera and ANPR Processor unit and test | m | Enter value from column G to column N | [9 empty] | 0 |  | 0 | 0 |  | 0 | 0 |  | 0 | 0
| 111 | Replacement of TAME cabinet antenna and lead and test | no | Enter value from column G to column N | [9 empty] | 0 |  | 0 | 0 |  | 0 | 0 |  | 0 | 0
| 112 | Re-cut TAME/TMU Loop in 1 lane carriageway, test and terminate | no | Enter value from column G to column N | [9 empty] | 0 |  | 0 | 0 |  | 0 | 0 |  | 0 | 0
| 113 | Re-cut TAME/TMU Loop in 2 lane carriageway, test and terminate | no | Enter value from column G to column N | [9 empty] | 0 |  | 0 | 0 |  | 0 | 0 |  | 0 | 0
| 114 | Re-cut TAME/TMU Loop in 3 lane carriageway, test and terminate | no | Enter value from column G to column N | [9 empty] | 0 |  | 0 | 0 |  | 0 | 0 |  | 0 | 0
Replacement of Traffic Signal equipment and component parts
| 115 | Replacement of Signal Aspect on 4M signal pole, re-set and re-learn | no | Enter value from column G to column N | [9 empty] | 0 |  | 0 | 0 |  | 0 | 0 |  | 0 | 0
| 116 | Replacement of Signal Aspect on mast arm, re-set and re-learn | no | Enter value from column G to column N | [9 empty] | 0 |  | 0 | 0 |  | 0 | 0 |  | 0 | 0
| 117 | Replacement of Signal Aspect on 6M signal pole, re-set and re-learn | no | Enter value from column G to column N | [9 empty] | 0 |  | 0 | 0 |  | 0 | 0 |  | 0 | 0
| 118 | Replacement of Signal Head on 4M signal pole, re-set and re-learn | no | Enter value from column G to column N | [9 empty] | 0 |  | 0 | 0 |  | 0 | 0 |  | 0 | 0
| 119 | Replacement of Signal Head on mast arm, re-set and re-learn | no | Enter value from column G to column N | [9 empty] | 0 |  | 0 | 0 |  | 0 | 0 |  | 0 | 0
| 120 | Replacement of Signal Head on 6M signal pole, re-set and re-learn | no | Enter value from column G to column N | [9 empty] | 0 |  | 0 | 0 |  | 0 | 0 |  | 0 | 0
| 121 | Replacement of Photo Electric Cell on 4M signal pole and test | no | Enter value from column G to column N | [9 empty] | 0 |  | 0 | 0 |  | 0 | 0 |  | 0 | 0
| 122 | Replacement of Above Ground Detector on 4M Signal pole (vehicle or pedestrian detection), set up and test | no | Enter value from column G to column N | [9 empty] | 0 |  | 0 | 0 |  | 0 | 0 |  | 0 | 0
| 123 | Replacement of Pedestrian detection / display units on Signal pole and test | no | Enter value from column G to column N | [9 empty] | 0 |  | 0 | 0 |  | 0 | 0 |  | 0 | 0
| 124 | Replacement of Loop Joints in verge chamber and test | no | Enter value from column G to column N | [9 empty] | 0 |  | 0 | 0 |  | 0 | 0 |  | 0 | 0
| 125 | Replacement of Traffic Signal Controller power supply and test | no | Enter value from column G to column N | [9 empty] | 0 |  | 0 | 0 |  | 0 | 0 |  | 0 | 0
| 126 | Replacement of Lamp Switch card in Traffic Signal Controller and test | no | Enter value from column G to column N | [9 empty] | 0 |  | 0 | 0 |  | 0 | 0 |  | 0 | 0
| 127 | Replacement of CPU in Traffic Signal Controller and test | no | Enter value from column G to column N | [9 empty] | 0 |  | 0 | 0 |  | 0 | 0 |  | 0 | 0
| 128 | Replacement of remote monitoring / Control unit and test | no | Enter value from column G to column N | [9 empty] | 0 |  | 0 | 0 |  | 0 | 0 |  | 0 | 0
| 129 | Replacement of detector packs within Traffic Signal Controller and test | no | Enter value from column G to column N | [9 empty] | 0 |  | 0 | 0 |  | 0 | 0 |  | 0 | 0
| 130 | Replacement of Traffic Signal CCTV camera and test | no | Enter value from column G to column N | [9 empty] | 0 |  | 0 | 0 |  | 0 | 0 |  | 0 | 0
| 131 | Replacement of video controller within Traffic Signal cabinet, set up and test | no | Enter value from column G to column N | [9 empty] | 0 |  | 0 | 0 |  | 0 | 0 |  | 0 | 0
| 132 | Replacement of microswitch within traffic signal pole for the Safety Isolation system | no | Enter value from column G to column N | [9 empty] | 0 |  | 0 | 0 |  | 0 | 0 |  | 0 | 0
| 133 | Reset Safety Isolation System Circuit breaker in verge mounted cabinet | no | Enter value from column G to column N | [9 empty] | 0 |  | 0 | 0 |  | 0 | 0 |  | 0 | 0
| 134 | Replacement of Safety Isolation System Circuit breaker in verge mounted cabinet | no | Enter value from column G to column N | [9 empty] | 0 |  | 0 | 0 |  | 0 | 0 |  | 0 | 0
| 135 | Replacement of Safety Isolation System sensor card within verge mounted cabinet | no | Enter value from column G to column N | [9 empty] | 0 |  | 0 | 0 |  | 0 | 0 |  | 0 | 0
| 136 | Replacement of Safety Isolation System power supply within verge mounted cabinet | no | Enter value from column G to column N | [9 empty] | 0 |  | 0 | 0 |  | 0 | 0 |  | 0 | 0
Replacement of Ramp Metering equipment and component parts
| 137 | Replacement of Ramp Metering Controller, set up and test | no | Enter value from column G to column N | [9 empty] | 0 |  | 0 | 0 |  | 0 | 0 |  | 0 | 0
| 138 | Re-cut Ramp Metering Loop in 1 lane carriageway, test and terminate | no | Enter value from column G to column N | [9 empty] | 0 |  | 0 | 0 |  | 0 | 0 |  | 0 | 0
| 139 | Re-cut Ramp Metering Loop in 2 lane carriageway, test and terminate | no | Enter value from column G to column N | [9 empty] | 0 |  | 0 | 0 |  | 0 | 0 |  | 0 | 0
| 140 | Replacement of Signal Aspect on signal pole, re-set and test | no | Enter value from column G to column N | [9 empty] | 0 |  | 0 | 0 |  | 0 | 0 |  | 0 | 0
| 141 | Replacement of Signal Head on signal pole, re-set and test | no | Enter value from column G to column N | [9 empty] | 0 |  | 0 | 0 |  | 0 | 0 |  | 0 | 0
| 142 | Replacement of cable interface board on Signal Pole | no | Enter value from column G to column N | [9 empty] | 0 |  | 0 | 0 |  | 0 | 0 |  | 0 | 0
Replacement of Environmental Sensor Station equipment, Meteorological equipment and component parts
| 143 | Replacement of Communications Processor and test | no | Enter value from column G to column N | [9 empty] | 0 |  | 0 | 0 |  | 0 | 0 |  | 0 | 0
| 144 | Replacement of Solar Panel and test | no | Enter value from column G to column N | [9 empty] | 0 |  | 0 | 0 |  | 0 | 0 |  | 0 | 0
| 145 | Replacement of Camera set and test | no | Enter value from column G to column N | [9 empty] | 0 |  | 0 | 0 |  | 0 | 0 |  | 0 | 0
| 146 | Replacement of Cyclo Sensor and test | no | Enter value from column G to column N | [9 empty] | 0 |  | 0 | 0 |  | 0 | 0 |  | 0 | 0
| 147 | Replacement of Precipitation Sensor and test | no | Enter value from column G to column N | [9 empty] | 0 |  | 0 | 0 |  | 0 | 0 |  | 0 | 0
| 148 | Replacement of Spectror Sensor and test | no | Enter value from column G to column N | [9 empty] | 0 |  | 0 | 0 |  | 0 | 0 |  | 0 | 0
| 149 | Replacement of Barometer Sensor and test | no | Enter value from column G to column N | [9 empty] | 0 |  | 0 | 0 |  | 0 | 0 |  | 0 | 0
| 150 | Replacement of ROSA Frame and test | no | Enter value from column G to column N | [9 empty] | 0 |  | 0 | 0 |  | 0 | 0 |  | 0 | 0
| 151 | Replacement of Sensor Card and test | no | Enter value from column G to column N | [9 empty] | 0 |  | 0 | 0 |  | 0 | 0 |  | 0 | 0
| 152 | Replacement of Modem and test | no | Enter value from column G to column N | [9 empty] | 0 |  | 0 | 0 |  | 0 | 0 |  | 0 | 0
| 153 | Replacement of Wind Sensor and test | no | Enter value from column G to column N | [9 empty] | 0 |  | 0 | 0 |  | 0 | 0 |  | 0 | 0
| 154 | Replacement of Humidity and Air Sensor probe and test | no | Enter value from column G to column N | [9 empty] | 0 |  | 0 | 0 |  | 0 | 0 |  | 0 | 0
| 155 | Replacement of Battery and test | no | Enter value from column G to column N | [9 empty] | 0 |  | 0 | 0 |  | 0 | 0 |  | 0 | 0
| 156 | Replacement of Visibility Sensor and test | no | Enter value from column G to column N | [9 empty] | 0 |  | 0 | 0 |  | 0 | 0 |  | 0 | 0
| 157 | Replacement of Combined Wind unit and test | no | Enter value from column G to column N | [9 empty] | 0 |  | 0 | 0 |  | 0 | 0 |  | 0 | 0
| 158 | Replacement of Depth Sensor and test | no | Enter value from column G to column N | [9 empty] | 0 |  | 0 | 0 |  | 0 | 0 |  | 0 | 0
| 159 | Replacement of Road Surface Sensor and test | no | Enter value from column G to column N | [9 empty] | 0 |  | 0 | 0 |  | 0 | 0 |  | 0 | 0
Replacement of Gantry Power Safety Isolation equipment and component parts and DNO supplies
| 160 | Test and reset of Safety Isolation System Cut-out in verge mounted cabinet | no | Enter value from column G to column N | [9 empty] | 0 |  | 0 | 0 |  | 0 | 0 |  | 0 | 0
| 161 | Test and replacement of Safety Isolation System Cut-out in verge mounted cabinet | no | Enter value from column G to column N | [9 empty] | 0 |  | 0 | 0 |  | 0 | 0 |  | 0 | 0
| 162 | Test and reset of Safety Fibre Isolation System Cut-out in verge mounted cabinet | no | Enter value from column G to column N | [9 empty] | 0 |  | 0 | 0 |  | 0 | 0 |  | 0 | 0
| 163 | Test and replacement of Safety Fibre Isolation System Cut-out in verge mounted cabinet | no | Enter value from column G to column N | [9 empty] | 0 |  | 0 | 0 |  | 0 | 0 |  | 0 | 0
| 164 | Test / Confirm power cable failure and report to third party for further action. | no | Enter value from column G to column N | [9 empty] | 0 |  | 0 | 0 |  | 0 | 0 |  | 0 | 0
| 165 | Test / Confirm DNO power supply failure and report to third party for further action. | no | Enter value from column G to column N | [9 empty] | 0 |  | 0 | 0 |  | 0 | 0 |  | 0 | 0
Replacement of Vehicle Activated Signs
| 166 | Replacement of Vehicle Activated Sign on post in verge | no | Enter value from column G to column N | [9 empty] | 0 |  | 0 | 0 |  | 0 | 0 |  | 0 | 0
3000 |  | Landscape and ecology (Scope Paragraphs 18.13.2)
3000 |  | Maintenance of Established Trees
Removal of branch or limb from tree;
| 1 | Height not exceeding 4.0m | no | Enter value from column G to column N | [9 empty] | 0 |  | 0 | 0 |  | 0 | 0 |  | 0 | 0
| 2 | Height exceeding 4.0 but not exceeding 10.0m | no | Enter value from column G to column N | [9 empty] | 0 |  | 0 | 0 |  | 0 | 0 |  | 0 | 0
Grass Cutting Reactive Services and Disposal of Waste
Grass cutting reactive services;
| 3 | Grass cutter including driver and operators. | hr | Enter value from column G to column N | [9 empty] | 0 |  | 0 | 0 |  | 0 | 0 |  | 0 | 0
| 4 | Disposal of waste. | t | Enter value from column G to column N | [9 empty] | 0 |  | 0 | 0 |  | 0 | 0 |  | 0 | 0
Make safe areas of invasive pests
| 5 | Make safe areas of invasive pests (including brown tail moth), either through the use of biological solution or by cutting out the affected vegetation to hardstandings and paved areas, topsoil heaps, planted beds, open ditches, filter drains, grassed areas and waterbodies | m2 | Enter value from column G to column N | [9 empty] | 0 |  | 0 | 0 |  | 0 | 0 |  | 0 | 0
| 6 | Make safe areas of invasive pests (including brown tail month), either through the use of biological solution or by cutting out affected vegetation to individual trees and shrubs | no | Enter value from column G to column N | [9 empty] | 0 |  | 0 | 0 |  | 0 | 0 |  | 0 | 0
Control and Maintenance of Shrubs, Trees, Woodland, Grassland, Grass and Vegetation
| 7 | Remove obstructions that prevent safe access, inspection and maintenance of all equipment, as instructed by the Service Manager | m2 | Enter value from column G to column N | [9 empty] | 0 |  | 0 | 0 |  | 0 | 0 |  | 0 | 0
4000 |  | Sweeping and Cleaning (Scope Paragraph 18.14.2)
4000 |  | Sweeping and Cleaning (repair defects, not resulting from an incident caused by a third party) and Disposal of Waste
Sweeping and cleaning (repair defects, not resulting from an incident caused by a third party)
| 1 | Operated road sweeper; for sweeping of running lanes. | hr | Enter value from column G to column N | [9 empty] | 0 |  | 0 | 0 |  | 0 | 0 |  | 0 | 0
| 2 | Operated road sweeper; for sweeping of channels, hard shoulders and central reserve. | hr | Enter value from column G to column N | [9 empty] | 0 |  | 0 | 0 |  | 0 | 0 |  | 0 | 0
| 3 | Pickup and 2 operatives; for general sweeping and cleaning services including litter picking. | hr | Enter value from column G to column N | [9 empty] | 0 |  | 0 | 0 |  | 0 | 0 |  | 0 | 0
| 4 | Application of herbicide. | m2 | Enter value from column G to column N | [9 empty] | 0 |  | 0 | 0 |  | 0 | 0 |  | 0 | 0
| 5 | Cleaning and emptying of litter and waste bins. | no | Enter value from column G to column N | [9 empty] | 0 |  | 0 | 0 |  | 0 | 0 |  | 0 | 0
| 6 | Removal of graffiti and posters. | m2 | Enter value from column G to column N | [9 empty] | 0 |  | 0 | 0 |  | 0 | 0 |  | 0 | 0
| 7 | Disposal of waste. | t | Enter value from column G to column N | [9 empty] | 0 |  | 0 | 0 |  | 0 | 0 |  | 0 | 0
7800 |  | WINTER MAINTENANCE (Scope Paragraph 19)
Preparation For and Precautionary Salting
| 1 | Preparation for precautionary salting | depot | Enter value from column G to column N | [9 empty] | 0 |  | 0 | 0 |  | 0 | 0 |  | 0 | 0
| 2 | Precautionary salting | salting route | Enter value from column G to column N | [9 empty] | 0 |  | 0 | 0 |  | 0 | 0 |  | 0 | 0
Fitting & Removal of Snow Plough Blades
| 3 | Fitting of snow plough blades | no | Enter value from column G to column N | [9 empty] | 0 |  | 0 | 0 |  | 0 | 0 |  | 0 | 0
| 4 | Removal of snow plough blades | no | Enter value from column G to column N | [9 empty] | 0 |  | 0 | 0 |  | 0 | 0 |  | 0 | 0

## Fee
Fee Percentage buildup
Item | Constituent of Fee | Fee Percentage
1 | Profit
2 | Franchises, Royalties, Licences
3 | Accounting, Auditing and Payroll, Business Development, Procurement and other support services( ex:, general and head office management and administration)
4 | Research and Development
5 | Publicity, Marketing, Sales, Exhibitions
6 | Entertainment
7 | Rents, Rates, Leases, Services and Servicing of Premises, Stationery, Telephones, Telex, FAX, Postage charges
8 | IT / Computing
9 | Asset Depreciation
10 | Insurance Premiums
11 | The amount of any excess borne by the Contractor in respect of any claims under Employer’s Liability and Professional Indemnity Insurances
12 | Finance and Interest Charges
13 | Severance
14 | Bonuses & Incentives
15 | Personnel / HR Services
16 | Quality Assurance
17 | Health and Safety
18 | Training
19 | Supply Chain
20 | Legal Costs
21 | Environmental and Sustainability
22 | Management and non-chargable Directors
23 | Adjustment for non-recoverable hours - (An adjustment for non-recoverable hours provides for the Tenderer to make adjustment for staff who are forecast to bill less than that total working hours per annum)
24 | Other non-recoverable costs - (Other non-recoverable costs - these should include any costs that the Tenderer will incur that are not included in the Overheads Build Up)
25 | Other - Total (please use rows below to specify others(if any) that are not covered above) | 0%
i
ii
iii
iv
v
vi
vii
viii
ix
x
Total Fee % (The fee in cell C38 is applied to all works; the fees in cell C38 should be the same as the fees in Schedule A and B) |  | 0%