## Asset Data
Medical Devices Clinical Engineer Service
Master Asset List
Asset Number | Location | Department | Equipment Type | Model | Manufacturer | Service Cover Level | Current Age Profile (estimated if not known) | Condition Profile | Manufacture Date (where known)
OHFT46117 | NORTHWAY COMMUNITY CENTRE | COMMUNITY CHILDRENS NURSING TEAM | PULSE OXIMETER-HANDHELD | NELLCOR | COVIDIEN | PLANNED PREVENTATIVE (REGULAR SERVICING) | 4 | 2-Good | 2021
OHFT45275 | NORTHWAY COMMUNITY CENTRE | COMMUNITY CHILDRENS NURSING TEAM | PULSE OXIMETER-HANDHELD | NELLCOR | COVIDIEN | PLANNED PREVENTATIVE (REGULAR SERVICING) | 5 | 3-Average | 2020
OHFT0936 | BICESTER HEALTH CENTRE | DENTAL CLINIC | PULSE OXIMETER-HANDHELD | N560 | NELLCOR | PLANNED PREVENTATIVE (REGULAR SERVICING) | 3 | 3-Average
OHFT2406 | DIDCOT COMMUNITY HOSPITAL | DENTAL CLINIC | PULSE OXIMETER-HANDHELD | N560 | NELLCOR | PLANNED PREVENTATIVE (REGULAR SERVICING) | 3 | 3-Average
OHFT3943 | EAST OXFORD HEALTH CENTRE | DENTAL CLINIC | PULSE OXIMETER-HANDHELD | N560 | NELLCOR | PLANNED PREVENTATIVE (REGULAR SERVICING) | 3 | 3-Average
OHFT0034 | ORCHARD HEALTH CENTRE | DENTAL CLINIC | PULSE OXIMETER-HANDHELD | N560 | NELLCOR | PLANNED PREVENTATIVE (REGULAR SERVICING) | 3 | 3-Average
OHFT41801 | NORTHWAY COMMUNITY CENTRE | COMMUNITY CHILDRENS NURSING TEAM | PULSE OXIMETER-HANDHELD | N560 | COVIDIEN | PLANNED PREVENTATIVE (REGULAR SERVICING) | 3 | 3-Average
OHFT1288 | WALLINGFORD COMMUNITY HOSPITAL | ST LEONARDS WARD | PULSE OXIMETER-HANDHELD | N65 | NELLCOR | PLANNED PREVENTATIVE (REGULAR SERVICING) | 3 | 2-Good | 2014
OHFT40018 | WALLINGFORD COMMUNITY HOSPITAL | ST LEONARDS WARD | PULSE OXIMETER-HANDHELD | N65 | NELLCOR | PLANNED PREVENTATIVE (REGULAR SERVICING) | 11 | 4-Poor | 2014
OHFT45222 | TOWNLANDS COMMUNITY HOSPITAL | MINOR INJURIES UNIT | PULSE OXIMETER-HANDHELD | MS2000 | MASIMO | PLANNED PREVENTATIVE (REGULAR SERVICING) | 3 | 2-Good
OHFT40043 | NORTHWAY COMMUNITY CENTRE | COMMUNITY CHILDRENS NURSING TEAM | PULSE OXIMETER-HANDHELD | N560 | COVIDIEN | PLANNED PREVENTATIVE (REGULAR SERVICING) | 3 | 3-Average
OHFT40401 | NORTHWAY COMMUNITY CENTRE | COMMUNITY CHILDRENS NURSING TEAM | PULSE OXIMETER-HANDHELD | N560 | COVIDIEN | PLANNED PREVENTATIVE (REGULAR SERVICING) | 3 | 3-Average
OHFT40884 | NORTHWAY COMMUNITY CENTRE | COMMUNITY CHILDRENS NURSING TEAM | PULSE OXIMETER-HANDHELD | N560 | COVIDIEN | PLANNED PREVENTATIVE (REGULAR SERVICING) | 3 | 3-Average
OHFT40996 | NORTHWAY COMMUNITY CENTRE | COMMUNITY CHILDRENS NURSING TEAM | PULSE OXIMETER-HANDHELD | N560 | COVIDIEN | PLANNED PREVENTATIVE (REGULAR SERVICING) | 3 | 3-Average
OHFT41079 | NORTHWAY COMMUNITY CENTRE | COMMUNITY CHILDRENS NURSING TEAM | PULSE OXIMETER-HANDHELD | N560 | COVIDIEN | PLANNED PREVENTATIVE (REGULAR SERVICING) | 3 | 3-Average
OHFT41606 | NORTHWAY COMMUNITY CENTRE | COMMUNITY CHILDRENS NURSING TEAM | PULSE OXIMETER-HANDHELD | N560 | COVIDIEN | PLANNED PREVENTATIVE (REGULAR SERVICING) | 3 | 3-Average
OHFT40399 | MURRAY HOUSE | COMMUNITY CHILDRENS NURSING TEAM | PULSE OXIMETER-HANDHELD | NPB-40 | NELLCOR | PLANNED PREVENTATIVE (REGULAR SERVICING) | 22 | 4-Poor | 2003
OHFT40902 | NORTHWAY COMMUNITY CENTRE | COMMUNITY CHILDRENS NURSING TEAM | PULSE OXIMETER-HANDHELD | NPB-40 | NELLCOR | PLANNED PREVENTATIVE (REGULAR SERVICING) | 20 | 4-Poor | 2005
OHFT2533 | EAST OXFORD HEALTH CENTRE | DENTAL CLINIC | PULSE OXIMETER-HANDHELD | N56 | NELLCOR | PLANNED PREVENTATIVE (REGULAR SERVICING) | 3 | 3-Average
OHFT3940 | EAST OXFORD HEALTH CENTRE | DENTAL CLINIC | PULSE OXIMETER-HANDHELD | N560 | COVIDIEN | PLANNED PREVENTATIVE (REGULAR SERVICING) | 3 | 3-Average
OHFT164309 | ORCHARD HEALTH CENTRE | DENTAL CLINIC | PULSE OXIMETER-HANDHELD | N560 | COVIDIEN | PLANNED PREVENTATIVE (REGULAR SERVICING) | 5 | 3-Average | 2020
OHFT1104 | NORTHWAY COMMUNITY CENTRE | COMMUNITY CHILDRENS NURSING TEAM | PULSE OXIMETER-HANDHELD | N560 | COVIDIEN | PLANNED PREVENTATIVE (REGULAR SERVICING) | 3 | 3-Average
OHFT1283 | WALLINGFORD COMMUNITY HOSPITAL | ST LEONARDS WARD | PULSE OXIMETER-HANDHELD | N65 | NELLCOR | PLANNED PREVENTATIVE (REGULAR SERVICING) | 11 | 4-Poor | 2014
OHFT1319 | BLACKBIRD LEYS CENTRE | RESPIRATORY | PULSE OXIMETER-HANDHELD | N65 | NELLCOR | PLANNED PREVENTATIVE (REGULAR SERVICING) | 12 | 4-Poor | 2013
OXFT0006 | MURRAY HOUSE | KIDLINGTON-DENTAL | PULSE OXIMETER-HANDHELD | NPB-560 OXIMAX | NELLCOR | PLANNED PREVENTATIVE (REGULAR SERVICING) | 3 | 2-Good
OHFT2416 | DIDCOT COMMUNITY HOSPITAL | DENTAL CLINIC | PULSE OXIMETER-HANDHELD | NPB-40 | NELLCOR | PLANNED PREVENTATIVE (REGULAR SERVICING) | 3 | 3-Average
OHFT44319 | BLACKBIRD LEYS CENTRE | RESPIRATORY | PULSE OXIMETER-HANDHELD | NPB-40 | NELLCOR | PLANNED PREVENTATIVE (REGULAR SERVICING) | 3 | 3-Average
OHFT1834 | NORTHWAY COMMUNITY CENTRE | COMMUNITY CHILDRENS NURSING TEAM | PULSE OXIMETER-HANDHELD | NPB-40 | NELLCOR | PLANNED PREVENTATIVE (REGULAR SERVICING) | 3 | 3-Average
OHFT3108 | MABEL PRICHARD SCHOOL | COMMUNITY CHILDRENS NURSING TEAM | PULSE OXIMETER-HANDHELD | N65 | NELLCOR | PLANNED PREVENTATIVE (REGULAR SERVICING) | 19 | 4-Poor | 2006
OHFT40044 | NORTHWAY COMMUNITY CENTRE | COMMUNITY CHILDRENS NURSING TEAM | PULSE OXIMETER-HANDHELD | N65 | NELLCOR | PLANNED PREVENTATIVE (REGULAR SERVICING) | 13 | 4-Poor | 2012
OHFT40398 | NORTHWAY COMMUNITY CENTRE | COMMUNITY CHILDRENS NURSING TEAM | PULSE OXIMETER-HANDHELD | N65 | NELLCOR | PLANNED PREVENTATIVE (REGULAR SERVICING) | 17 | 4-Poor | 2008
OHFT41516 | NORTHWAY COMMUNITY CENTRE | COMMUNITY CHILDRENS NURSING TEAM | PULSE OXIMETER-HANDHELD | N65 | NELLCOR | PLANNED PREVENTATIVE (REGULAR SERVICING) | 19 | 4-Poor | 2006
OHFT1084 | TOWNLANDS COMMUNITY HOSPITAL | MINOR INJURIES UNIT | PULSE OXIMETER-HANDHELD | N65 | NELLCOR | PLANNED PREVENTATIVE (REGULAR SERVICING) | 17 | 4-Poor | 2008
OHFT3292 | TOWNLANDS COMMUNITY HOSPITAL | MINOR INJURIES UNIT | PULSE OXIMETER-HANDHELD | N65 | NELLCOR | PLANNED PREVENTATIVE (REGULAR SERVICING) | 17 | 4-Poor | 2008
OHFT42157 | NORTHWAY COMMUNITY CENTRE | COMMUNITY CHILDRENS NURSING TEAM | PULSE OXIMETER-HANDHELD | PM10N | COVIDIEN | PLANNED PREVENTATIVE (REGULAR SERVICING) | 8 | 4-Poor | 2017
OHFT42161 | LITTLEMORE MENTAL HEALTH CENTRE | ASHURST WARD | PULSE OXIMETER-HANDHELD | OXYTRUE | BLUEPOINT MEDICAL | PLANNED PREVENTATIVE (REGULAR SERVICING) | 3 | 3-Average
OHFT2423 | ABINGDON COMMUNITY HOSPITAL | OUT OF HOURS CLINIC | PULSE OXIMETER-HANDHELD | N65 | NELLCOR | PLANNED PREVENTATIVE (REGULAR SERVICING) | 17 | 4-Poor | 2008
OHFT3397 | BLACKBIRD LEYS CENTRE | RESPIRATORY | PULSE OXIMETER-HANDHELD | N65 | NELLCOR | PLANNED PREVENTATIVE (REGULAR SERVICING) | 12 | 4-Poor | 2013
OHFT40385 | LITTLEMORE MENTAL HEALTH CENTRE | OCCUPATIONAL HEALTH | PULSE OXIMETER-HANDHELD | N65 | NELLCOR | PLANNED PREVENTATIVE (REGULAR SERVICING) | 15 | 4-Poor | 2010
OHFT40386 | LITTLEMORE MENTAL HEALTH CENTRE | OCCUPATIONAL HEALTH | PULSE OXIMETER-HANDHELD | N65 | NELLCOR | PLANNED PREVENTATIVE (REGULAR SERVICING) | 3 | 3-Average
OHFT46422 | NORTHWAY COMMUNITY CENTRE | COMMUNITY CHILDRENS NURSING TEAM | PULSE OXIMETER-HANDHELD | PM10N | COVIDIEN | PLANNED PREVENTATIVE (REGULAR SERVICING) | 5 | 3-Average | 2020
OHFT46423 | NORTHWAY COMMUNITY CENTRE | COMMUNITY CHILDRENS NURSING TEAM | PULSE OXIMETER-HANDHELD | PM10N | COVIDIEN | PLANNED PREVENTATIVE (REGULAR SERVICING) | 5 | 3-Average | 2020
OHFT46424 | NORTHWAY COMMUNITY CENTRE | COMMUNITY CHILDRENS NURSING TEAM | PULSE OXIMETER-HANDHELD | PM10N | COVIDIEN | PLANNED PREVENTATIVE (REGULAR SERVICING) | 4 | 2-Good | 2021
OHFT2196 | NORTHWAY COMMUNITY CENTRE | COMMUNITY CHILDRENS NURSING TEAM | PULSE OXIMETER-HANDHELD | PM10N | COVIDIEN | PLANNED PREVENTATIVE (REGULAR SERVICING) | 8 | 4-Poor | 2017
OHFT2203 | NORTHWAY COMMUNITY CENTRE | COMMUNITY CHILDRENS NURSING TEAM | PULSE OXIMETER-HANDHELD | PM10N | COVIDIEN | PLANNED PREVENTATIVE (REGULAR SERVICING) | 9 | 4-Poor | 2016
OHFT42156 | NORTHWAY COMMUNITY CENTRE | COMMUNITY CHILDRENS NURSING TEAM | PULSE OXIMETER-HANDHELD | PM10N | COVIDIEN | PLANNED PREVENTATIVE (REGULAR SERVICING) | 8 | 4-Poor | 2017
OHFT45670 | WITNEY COMMUNITY HOSPITAL | LINFOOT WARD | PULSE OXIMETER-HANDHELD | PM10N | COVIDIEN | PLANNED PREVENTATIVE (REGULAR SERVICING) | 5 | 3-Average | 2020
OXFT0627 | NORTHWAY COMMUNITY CENTRE | COMMUNITY CHILDRENS NURSING TEAM | PULSE OXIMETER-HANDHELD | PM10N | COVIDIEN | PLANNED PREVENTATIVE (REGULAR SERVICING) | 3 | 2-Good | 2022
OXFT0630 | NORTHWAY COMMUNITY CENTRE | COMMUNITY CHILDRENS NURSING TEAM | PULSE OXIMETER-HANDHELD | PM10N | COVIDIEN | PLANNED PREVENTATIVE (REGULAR SERVICING) | 3 | 2-Good | 2022
OHFT44753 | NORTHWAY COMMUNITY CENTRE | COMMUNITY CHILDRENS NURSING TEAM | PULSE OXIMETER-HANDHELD | PM10N | COVIDIEN | PLANNED PREVENTATIVE (REGULAR SERVICING) | 5 | 3-Average | 2020
OHFT46418 | NORTHWAY COMMUNITY CENTRE | COMMUNITY CHILDRENS NURSING TEAM | PULSE OXIMETER-HANDHELD | PM10N | COVIDIEN | PLANNED PREVENTATIVE (REGULAR SERVICING) | 5 | 3-Average | 2020
OHFT46421 | MURRAY HOUSE | COMMUNITY CHILDRENS NURSING TEAM | PULSE OXIMETER-HANDHELD | PM10N | COVIDIEN | PLANNED PREVENTATIVE (REGULAR SERVICING) | 5 | 3-Average | 2020
OHFT164461 | WITNEY COMMUNITY HOSPITAL | LINFOOT WARD | PULSE OXIMETER-HANDHELD | PM10N | COVIDIEN | PLANNED PREVENTATIVE (REGULAR SERVICING) | 5 | 3-Average | 2020
OXFT1010 | NORTHWAY COMMUNITY CENTRE | COMMUNITY CHILDRENS NURSING TEAM | PULSE OXIMETER-HANDHELD | PM10N | COVIDIEN | PLANNED PREVENTATIVE (REGULAR SERVICING) | 2 | 2-Good | 2023
OXFT1015 | NORTHWAY COMMUNITY CENTRE | COMMUNITY CHILDRENS NURSING TEAM | PULSE OXIMETER-HANDHELD | PM10N | COVIDIEN | PLANNED PREVENTATIVE (REGULAR SERVICING) | 2 | 2-Good | 2023
OHFT46666 | NORTHWAY COMMUNITY CENTRE | COMMUNITY CHILDRENS NURSING TEAM | PULSE OXIMETER-HANDHELD | PM10N | COVIDIEN | PLANNED PREVENTATIVE (REGULAR SERVICING) | 4 | 2-Good | 2021
OHFT46669 | NORTHWAY COMMUNITY CENTRE | COMMUNITY CHILDRENS NURSING TEAM | PULSE OXIMETER-HANDHELD | PM10N | COVIDIEN | PLANNED PREVENTATIVE (REGULAR SERVICING) | 4 | 2-Good | 2021
OHFT47177 | NORTHWAY COMMUNITY CENTRE | COMMUNITY CHILDRENS NURSING TEAM | PULSE OXIMETER-HANDHELD | PM10N | COVIDIEN | PLANNED PREVENTATIVE (REGULAR SERVICING) | 4 | 2-Good | 2021
OXFT1053 | NORTHWAY COMMUNITY CENTRE | COMMUNITY CHILDRENS NURSING TEAM | PULSE OXIMETER-HANDHELD | PM10N | COVIDIEN | PLANNED PREVENTATIVE (REGULAR SERVICING) | 1 | 2-Good | 2023
OXFT1054 | NORTHWAY COMMUNITY CENTRE | COMMUNITY CHILDRENS NURSING TEAM | PULSE OXIMETER-HANDHELD | PM10N | COVIDIEN | PLANNED PREVENTATIVE (REGULAR SERVICING) | 1 | 2-Good | 2023
OXFT3473 | NORTHWAY COMMUNITY CENTRE | COMMUNITY CHILDRENS NURSING TEAM | PULSE OXIMETER-HANDHELD | PM10N | COVIDIEN | PLANNED PREVENTATIVE (REGULAR SERVICING) | 1 | 2-Good | 2023
OXFT0633 | NORTHWAY COMMUNITY CENTRE | COMMUNITY CHILDRENS NURSING TEAM | PULSE OXIMETER-HANDHELD | PM10N | COVIDIEN | PLANNED PREVENTATIVE (REGULAR SERVICING) | 3 | 2-Good | 2022
OXFT0634 | NORTHWAY COMMUNITY CENTRE | COMMUNITY CHILDRENS NURSING TEAM | PULSE OXIMETER-HANDHELD | PM10N | COVIDIEN | PLANNED PREVENTATIVE (REGULAR SERVICING) | 3 | 2-Good | 2022
OXFT0635 | NORTHWAY COMMUNITY CENTRE | COMMUNITY CHILDRENS NURSING TEAM | PULSE OXIMETER-HANDHELD | PM10N | COVIDIEN | PLANNED PREVENTATIVE (REGULAR SERVICING) | 3 | 2-Good | 2022
OXFT3548 | ABINGDON COMMUNITY HOSPITAL | OSRU | PULSE OXIMETER-HANDHELD | PM10N | COVIDIEN | PLANNED PREVENTATIVE (REGULAR SERVICING) | 1 | 2-Good | 2023
OXFT3549 | ABINGDON COMMUNITY HOSPITAL | OSRU | PULSE OXIMETER-HANDHELD | PM10N | COVIDIEN | PLANNED PREVENTATIVE (REGULAR SERVICING) | 1 | 2-Good | 2023
OXFT3551 | ABINGDON COMMUNITY HOSPITAL | OSRU | PULSE OXIMETER-HANDHELD | PM10N | COVIDIEN | PLANNED PREVENTATIVE (REGULAR SERVICING) | 1 | 2-Good | 2023
OXFT1014 | NORTHWAY COMMUNITY CENTRE | COMMUNITY CHILDRENS NURSING TEAM | PULSE OXIMETER-HANDHELD | PM10N | COVIDIEN | PLANNED PREVENTATIVE (REGULAR SERVICING) | 2 | 2-Good | 2023
OXFT1013 | NORTHWAY COMMUNITY CENTRE | COMMUNITY CHILDRENS NURSING TEAM | PULSE OXIMETER-HANDHELD | PM10N | COVIDIEN | PLANNED PREVENTATIVE (REGULAR SERVICING) | 2 | 2-Good | 2023
OXFT1016 | MABEL PRICHARD SCHOOL | COMMUNITY CHILDRENS NURSING TEAM | PULSE OXIMETER-HANDHELD | PM10N | COVIDIEN | PLANNED PREVENTATIVE (REGULAR SERVICING) | 2 | 2-Good | 2023
OXFT3630 | NORTHWAY COMMUNITY CENTRE | COMMUNITY CHILDRENS NURSING TEAM | PULSE OXIMETER-HANDHELD | PM10N | COVIDIEN | PLANNED PREVENTATIVE (REGULAR SERVICING) | 1 | 2-Good | 2023
OXFT3684 | ABINGDON COMMUNITY HOSPITAL | EATING DISORDER DEPARTMENT | PULSE OXIMETER-HANDHELD | PM10N | COVIDIEN | PLANNED PREVENTATIVE (REGULAR SERVICING) | 1 | 2-Good | 2023
OXFT3685 | ABINGDON COMMUNITY HOSPITAL | EATING DISORDER DEPARTMENT | PULSE OXIMETER-HANDHELD | PM10N | COVIDIEN | PLANNED PREVENTATIVE (REGULAR SERVICING) | 1 | 2-Good | 2023
OXFT3474 | NORTHWAY COMMUNITY CENTRE | COMMUNITY CHILDRENS NURSING TEAM | PULSE OXIMETER-HANDHELD | PM10N | COVIDIEN | PLANNED PREVENTATIVE (REGULAR SERVICING) | 1 | 2-Good | 2023
OXFT3476 | NORTHWAY COMMUNITY CENTRE | COMMUNITY CHILDRENS NURSING TEAM | PULSE OXIMETER-HANDHELD | PM10N | COVIDIEN | PLANNED PREVENTATIVE (REGULAR SERVICING) | 1 | 2-Good | 2023
OXFT3477 | NORTHWAY COMMUNITY CENTRE | COMMUNITY CHILDRENS NURSING TEAM | PULSE OXIMETER-HANDHELD | PM10N | COVIDIEN | PLANNED PREVENTATIVE (REGULAR SERVICING) | 1 | 2-Good | 2023
OXFT4421 | NORTHWAY COMMUNITY CENTRE | COMMUNITY CHILDRENS NURSING TEAM | PULSE OXIMETER-HANDHELD | PM10N | COVIDIEN | PLANNED PREVENTATIVE (REGULAR SERVICING) | 1 | 2-Good | 2024
OXFT4423 | NORTHWAY COMMUNITY CENTRE | COMMUNITY CHILDRENS NURSING TEAM | PULSE OXIMETER-HANDHELD | PM10N | COVIDIEN | PLANNED PREVENTATIVE (REGULAR SERVICING) | 1 | 2-Good | 2024
OXFT4422 | NORTHWAY COMMUNITY CENTRE | COMMUNITY CHILDRENS NURSING TEAM | PULSE OXIMETER-HANDHELD | PM10N | COVIDIEN | PLANNED PREVENTATIVE (REGULAR SERVICING) | 1 | 2-Good | 2024
OXFT3627 | NORTHWAY COMMUNITY CENTRE | COMMUNITY CHILDRENS NURSING TEAM | PULSE OXIMETER-HANDHELD | PM10N | COVIDIEN | PLANNED PREVENTATIVE (REGULAR SERVICING) | 1 | 2-Good | 2023
OXFT3628 | NORTHWAY COMMUNITY CENTRE | COMMUNITY CHILDRENS NURSING TEAM | PULSE OXIMETER-HANDHELD | PM10N | COVIDIEN | PLANNED PREVENTATIVE (REGULAR SERVICING) | 1 | 2-Good | 2023
OXFT3629 | NORTHWAY COMMUNITY CENTRE | COMMUNITY CHILDRENS NURSING TEAM | PULSE OXIMETER-HANDHELD | PM10N | COVIDIEN | PLANNED PREVENTATIVE (REGULAR SERVICING) | 1 | 2-Good | 2023
OXFT4425 | NORTHWAY COMMUNITY CENTRE | COMMUNITY CHILDRENS NURSING TEAM | PULSE OXIMETER-HANDHELD | PM10N | COVIDIEN | PLANNED PREVENTATIVE (REGULAR SERVICING) | 1 | 2-Good | 2024
OXFT4452 | NORTHWAY COMMUNITY CENTRE | COMMUNITY CHILDRENS NURSING TEAM | PULSE OXIMETER-HANDHELD | PM10N | COVIDIEN | PLANNED PREVENTATIVE (REGULAR SERVICING) | 0 | 1-Excellent | 2024
OXFT4453 | NORTHWAY COMMUNITY CENTRE | COMMUNITY CHILDRENS NURSING TEAM | PULSE OXIMETER-HANDHELD | PM10N | COVIDIEN | PLANNED PREVENTATIVE (REGULAR SERVICING) | 0 | 1-Excellent | 2024
OXFT1234 | NORTHWAY COMMUNITY CENTRE | COMMUNITY CHILDRENS NURSING TEAM | PULSE OXIMETER-HANDHELD | PM10N | COVIDIEN | PLANNED PREVENTATIVE (REGULAR SERVICING) | 1 | 2-Good | 2024
OXFT1235 | NORTHWAY COMMUNITY CENTRE | COMMUNITY CHILDRENS NURSING TEAM | PULSE OXIMETER-HANDHELD | PM10N | COVIDIEN | PLANNED PREVENTATIVE (REGULAR SERVICING) | 1 | 2-Good | 2024
OXFT4352 | NORTHWAY COMMUNITY CENTRE | COMMUNITY CHILDRENS NURSING TEAM | PULSE OXIMETER-HANDHELD | PM10N | COVIDIEN | PLANNED PREVENTATIVE (REGULAR SERVICING) | 1 | 2-Good | 2024
OXFT4455 | NORTHWAY COMMUNITY CENTRE | COMMUNITY CHILDRENS NURSING TEAM | PULSE OXIMETER-HANDHELD | PM10N | COVIDIEN | PLANNED PREVENTATIVE (REGULAR SERVICING) | 0 | 1-Excellent | 2024
OXFT4456 | NORTHWAY COMMUNITY CENTRE | COMMUNITY CHILDRENS NURSING TEAM | PULSE OXIMETER-HANDHELD | PM10N | COVIDIEN | PLANNED PREVENTATIVE (REGULAR SERVICING) | 0 | 1-Excellent | 2024
OXFT5075 | NORTHWAY COMMUNITY CENTRE | COMMUNITY CHILDRENS NURSING TEAM | PULSE OXIMETER-HANDHELD | PM10N | COVIDIEN | PLANNED PREVENTATIVE (REGULAR SERVICING) | 0 | 1-Excellent | 2024
OXFT5076 | NORTHWAY COMMUNITY CENTRE | COMMUNITY CHILDRENS NURSING TEAM | PULSE OXIMETER-HANDHELD | PM10N | COVIDIEN | PLANNED PREVENTATIVE (REGULAR SERVICING) | 0 | 1-Excellent | 2024
OXFT5077 | NORTHWAY COMMUNITY CENTRE | COMMUNITY CHILDRENS NURSING TEAM | PULSE OXIMETER-HANDHELD | PM10N | COVIDIEN | PLANNED PREVENTATIVE (REGULAR SERVICING) | 0 | 1-Excellent | 2024
OXFT4424 | NORTHWAY COMMUNITY CENTRE | COMMUNITY CHILDRENS NURSING TEAM | PULSE OXIMETER-HANDHELD | PM10N | COVIDIEN | PLANNED PREVENTATIVE (REGULAR SERVICING) | 1 | 2-Good | 2024
OXFT5080 | NORTHWAY COMMUNITY CENTRE | COMMUNITY CHILDRENS NURSING TEAM | PULSE OXIMETER-HANDHELD | PM10N | COVIDIEN | PLANNED PREVENTATIVE (REGULAR SERVICING) | 0 | 1-Excellent | 2024
OXFT5079 | NORTHWAY COMMUNITY CENTRE | COMMUNITY CHILDRENS NURSING TEAM | PULSE OXIMETER-HANDHELD | PM10N | COVIDIEN | PLANNED PREVENTATIVE (REGULAR SERVICING) | 0 | 1-Excellent | 2024
OXFT5081 | NORTHWAY COMMUNITY CENTRE | COMMUNITY CHILDRENS NURSING TEAM | PULSE OXIMETER-HANDHELD | PM10N | COVIDIEN | PLANNED PREVENTATIVE (REGULAR SERVICING) | 0 | 1-Excellent | 2024
OXFT5082 | NORTHWAY COMMUNITY CENTRE | COMMUNITY CHILDRENS NURSING TEAM | PULSE OXIMETER-HANDHELD | PM10N | COVIDIEN | PLANNED PREVENTATIVE (REGULAR SERVICING) | 0 | 1-Excellent | 2024
OXFT5083 | NORTHWAY COMMUNITY CENTRE | COMMUNITY CHILDRENS NURSING TEAM | PULSE OXIMETER-HANDHELD | PM10N | COVIDIEN | PLANNED PREVENTATIVE (REGULAR SERVICING) | 0 | 1-Excellent | 2024
OXFT4454 | NORTHWAY COMMUNITY CENTRE | COMMUNITY CHILDRENS NURSING TEAM | PULSE OXIMETER-HANDHELD | PM10N | COVIDIEN | PLANNED PREVENTATIVE (REGULAR SERVICING) | 0 | 1-Excellent | 2024
OXFT5084 | NORTHWAY COMMUNITY CENTRE | COMMUNITY CHILDRENS NURSING TEAM | PULSE OXIMETER-HANDHELD | PM10N | COVIDIEN | PLANNED PREVENTATIVE (REGULAR SERVICING) | 0 | 1-Excellent | 2024
OXFT5085 | NORTHWAY COMMUNITY CENTRE | COMMUNITY CHILDRENS NURSING TEAM | PULSE OXIMETER-HANDHELD | PM10N | COVIDIEN | PLANNED PREVENTATIVE (REGULAR SERVICING) | 0 | 1-Excellent | 2024
OXFT5086 | NORTHWAY COMMUNITY CENTRE | COMMUNITY CHILDRENS NURSING TEAM | PULSE OXIMETER-HANDHELD | PM10N | COVIDIEN | PLANNED PREVENTATIVE (REGULAR SERVICING) | 0 | 1-Excellent | 2024
OXFT5087 | NORTHWAY COMMUNITY CENTRE | COMMUNITY CHILDRENS NURSING TEAM | PULSE OXIMETER-HANDHELD | PM10N | COVIDIEN | PLANNED PREVENTATIVE (REGULAR SERVICING) | 0 | 1-Excellent | 2024
OXFT5156 | ABINGDON COMMUNITY HOSPITAL | CHILDRENS UNIVERSAL SERVICES | PULSE OXIMETER-HANDHELD | PM10N | COVIDIEN | PLANNED PREVENTATIVE (REGULAR SERVICING) | 0 | 1-Excellent | 2024
OXFT5078 | NORTHWAY COMMUNITY CENTRE | COMMUNITY CHILDRENS NURSING TEAM | PULSE OXIMETER-HANDHELD | PM10N | COVIDIEN | PLANNED PREVENTATIVE (REGULAR SERVICING) | 0 | 1-Excellent | 2024
OHFT40402 | NORTHWAY COMMUNITY CENTRE | COMMUNITY CHILDRENS NURSING TEAM | PULSE OXIMETER-HANDHELD | N550 | NELLCOR | PLANNED PREVENTATIVE (REGULAR SERVICING) | 3 | 3-Average
OHFT44951 | ABINGDON COMMUNITY HOSPITAL | ABBEY WARD | PULSE OXIMETER-HANDHELD | PM10N | COVIDIEN | PLANNED PREVENTATIVE (REGULAR SERVICING) | 5 | 3-Average | 2020
OHFT0345 | NORTHWAY COMMUNITY CENTRE | COMMUNITY CHILDRENS NURSING TEAM | PULSE OXIMETER-HANDHELD | PM10N | COVIDIEN | PLANNED PREVENTATIVE (REGULAR SERVICING) | 7 | 4-Poor | 2018
OHFT0348 | NORTHWAY COMMUNITY CENTRE | COMMUNITY CHILDRENS NURSING TEAM | PULSE OXIMETER-HANDHELD | PM10N | COVIDIEN | PLANNED PREVENTATIVE (REGULAR SERVICING) | 8 | 4-Poor | 2017
OHFT0350 | MABEL PRICHARD SCHOOL | COMMUNITY CHILDRENS NURSING TEAM | PULSE OXIMETER-HANDHELD | PM10N | COVIDIEN | PLANNED PREVENTATIVE (REGULAR SERVICING) | 8 | 4-Poor | 2017
OHFT0351 | NORTHWAY COMMUNITY CENTRE | COMMUNITY CHILDRENS NURSING TEAM | PULSE OXIMETER-HANDHELD | PM10N | COVIDIEN | PLANNED PREVENTATIVE (REGULAR SERVICING) | 7 | 4-Poor | 2018
OHFT45886 | WALLINGFORD COMMUNITY HOSPITAL | ST LEONARDS WARD | PULSE OXIMETER-HANDHELD | PALMSAT 2500 | NONIN | PLANNED PREVENTATIVE (REGULAR SERVICING) | 3 | 3-Average
OHFT45888 | WALLINGFORD COMMUNITY HOSPITAL | ST LEONARDS WARD | PULSE OXIMETER-HANDHELD | PALMSAT 2500 | NONIN | PLANNED PREVENTATIVE (REGULAR SERVICING) | 3 | 3-Average
OHFT0036 | WITNEY COMMUNITY HOSPITAL | EMU | PULSE OXIMETER-HANDHELD | 3301 | BCI | PLANNED PREVENTATIVE (REGULAR SERVICING) | 12 | 4-Poor | 2013
OHFT0037 | WITNEY COMMUNITY HOSPITAL | EMU | PULSE OXIMETER-HANDHELD | 3301 | BCI | PLANNED PREVENTATIVE (REGULAR SERVICING) | 12 | 4-Poor | 2013
OHFT43823 | ORCHARD HEALTH CENTRE | DENTAL CLINIC | PULSE OXIMETER-HANDHELD | N20 | NELLCOR | PLANNED PREVENTATIVE (REGULAR SERVICING) | 3 | 3-Average
OHFT40451 | MABEL PRICHARD SCHOOL | COMMUNITY CHILDRENS NURSING TEAM | PULSE OXIMETER-HANDHELD | NPB40 | COVIDIEN | PLANNED PREVENTATIVE (REGULAR SERVICING) | 20 | 4-Poor | 2005
OHFT44869 | WALLINGFORD COMMUNITY HOSPITAL | ST LEONARDS WARD | PULSE OXIMETER-HANDHELD | PALMSAT 2500 | NONIN | PLANNED PREVENTATIVE (REGULAR SERVICING) | 3 | 3-Average
OHFT44867 | WALLINGFORD COMMUNITY HOSPITAL | ST LEONARDS WARD | PULSE OXIMETER-HANDHELD | PALMSAT 2500 | NONIN | PLANNED PREVENTATIVE (REGULAR SERVICING) | 3 | 3-Average
OHFT45393 | DIDCOT COMMUNITY HOSPITAL | DIDCOT WARD | PULSE OXIMETER-HANDHELD | PALMSAT 2500 | NONIN | PLANNED PREVENTATIVE (REGULAR SERVICING) | 3 | 3-Average
OHFT43748 | DIDCOT COMMUNITY HOSPITAL | DIDCOT WARD | PULSE OXIMETER-HANDHELD | PALMSAT 2500 | NONIN | PLANNED PREVENTATIVE (REGULAR SERVICING) | 3 | 3-Average
OHFT45887 | WALLINGFORD COMMUNITY HOSPITAL | ST LEONARDS WARD | PULSE OXIMETER-HANDHELD | PALMSAT 2500 | NONIN | PLANNED PREVENTATIVE (REGULAR SERVICING) | 3 | 3-Average
OHFT45430 | WALLINGFORD COMMUNITY HOSPITAL | ST LEONARDS WARD | PULSE OXIMETER-HANDHELD | PALMSAT 2500 | NONIN | PLANNED PREVENTATIVE (REGULAR SERVICING) | 3 | 3-Average
OHFT164313 | WITNEY COMMUNITY HOSPITAL | MINOR INJURIES UNIT | PULSE OXIMETER-HANDHELD | PALMSAT 2500 | NONIN | PLANNED PREVENTATIVE (REGULAR SERVICING) | 3 | 3-Average
OHFT164312 | THE FIENNES CENTRE | OUT OF HOURS CLINIC | PULSE OXIMETER-HANDHELD | PALMSAT 2500 | NONIN | PLANNED PREVENTATIVE (REGULAR SERVICING) | 3 | 3-Average
OHFT45432 | WALLINGFORD COMMUNITY HOSPITAL | ST LEONARDS WARD | PULSE OXIMETER-HANDHELD | PALMSAT 2500 | NONIN | PLANNED PREVENTATIVE (REGULAR SERVICING) | 3 | 3-Average
OHFT45431 | WALLINGFORD COMMUNITY HOSPITAL | ST LEONARDS WARD | PULSE OXIMETER-HANDHELD | PALMSAT 2500 | NONIN | PLANNED PREVENTATIVE (REGULAR SERVICING) | 3 | 3-Average
OHFT45433 | WALLINGFORD COMMUNITY HOSPITAL | ST LEONARDS WARD | PULSE OXIMETER-HANDHELD | PALMSAT 2500 | NONIN | PLANNED PREVENTATIVE (REGULAR SERVICING) | 3 | 3-Average
OHFT44866 | WALLINGFORD COMMUNITY HOSPITAL | ST LEONARDS WARD | PULSE OXIMETER-HANDHELD | PALMSAT 2500 | NONIN | PLANNED PREVENTATIVE (REGULAR SERVICING) | 3 | 3-Average
OXFT3558 | BICESTER COMMUNITY HOSPITAL | BICESTER WARD | PULSE OXIMETER-HANDHELD | PALMSAT 2500 | NONIN | PLANNED PREVENTATIVE (REGULAR SERVICING) | 1 | 2-Good
OXFT4395 | WITNEY COMMUNITY HOSPITAL | WENRISC WARD | PULSE OXIMETER-HANDHELD | PALMSAT 2500 | NONIN | PLANNED PREVENTATIVE (REGULAR SERVICING) | 1 | 2-Good
OHFT44868 | WALLINGFORD COMMUNITY HOSPITAL | ST LEONARDS WARD | PULSE OXIMETER-HANDHELD | PALMSAT 2500 | NONIN | PLANNED PREVENTATIVE (REGULAR SERVICING) | 3 | 3-Average
OHFT45130 | WITNEY COMMUNITY HOSPITAL | WENRISC WARD | PULSE OXIMETER-HANDHELD | PALMSAT 2500 | NONIN | PLANNED PREVENTATIVE (REGULAR SERVICING) | 3 | 3-Average
OHFT45131 | WITNEY COMMUNITY HOSPITAL | WENRISC WARD | PULSE OXIMETER-HANDHELD | PALMSAT 2500 | NONIN | PLANNED PREVENTATIVE (REGULAR SERVICING) | 3 | 3-Average
OHFT164311 | WITNEY COMMUNITY HOSPITAL | MINOR INJURIES UNIT | PULSE OXIMETER-HANDHELD | PALMSAT 2500 | NONIN | PLANNED PREVENTATIVE (REGULAR SERVICING) | 3 | 3-Average
OHFT45843 | ABINGDON COMMUNITY HOSPITAL | MINOR INJURIES UNIT | PULSE OXIMETER-HANDHELD | PALMSAT 2500 | NONIN | PLANNED PREVENTATIVE (REGULAR SERVICING) | 3 | 3-Average
OXFT5202 | CITY COMMUNITY HOSPITAL | CITY COMMUNITY HOSPITAL | PULSE OXIMETER-HANDHELD | PALMSAT 2500 | NONIN | PLANNED PREVENTATIVE (REGULAR SERVICING) | 0 | 1-Excellent
OHFT46014 | DIDCOT COMMUNITY HOSPITAL | DIDCOT WARD | PULSE OXIMETER-HANDHELD | PALMSAT 2500 | NONIN | PLANNED PREVENTATIVE (REGULAR SERVICING) | 3 | 3-Average
OXFT2995 | ABINGDON COMMUNITY HOSPITAL | HOSPITAL AT HOME | PULSE OXIMETER-HANDHELD | PALMSAT 2500 | NONIN | PLANNED PREVENTATIVE (REGULAR SERVICING) | 2 | 2-Good
OXFT2996 | ABINGDON COMMUNITY HOSPITAL | HOSPITAL AT HOME | PULSE OXIMETER-HANDHELD | PALMSAT 2500 | NONIN | PLANNED PREVENTATIVE (REGULAR SERVICING) | 2 | 2-Good
OXFT3557 | BICESTER COMMUNITY HOSPITAL | BICESTER WARD | PULSE OXIMETER-HANDHELD | PALMSAT 2500 | NONIN | PLANNED PREVENTATIVE (REGULAR SERVICING) | 1 | 2-Good
OHFT42347 | BLACKBIRD LEYS CENTRE | RESPIRATORY | PULSE OXIMETER-HANDHELD | TRUSAT | GE HEALTHCARE | PLANNED PREVENTATIVE (REGULAR SERVICING) | 16 | 4-Poor | 2009
OHFT46719 | ABINGDON COMMUNITY HOSPITAL | MINOR INJURIES UNIT | PULSE OXIMETER-HANDHELD | PALMSAT 2500 | NONIN | PLANNED PREVENTATIVE (REGULAR SERVICING) | 3 | 3-Average
OHFT46720 | ABINGDON COMMUNITY HOSPITAL | MINOR INJURIES UNIT | PULSE OXIMETER-HANDHELD | PALMSAT 2500 | NONIN | PLANNED PREVENTATIVE (REGULAR SERVICING) | 3 | 3-Average
OHFT45467 | BICESTER COMMUNITY HOSPITAL | FIRST AID UNIT | PULSE OXIMETER-HANDHELD | PALMSAT 2500 | NONIN | PLANNED PREVENTATIVE (REGULAR SERVICING) | 3 | 3-Average
OHFT45468 | BICESTER COMMUNITY HOSPITAL | FIRST AID UNIT | PULSE OXIMETER-HANDHELD | PALMSAT 2500 | NONIN | PLANNED PREVENTATIVE (REGULAR SERVICING) | 3 | 3-Average
OHFT45470 | BICESTER COMMUNITY HOSPITAL | FIRST AID UNIT | PULSE OXIMETER-HANDHELD | PALMSAT 2500 | NONIN | PLANNED PREVENTATIVE (REGULAR SERVICING) | 3 | 3-Average
OHFT0061 | NORTHWAY COMMUNITY CENTRE | COMMUNITY CHILDRENS NURSING TEAM | PULSE OXIMETER-HANDHELD | N560 | NELLCOR | PLANNED PREVENTATIVE (REGULAR SERVICING) | 7 | 4-Poor | 2018
OHFT1442 | NORTHWAY COMMUNITY CENTRE | COMMUNITY CHILDRENS NURSING TEAM | PULSE OXIMETER-HANDHELD | N560 | NELLCOR | PLANNED PREVENTATIVE (REGULAR SERVICING) | 3 | 3-Average
OHFT1836 | NORTHWAY COMMUNITY CENTRE | COMMUNITY CHILDRENS NURSING TEAM | PULSE OXIMETER-HANDHELD | N560 | NELLCOR | PLANNED PREVENTATIVE (REGULAR SERVICING) | 3 | 3-Average
OHFT40887 | NORTHWAY COMMUNITY CENTRE | COMMUNITY CHILDRENS NURSING TEAM | PULSE OXIMETER-HANDHELD | N560 | NELLCOR | PLANNED PREVENTATIVE (REGULAR SERVICING) | 3 | 3-Average
OHFT2817 | NORTHWAY COMMUNITY CENTRE | COMMUNITY CHILDRENS NURSING TEAM | PULSE OXIMETER-HANDHELD | N560 | NELLCOR | PLANNED PREVENTATIVE (REGULAR SERVICING) | 3 | 3-Average
OHFT2818 | NORTHWAY COMMUNITY CENTRE | COMMUNITY CHILDRENS NURSING TEAM | PULSE OXIMETER-HANDHELD | N560 | NELLCOR | PLANNED PREVENTATIVE (REGULAR SERVICING) | 3 | 3-Average
OHFT46275 | WINDRUSH HOUSE-WITNEY | FALLS PREVENTION SERVICE | ECG MONITOR-POCKET SIZE | KARDIA MOBILE | ALIVECOR | ASSET ONLY NO SERVICING REQUIRED | 3 | 3-Average
OHFT46288 | WINDRUSH HOUSE-WITNEY | FALLS PREVENTION SERVICE | ECG MONITOR-POCKET SIZE | KARDIA MOBILE | ALIVECOR | ASSET ONLY NO SERVICING REQUIRED | 3 | 3-Average
OHFT46270 | WINDRUSH HOUSE-WITNEY | FALLS PREVENTION SERVICE | ECG MONITOR-POCKET SIZE | KARDIA MOBILE | ALIVECOR | ASSET ONLY NO SERVICING REQUIRED | 3 | 3-Average
OHFT46289 | WINDRUSH HOUSE-WITNEY | FALLS PREVENTION SERVICE | ECG MONITOR-POCKET SIZE | KARDIA MOBILE | ALIVECOR | ASSET ONLY NO SERVICING REQUIRED | 3 | 3-Average
OHFT46290 | WINDRUSH HOUSE-WITNEY | FALLS PREVENTION SERVICE | ECG MONITOR-POCKET SIZE | KARDIA MOBILE | ALIVECOR | ASSET ONLY NO SERVICING REQUIRED | 3 | 3-Average
OHFT46269 | WINDRUSH HOUSE-WITNEY | FALLS PREVENTION SERVICE | ECG MONITOR-POCKET SIZE | KARDIA MOBILE | ALIVECOR | ASSET ONLY NO SERVICING REQUIRED | 3 | 3-Average
OHFT46285 | WINDRUSH HOUSE-WITNEY | FALLS PREVENTION SERVICE | ECG MONITOR-POCKET SIZE | KARDIA MOBILE | ALIVECOR | ASSET ONLY NO SERVICING REQUIRED | 3 | 3-Average
OHFT46280 | WINDRUSH HOUSE-WITNEY | FALLS PREVENTION SERVICE | ECG MONITOR-POCKET SIZE | KARDIA MOBILE | ALIVECOR | ASSET ONLY NO SERVICING REQUIRED | 3 | 3-Average
OHFT46283 | WINDRUSH HOUSE-WITNEY | FALLS PREVENTION SERVICE | ECG MONITOR-POCKET SIZE | KARDIA MOBILE | ALIVECOR | ASSET ONLY NO SERVICING REQUIRED | 3 | 3-Average
OHFT46273 | WINDRUSH HOUSE-WITNEY | FALLS PREVENTION SERVICE | ECG MONITOR-POCKET SIZE | KARDIA MOBILE | ALIVECOR | ASSET ONLY NO SERVICING REQUIRED | 3 | 3-Average
OHFT46281 | WINDRUSH HOUSE-WITNEY | FALLS PREVENTION SERVICE | ECG MONITOR-POCKET SIZE | KARDIA MOBILE | ALIVECOR | ASSET ONLY NO SERVICING REQUIRED | 3 | 3-Average
OHFT46265 | WINDRUSH HOUSE-WITNEY | FALLS PREVENTION SERVICE | ECG MONITOR-POCKET SIZE | KARDIA MOBILE | ALIVECOR | ASSET ONLY NO SERVICING REQUIRED | 3 | 3-Average
OHFT46279 | WINDRUSH HOUSE-WITNEY | FALLS PREVENTION SERVICE | ECG MONITOR-POCKET SIZE | KARDIA MOBILE | ALIVECOR | ASSET ONLY NO SERVICING REQUIRED | 3 | 3-Average
OHFT46278 | WINDRUSH HOUSE-WITNEY | FALLS PREVENTION SERVICE | ECG MONITOR-POCKET SIZE | KARDIA MOBILE | ALIVECOR | ASSET ONLY NO SERVICING REQUIRED | 3 | 3-Average
OHFT46293 | WINDRUSH HOUSE-WITNEY | FALLS PREVENTION SERVICE | ECG MONITOR-POCKET SIZE | KARDIA MOBILE | ALIVECOR | ASSET ONLY NO SERVICING REQUIRED | 3 | 3-Average
OHFT46267 | WINDRUSH HOUSE-WITNEY | FALLS PREVENTION SERVICE | ECG MONITOR-POCKET SIZE | KARDIA MOBILE | ALIVECOR | ASSET ONLY NO SERVICING REQUIRED | 3 | 3-Average
OHFT46286 | WINDRUSH HOUSE-WITNEY | FALLS PREVENTION SERVICE | ECG MONITOR-POCKET SIZE | KARDIA MOBILE | ALIVECOR | ASSET ONLY NO SERVICING REQUIRED | 3 | 3-Average
OHFT46295 | WINDRUSH HOUSE-WITNEY | FALLS PREVENTION SERVICE | ECG MONITOR-POCKET SIZE | KARDIA MOBILE | ALIVECOR | ASSET ONLY NO SERVICING REQUIRED | 3 | 3-Average
OHFT46271 | WINDRUSH HOUSE-WITNEY | FALLS PREVENTION SERVICE | ECG MONITOR-POCKET SIZE | KARDIA MOBILE | ALIVECOR | ASSET ONLY NO SERVICING REQUIRED | 3 | 3-Average
OHFT46297 | WINDRUSH HOUSE-WITNEY | FALLS PREVENTION SERVICE | ECG MONITOR-POCKET SIZE | KARDIA MOBILE | ALIVECOR | ASSET ONLY NO SERVICING REQUIRED | 3 | 3-Average
OHFT46266 | WINDRUSH HOUSE-WITNEY | FALLS PREVENTION SERVICE | ECG MONITOR-POCKET SIZE | KARDIA MOBILE | ALIVECOR | ASSET ONLY NO SERVICING REQUIRED | 3 | 3-Average
OHFT46287 | WINDRUSH HOUSE-WITNEY | FALLS PREVENTION SERVICE | ECG MONITOR-POCKET SIZE | KARDIA MOBILE | ALIVECOR | ASSET ONLY NO SERVICING REQUIRED | 3 | 3-Average
OHFT46282 | WINDRUSH HOUSE-WITNEY | FALLS PREVENTION SERVICE | ECG MONITOR-POCKET SIZE | KARDIA MOBILE | ALIVECOR | ASSET ONLY NO SERVICING REQUIRED | 3 | 3-Average
OHFT46284 | WINDRUSH HOUSE-WITNEY | FALLS PREVENTION SERVICE | ECG MONITOR-POCKET SIZE | KARDIA MOBILE | ALIVECOR | ASSET ONLY NO SERVICING REQUIRED | 3 | 3-Average
OHFT46276 | WINDRUSH HOUSE-WITNEY | FALLS PREVENTION SERVICE | ECG MONITOR-POCKET SIZE | KARDIA MOBILE | ALIVECOR | ASSET ONLY NO SERVICING REQUIRED | 3 | 3-Average
OHFT46255 | WINDRUSH HOUSE-WITNEY | FALLS PREVENTION SERVICE | ECG MONITOR-POCKET SIZE | KARDIA MOBILE | ALIVECOR | ASSET ONLY NO SERVICING REQUIRED | 3 | 3-Average
OHFT46291 | WINDRUSH HOUSE-WITNEY | FALLS PREVENTION SERVICE | ECG MONITOR-POCKET SIZE | KARDIA MOBILE | ALIVECOR | ASSET ONLY NO SERVICING REQUIRED | 3 | 3-Average
OHFT46268 | WINDRUSH HOUSE-WITNEY | FALLS PREVENTION SERVICE | ECG MONITOR-POCKET SIZE | KARDIA MOBILE | ALIVECOR | ASSET ONLY NO SERVICING REQUIRED | 3 | 3-Average
OHFT46292 | WINDRUSH HOUSE-WITNEY | FALLS PREVENTION SERVICE | ECG MONITOR-POCKET SIZE | KARDIA MOBILE | ALIVECOR | ASSET ONLY NO SERVICING REQUIRED | 3 | 3-Average
OHFT46274 | WINDRUSH HOUSE-WITNEY | FALLS PREVENTION SERVICE | ECG MONITOR-POCKET SIZE | KARDIA MOBILE | ALIVECOR | ASSET ONLY NO SERVICING REQUIRED | 3 | 3-Average
OHFT46294 | WINDRUSH HOUSE-WITNEY | FALLS PREVENTION SERVICE | ECG MONITOR-POCKET SIZE | KARDIA MOBILE | ALIVECOR | ASSET ONLY NO SERVICING REQUIRED | 3 | 3-Average
OHFT46298 | WINDRUSH HOUSE-WITNEY | FALLS PREVENTION SERVICE | ECG MONITOR-POCKET SIZE | KARDIA MOBILE | ALIVECOR | ASSET ONLY NO SERVICING REQUIRED | 3 | 3-Average
OHFT46262 | WINDRUSH HOUSE-WITNEY | FALLS PREVENTION SERVICE | ECG MONITOR-POCKET SIZE | KARDIA MOBILE | ALIVECOR | ASSET ONLY NO SERVICING REQUIRED | 3 | 3-Average
OHFT46261 | WINDRUSH HOUSE-WITNEY | FALLS PREVENTION SERVICE | ECG MONITOR-POCKET SIZE | KARDIA MOBILE | ALIVECOR | ASSET ONLY NO SERVICING REQUIRED | 3 | 3-Average
OHFT46257 | WINDRUSH HOUSE-WITNEY | FALLS PREVENTION SERVICE | ECG MONITOR-POCKET SIZE | KARDIA MOBILE | ALIVECOR | ASSET ONLY NO SERVICING REQUIRED | 3 | 3-Average
OHFT46256 | WINDRUSH HOUSE-WITNEY | FALLS PREVENTION SERVICE | ECG MONITOR-POCKET SIZE | KARDIA MOBILE | ALIVECOR | ASSET ONLY NO SERVICING REQUIRED | 3 | 3-Average
OHFT46258 | WINDRUSH HOUSE-WITNEY | FALLS PREVENTION SERVICE | ECG MONITOR-POCKET SIZE | KARDIA MOBILE | ALIVECOR | ASSET ONLY NO SERVICING REQUIRED | 3 | 3-Average
OXFT1901 | WINDRUSH HEALTH CENTRE | UCR-URGENT COMMUNITY RESPONSE | ECG MONITOR-POCKET SIZE | KARDIA MOBILE | ALIVECOR | ASSET ONLY NO SERVICING REQUIRED | 3 | 2-Good
OHFT46254 | WINDRUSH HOUSE-WITNEY | FALLS PREVENTION SERVICE | ECG MONITOR-POCKET SIZE | KARDIA MOBILE | ALIVECOR | ASSET ONLY NO SERVICING REQUIRED | 3 | 3-Average
OHFT46263 | WINDRUSH HOUSE-WITNEY | FALLS PREVENTION SERVICE | ECG MONITOR-POCKET SIZE | KARDIA MOBILE | ALIVECOR | ASSET ONLY NO SERVICING REQUIRED | 3 | 3-Average
OHFT46264 | WINDRUSH HOUSE-WITNEY | FALLS PREVENTION SERVICE | ECG MONITOR-POCKET SIZE | KARDIA MOBILE | ALIVECOR | ASSET ONLY NO SERVICING REQUIRED | 3 | 3-Average
OHFT46260 | WINDRUSH HOUSE-WITNEY | FALLS PREVENTION SERVICE | ECG MONITOR-POCKET SIZE | KARDIA MOBILE | ALIVECOR | ASSET ONLY NO SERVICING REQUIRED | 3 | 3-Average
OHFT46272 | WINDRUSH HOUSE-WITNEY | FALLS PREVENTION SERVICE | ECG MONITOR-POCKET SIZE | KARDIA MOBILE | ALIVECOR | ASSET ONLY NO SERVICING REQUIRED | 3 | 3-Average
OXFT1958 | WINDRUSH HOUSE-WITNEY | UCR-URGENT COMMUNITY RESPONSE | ECG MONITOR-POCKET SIZE | KARDIA MOBILE | ALIVECOR | ASSET ONLY NO SERVICING REQUIRED | 3 | 2-Good
OHFT46296 | WINDRUSH HOUSE-WITNEY | FALLS PREVENTION SERVICE | ECG MONITOR-POCKET SIZE | KARDIA MOBILE | ALIVECOR | ASSET ONLY NO SERVICING REQUIRED | 3 | 3-Average
OHFT46277 | WINDRUSH HOUSE-WITNEY | FALLS PREVENTION SERVICE | ECG MONITOR-POCKET SIZE | KARDIA MOBILE | ALIVECOR | ASSET ONLY NO SERVICING REQUIRED | 3 | 3-Average
OHFT46259 | WINDRUSH HOUSE-WITNEY | FALLS PREVENTION SERVICE | ECG MONITOR-POCKET SIZE | KARDIA MOBILE | ALIVECOR | ASSET ONLY NO SERVICING REQUIRED | 3 | 3-Average
OHFT45420 | TOWNLANDS COMMUNITY HOSPITAL | RAPID ACCESS CARE UNIT (RACU) | ECG MONITOR-POCKET SIZE | KARDIA MOBILE | ALIVECOR | ASSET ONLY NO SERVICING REQUIRED | 3 | 3-Average
OXFT1752 | WINDRUSH HOUSE-WITNEY | UCR-URGENT COMMUNITY RESPONSE | ECG MONITOR-POCKET SIZE | KARDIA MOBILE | ALIVECOR | ASSET ONLY NO SERVICING REQUIRED | 3 | 2-Good
OXFT6144 | WINDRUSH HOUSE-WITNEY | UCR-URGENT COMMUNITY RESPONSE | ECG MONITOR-POCKET SIZE | KARDIA MOBILE | ALIVECOR | ASSET ONLY NO SERVICING REQUIRED | 2 | 2-Good
OXFT1902 | WINDRUSH HOUSE-WITNEY | UCR-URGENT COMMUNITY RESPONSE | ECG MONITOR-POCKET SIZE | KARDIA MOBILE | ALIVECOR | ASSET ONLY NO SERVICING REQUIRED | 3 | 2-Good
OXFT1903 | WINDRUSH HOUSE-WITNEY | UCR-URGENT COMMUNITY RESPONSE | ECG MONITOR-POCKET SIZE | KARDIA MOBILE | ALIVECOR | ASSET ONLY NO SERVICING REQUIRED | 3 | 2-Good
OXFT1904 | WINDRUSH HOUSE-WITNEY | UCR-URGENT COMMUNITY RESPONSE | ECG MONITOR-POCKET SIZE | KARDIA MOBILE | ALIVECOR | ASSET ONLY NO SERVICING REQUIRED | 3 | 2-Good
OXFT1905 | WINDRUSH HOUSE-WITNEY | UCR-URGENT COMMUNITY RESPONSE | ECG MONITOR-POCKET SIZE | KARDIA MOBILE | ALIVECOR | ASSET ONLY NO SERVICING REQUIRED | 3 | 2-Good
OXFT1906 | WINDRUSH HOUSE-WITNEY | UCR-URGENT COMMUNITY RESPONSE | ECG MONITOR-POCKET SIZE | KARDIA MOBILE | ALIVECOR | ASSET ONLY NO SERVICING REQUIRED | 3 | 2-Good
OXFT4460 | WHITELEAF CENTRE | OACMHT | ECG MONITOR-POCKET SIZE | KARDIA MOBILE | ALIVECOR | ASSET ONLY NO SERVICING REQUIRED | 0 | 1-Excellent
OXFT2909 | WINDRUSH HOUSE-WITNEY | DISTRICT NURSES | ECG MONITOR-POCKET SIZE | KARDIA MOBILE | ALIVECOR | ASSET ONLY NO SERVICING REQUIRED | 2 | 2-Good
OXFT0850 | KASSAM STADIUM | VACCINE CENTRE | ECG MONITOR-POCKET SIZE | KARDIA MOBILE | ALIVECOR | ASSET ONLY NO SERVICING REQUIRED | 2 | 2-Good
OXFT0851 | KASSAM STADIUM | VACCINE CENTRE | ECG MONITOR-POCKET SIZE | KARDIA MOBILE | ALIVECOR | ASSET ONLY NO SERVICING REQUIRED | 2 | 2-Good
OXFT0852 | KASSAM STADIUM | VACCINE CENTRE | ECG MONITOR-POCKET SIZE | KARDIA MOBILE | ALIVECOR | ASSET ONLY NO SERVICING REQUIRED | 2 | 2-Good
OXFT6143 | WINDRUSH HOUSE-WITNEY | UCR-URGENT COMMUNITY RESPONSE | ECG MONITOR-POCKET SIZE | KARDIA MOBILE | ALIVECOR | ASSET ONLY NO SERVICING REQUIRED | 2 | 2-Good
OXFT5124 | WARNEFORD HOSPITAL | LEARNING & DEVELOPMENT | ECG MONITOR-POCKET SIZE | KARDIA MOBILE | ALIVECOR | ASSET ONLY NO SERVICING REQUIRED | 0 | 1-Excellent
OXFT6145 | WINDRUSH HOUSE-WITNEY | UCR-URGENT COMMUNITY RESPONSE | ECG MONITOR-POCKET SIZE | KARDIA MOBILE | ALIVECOR | ASSET ONLY NO SERVICING REQUIRED | 2 | 2-Good
OXFT6146 | WINDRUSH HOUSE-WITNEY | UCR-URGENT COMMUNITY RESPONSE | ECG MONITOR-POCKET SIZE | KARDIA MOBILE | ALIVECOR | ASSET ONLY NO SERVICING REQUIRED | 2 | 2-Good
OXFT6147 | WINDRUSH HOUSE-WITNEY | UCR-URGENT COMMUNITY RESPONSE | ECG MONITOR-POCKET SIZE | KARDIA MOBILE | ALIVECOR | ASSET ONLY NO SERVICING REQUIRED | 2 | 2-Good
OXFT4458 | WHITELEAF CENTRE | OACMHT | ECG MONITOR-POCKET SIZE | KARDIA MOBILE | ALIVECOR | ASSET ONLY NO SERVICING REQUIRED | 0 | 1-Excellent
OXFT4459 | WHITELEAF CENTRE | OACMHT | ECG MONITOR-POCKET SIZE | KARDIA MOBILE | ALIVECOR | ASSET ONLY NO SERVICING REQUIRED | 0 | 1-Excellent
OXFT5219 | WHITELEAF CENTRE | CMHT OLDER ADULTS | ECG MONITOR-POCKET SIZE | KARDIA MOBILE | ALIVECOR | ASSET ONLY NO SERVICING REQUIRED | 0 | 1-Excellent
OXFT4461 | WHITELEAF CENTRE | OACMHT | ECG MONITOR-POCKET SIZE | KARDIA MOBILE | ALIVECOR | ASSET ONLY NO SERVICING REQUIRED | 0 | 1-Excellent
OXFT4462 | WHITELEAF CENTRE | OACMHT | ECG MONITOR-POCKET SIZE | KARDIA MOBILE | ALIVECOR | ASSET ONLY NO SERVICING REQUIRED | 0 | 1-Excellent
OXFT4463 | WHITELEAF CENTRE | OACMHT | ECG MONITOR-POCKET SIZE | KARDIA MOBILE | ALIVECOR | ASSET ONLY NO SERVICING REQUIRED | 0 | 1-Excellent
OXFT5037 | ORCHARD HEALTH CENTRE | COMMUNITY HEART FAILURE TEAM | ECG MONITOR-POCKET SIZE | KARDIA MOBILE | ALIVECOR | ASSET ONLY NO SERVICING REQUIRED | 0 | 1-Excellent
OXFT5038 | ORCHARD HEALTH CENTRE | COMMUNITY HEART FAILURE TEAM | ECG MONITOR-POCKET SIZE | KARDIA MOBILE | ALIVECOR | ASSET ONLY NO SERVICING REQUIRED | 0 | 1-Excellent
OXFT5220 | WHITELEAF CENTRE | CMHT OLDER ADULTS | ECG MONITOR-POCKET SIZE | KARDIA MOBILE | ALIVECOR | ASSET ONLY NO SERVICING REQUIRED | 0 | 1-Excellent
OXFT5123 | WARNEFORD HOSPITAL | LEARNING & DEVELOPMENT | ECG MONITOR-POCKET SIZE | KARDIA MOBILE | ALIVECOR | ASSET ONLY NO SERVICING REQUIRED | 0 | 1-Excellent
OXFT5125 | WARNEFORD HOSPITAL | LEARNING & DEVELOPMENT | ECG MONITOR-POCKET SIZE | KARDIA MOBILE | ALIVECOR | ASSET ONLY NO SERVICING REQUIRED | 0 | 1-Excellent
OXFT5126 | WARNEFORD HOSPITAL | LEARNING & DEVELOPMENT | ECG MONITOR-POCKET SIZE | KARDIA MOBILE | ALIVECOR | ASSET ONLY NO SERVICING REQUIRED | 0 | 1-Excellent
OXFT5127 | WARNEFORD HOSPITAL | LEARNING & DEVELOPMENT | ECG MONITOR-POCKET SIZE | KARDIA MOBILE | ALIVECOR | ASSET ONLY NO SERVICING REQUIRED | 0 | 1-Excellent
OXFT5128 | WARNEFORD HOSPITAL | LEARNING & DEVELOPMENT | ECG MONITOR-POCKET SIZE | KARDIA MOBILE | ALIVECOR | ASSET ONLY NO SERVICING REQUIRED | 0 | 1-Excellent
OHFT44050 | JULIER CENTRE | PODIATRY | LIGHT-EXAMINATION | NONE | LUXO LTD | PLANNED PREVENTATIVE (REGULAR SERVICING) | 3 | 3-Average
OHFT40413 | ST BARNABAS CLINIC | PODIATRY | LIGHT-EXAMINATION | LFM 018346 | LUXO LTD | PLANNED PREVENTATIVE (REGULAR SERVICING) | 4 | 2-Good
OHFT44051 | JULIER CENTRE | PODIATRY | EXAMINATION LIGHT | LUXO FLEXIBLE ARM TYPE | LUXO LTD | PLANNED PREVENTATIVE (REGULAR SERVICING) | 3 | 2-Good
OHFT43880 | TOWNLANDS COMMUNITY HOSPITAL | RAPID ACCESS CARE UNIT (RACU) | EXAMINATION LIGHT | LUXO FLEXIBLE ARM TYPE | LUXO LTD | PLANNED PREVENTATIVE (REGULAR SERVICING) | 1 | 2-Good
OHFT43881 | TOWNLANDS COMMUNITY HOSPITAL | RAPID ACCESS CARE UNIT (RACU) | EXAMINATION LIGHT | LUXO FLEXIBLE ARM TYPE | LUXO LTD | PLANNED PREVENTATIVE (REGULAR SERVICING) | 1 | 2-Good
OHFT43117 | TOWNLANDS COMMUNITY HOSPITAL | PODIATRY | EXAMINATION LIGHT | LFM-101 | LUXO LTD | PLANNED PREVENTATIVE (REGULAR SERVICING) | 3 | 3-Average
OHFT1109 | TOWNLANDS COMMUNITY HOSPITAL | MINOR INJURIES UNIT | EXAMINATION LIGHT | COOLVIEW | BRANDON MEDICAL | PLANNED PREVENTATIVE (REGULAR SERVICING) | 3 | 3-Average
OXFT2081 | THE FIENNES CENTRE | PODIATRY | EXAMINATION LIGHT | D/E/U/A25110 | DAYLIGHT COMPANY | PLANNED PREVENTATIVE (REGULAR SERVICING) | 3 | 2-Good
OXFT4622 | WINDRUSH HEALTH CENTRE | PODIATRY | EXAMINATION LIGHT | D/E/U/A25110 | DAYLIGHT COMPANY | PLANNED PREVENTATIVE (REGULAR SERVICING) | 1 | 2-Good
OHFT1633 | ABINGDON COMMUNITY HOSPITAL | OUTPATIENTS DEPT | EXAMINATION LIGHT | 82596421050 | HAAG STREIT | PLANNED PREVENTATIVE (REGULAR SERVICING) | 3 | 3-Average
OHFT1507 | ORCHARD HEALTH CENTRE | PODIATRY | EXAMINATION LIGHT | MAGNIFYING LAMP | LUXO LTD | PLANNED PREVENTATIVE (REGULAR SERVICING) | 3 | 3-Average
OHFT45795 | LUTHER STREET MEDICAL CENTRE | TREATMENT ROOM | EXAMINATION LIGHT | X100 | DARAY | PLANNED PREVENTATIVE (REGULAR SERVICING) | 3 | 3-Average
OHFT3057 | WARNEFORD HOSPITAL | CLINICAL RESEARCH | EXAMINATION LIGHT | LIGHT | WELCH ALLYN | PLANNED PREVENTATIVE (REGULAR SERVICING) | 3 | 3-Average
OHFT2206 | ST BARNABAS CLINIC | PODIATRY | EXAMINATION LIGHT | COOLSPOT II | LUXO LTD | PLANNED PREVENTATIVE (REGULAR SERVICING) | 3 | 3-Average
OHFT40748 | ST BARNABAS CLINIC | PODIATRY | EXAMINATION LIGHT | COOLSPOT II | LUXO LTD | PLANNED PREVENTATIVE (REGULAR SERVICING) | 3 | 3-Average
OHFT43879 | TOWNLANDS COMMUNITY HOSPITAL | RAPID ACCESS CARE UNIT (RACU) | EXAMINATION LIGHT | LAMP | LUXO LTD | PLANNED PREVENTATIVE (REGULAR SERVICING) | 3 | 3-Average
OHFT43887 | TOWNLANDS COMMUNITY HOSPITAL | RAPID ACCESS CARE UNIT (RACU) | EXAMINATION LIGHT | LAMP | LUXO LTD | PLANNED PREVENTATIVE (REGULAR SERVICING) | 3 | 3-Average
OHFT42360 | TOWNLANDS COMMUNITY HOSPITAL | MINOR INJURIES UNIT | EXAMINATION LIGHT | LAMP | LUXO LTD | PLANNED PREVENTATIVE (REGULAR SERVICING) | 3 | 3-Average
OHFT0652 | WINDRUSH HEALTH CENTRE | PODIATRY | EXAMINATION LIGHT | LAMP | LUXO LTD | PLANNED PREVENTATIVE (REGULAR SERVICING) | 3 | 3-Average
OHFT0653 | WINDRUSH HEALTH CENTRE | PODIATRY | EXAMINATION LIGHT | LAMP | LUXO LTD | PLANNED PREVENTATIVE (REGULAR SERVICING) | 3 | 3-Average
OHFT1578 | CHIPPING NORTON COMMUNITY HOSPITAL | OUTPATIENTS DEPT | EXAMINATION LIGHT | CLED11FXMP | BRANDON MEDICAL | PLANNED PREVENTATIVE (REGULAR SERVICING) | 3 | 3-Average
OHFT43845 | RAGLAN HOUSE | PODIATRY | EXAMINATION LIGHT | LAMP | LUXO LTD | PLANNED PREVENTATIVE (REGULAR SERVICING) | 3 | 3-Average
OHFT44290 | RAGLAN HOUSE | PODIATRY | EXAMINATION LIGHT | LAMP | LUXO LTD | PLANNED PREVENTATIVE (REGULAR SERVICING) | 3 | 3-Average
OHFT43876 | TOWNLANDS COMMUNITY HOSPITAL | RAPID ACCESS CARE UNIT (RACU) | EXAMINATION LIGHT | LAMP | LUXO LTD | PLANNED PREVENTATIVE (REGULAR SERVICING) | 3 | 3-Average
OHFT43877 | TOWNLANDS COMMUNITY HOSPITAL | RAPID ACCESS CARE UNIT (RACU) | EXAMINATION LIGHT | LAMP | LUXO LTD | PLANNED PREVENTATIVE (REGULAR SERVICING) | 3 | 3-Average
OXFT4624 | WINDRUSH HEALTH CENTRE | PODIATRY | EXAMINATION LIGHT | LAMP | LUXO LTD | PLANNED PREVENTATIVE (REGULAR SERVICING) | 1 | 2-Good
OHFT43878 | TOWNLANDS COMMUNITY HOSPITAL | RAPID ACCESS CARE UNIT (RACU) | EXAMINATION LIGHT | LAMP | LUXO LTD | PLANNED PREVENTATIVE (REGULAR SERVICING) | 3 | 3-Average
OHFT45492 | THE FIENNES CENTRE | PODIATRY | EXAMINATION LIGHT | LHH11 | LUXO LTD | PLANNED PREVENTATIVE (REGULAR SERVICING) | 3 | 3-Average
OHFT41567 | TOWNLANDS COMMUNITY HOSPITAL | PODIATRY | EXAMINATION LIGHT | LHH11 | LUXO LTD | PLANNED PREVENTATIVE (REGULAR SERVICING) | 3 | 3-Average
OHFT41579 | TOWNLANDS COMMUNITY HOSPITAL | GP ROOM 1 | EXAMINATION LIGHT | LHH11 | LUXO LTD | PLANNED PREVENTATIVE (REGULAR SERVICING) | 3 | 3-Average
OHFT46219 | WINDRUSH HEALTH CENTRE | PODIATRY | EXAMINATION LIGHT | D22030 | DAYLIGHT COMPANY | PLANNED PREVENTATIVE (REGULAR SERVICING) | 3 | 3-Average
OHFT43503 | ABINGDON COMMUNITY HOSPITAL | MINOR INJURIES UNIT | EXAMINATION LIGHT | LAMP | LUXO LTD | PLANNED PREVENTATIVE (REGULAR SERVICING) | 3 | 3-Average
OHFT41494 | DIDCOT COMMUNITY HOSPITAL | PODIATRY | EXAMINATION LIGHT | LAMP | LUXO LTD | PLANNED PREVENTATIVE (REGULAR SERVICING) | 3 | 3-Average
OXFT3788 | WANTAGE COMMUNITY HOSPITAL | PODIATRY | EXAMINATION LIGHT | D/E/U/A25030 | DAYLIGHT COMPANY | PLANNED PREVENTATIVE (REGULAR SERVICING) | 1 | 2-Good
OXFT2895 | ABINGDON COMMUNITY HOSPITAL | PODIATRY | EXAMINATION LIGHT | D/E/U/A25030 | DAYLIGHT COMPANY | PLANNED PREVENTATIVE (REGULAR SERVICING) | 3 | 2-Good
OXFT2896 | ABINGDON COMMUNITY HOSPITAL | PODIATRY | EXAMINATION LIGHT | D/E/U/A25030 | DAYLIGHT COMPANY | PLANNED PREVENTATIVE (REGULAR SERVICING) | 3 | 2-Good
OXFT0416 | DIDCOT COMMUNITY HOSPITAL | PODIATRY | EXAMINATION LIGHT | D/E/U/A25030 | DAYLIGHT COMPANY | PLANNED PREVENTATIVE (REGULAR SERVICING) | 3 | 2-Good
OXFT0046 | WALLINGFORD COMMUNITY HOSPITAL | PODIATRY | EXAMINATION LIGHT | D/E/U/A25030 | DAYLIGHT COMPANY | PLANNED PREVENTATIVE (REGULAR SERVICING) | 2 | 2-Good
OXFT0594 | WITNEY COMMUNITY HOSPITAL | MINOR INJURIES UNIT | EXAMINATION LIGHT | 3128 | PROVITA MEDICAL | PLANNED PREVENTATIVE (REGULAR SERVICING) | 3 | 2-Good
OXFT3861 | WINDRUSH HEALTH CENTRE | PODIATRY | EXAMINATION LIGHT | D/E/U/A25030 | DAYLIGHT COMPANY | PLANNED PREVENTATIVE (REGULAR SERVICING) | 0 | 1-Excellent
OXFT0127 | ABINGDON COMMUNITY HOSPITAL | PODIATRY | EXAMINATION LIGHT | D/E/U/A25030 | DAYLIGHT COMPANY | PLANNED PREVENTATIVE (REGULAR SERVICING) | 2 | 2-Good
OXFT1208 | THE FIENNES CENTRE | PODIATRY | EXAMINATION LIGHT | D/E/U/A25030 | DAYLIGHT COMPANY | PLANNED PREVENTATIVE (REGULAR SERVICING) | 2 | 2-Good
OXFT1219 | WANTAGE COMMUNITY HOSPITAL | PODIATRY | EXAMINATION LIGHT | D/E/U/A25030 | DAYLIGHT COMPANY | PLANNED PREVENTATIVE (REGULAR SERVICING) | 1 | 2-Good
OXFT1228 | WALLINGFORD COMMUNITY HOSPITAL | PODIATRY | EXAMINATION LIGHT | D/E/U/A25030 | DAYLIGHT COMPANY | PLANNED PREVENTATIVE (REGULAR SERVICING) | 2 | 2-Good
OXFT1230 | WALLINGFORD COMMUNITY HOSPITAL | PODIATRY | EXAMINATION LIGHT | D/E/U/A25030 | DAYLIGHT COMPANY | PLANNED PREVENTATIVE (REGULAR SERVICING) | 2 | 2-Good
OXFT1030 | RAGLAN HOUSE | PODIATRY | EXAMINATION LIGHT | EXAMINATION LIGHT | WELCH ALLYN | PLANNED PREVENTATIVE (REGULAR SERVICING) | 3 | 2-Good
OXFT1573 | CHIPPING NORTON COMMUNITY HOSPITAL | OUTPATIENTS DEPT | EXAMINATION LIGHT | LFM-10195VA | LUXO LTD | PLANNED PREVENTATIVE (REGULAR SERVICING) | 3 | 2-Good
OXFT1574 | CHIPPING NORTON COMMUNITY HOSPITAL | OUTPATIENTS DEPT | EXAMINATION LIGHT | LFM-10195VA | LUXO LTD | PLANNED PREVENTATIVE (REGULAR SERVICING) | 3 | 2-Good
OHFT44287 | KIDLINGTON HEALTH CENTRE | PODIATRY | EXAMINATION LIGHT | LFM-10195VA | LUXO LTD | PLANNED PREVENTATIVE (REGULAR SERVICING) | 3 | 2-Good
OHFT1489 | BICESTER COMMUNITY HOSPITAL | FIRST AID UNIT | EXAMINATION LIGHT | D/E/U/A25030 | DAYLIGHT COMPANY | PLANNED PREVENTATIVE (REGULAR SERVICING) | 3 | 3-Average
OXFT3860 | WINDRUSH HEALTH CENTRE | PODIATRY | EXAMINATION LIGHT | D/E/U/A25030 | DAYLIGHT COMPANY | PLANNED PREVENTATIVE (REGULAR SERVICING) | 0 | 1-Excellent
OXFT0152 | WALLINGFORD COMMUNITY HOSPITAL | PHYSIOTHERAPY | EXERCISER-TREADMILL | DTM2500 | FLOW FITNESS | PLANNED PREVENTATIVE (REGULAR SERVICING) | 1 | 2-Good
OHFT41491 | RAGLAN HOUSE | ASD PATHWAY | LIGHT-ULTRAVIOLET | UV59 | WOODS | PLANNED PREVENTATIVE (REGULAR SERVICING) | 3 | 3-Average
OXFT4575 | DIDCOT COMMUNITY HOSPITAL | OUTPATIENTS DEPT | PLINTH-HYDRAULIC | SUN-VHP3H | SUNFLOWER MEDICAL | PLANNED PREVENTATIVE (REGULAR SERVICING) | 2 | 1-Excellent
OXFT0501 | SAFFRON HOUSE | CAMHS HIGH WYCOMBE | PLINTH-ELECTRIC | NONE | SEERS MEDICAL | PLANNED PREVENTATIVE (REGULAR SERVICING) | 3 | 1-Excellent
OHFT45297 | CORNWALLIS HOUSE | INTEGRATED LOCALITY TEAM-COM THERAPY & OXFORD | PLINTH-ELECTRIC | EC1335/VBB | BRISTOL MAID | PLANNED PREVENTATIVE (REGULAR SERVICING) | 4 | 1-Excellent
OXFT3435 | TOWNLANDS COMMUNITY HOSPITAL | MINOR INJURIES UNIT | PULSE OXIMETER-FINGER | PC60E | CREATIVE MEDICAL | ASSET ONLY NO SERVICING REQUIRED | 2 | 2-Good
OXFT1623 | DIDCOT COMMUNITY HOSPITAL | DIDCOT WARD | PULSE OXIMETER-FINGER | MD300C29 | CHOICE MEDICAL | ASSET ONLY NO SERVICING REQUIRED | 2 | 2-Good | 2022
OXFT1624 | DIDCOT COMMUNITY HOSPITAL | DIDCOT WARD | PULSE OXIMETER-FINGER | MD300C29 | CHOICE MEDICAL | ASSET ONLY NO SERVICING REQUIRED | 2 | 2-Good | 2022
OXFT1625 | DIDCOT COMMUNITY HOSPITAL | DIDCOT WARD | PULSE OXIMETER-FINGER | MD300C29 | CHOICE MEDICAL | ASSET ONLY NO SERVICING REQUIRED | 2 | 2-Good | 2022
OXFT1626 | DIDCOT COMMUNITY HOSPITAL | DIDCOT WARD | PULSE OXIMETER-FINGER | MD300C29 | CHOICE MEDICAL | ASSET ONLY NO SERVICING REQUIRED | 2 | 2-Good | 2022
OXFT4511 | ABINGDON COMMUNITY HOSPITAL | DISTRICT NURSES | PULSE OXIMETER-FINGER | MD300C29 | CHOICE MEDICAL | ASSET ONLY NO SERVICING REQUIRED | 3 | 2-Good | 2022
OXFT6212 | SAFFRON HOUSE | OACMHT | PULSE OXIMETER-FINGER | ANA PULSE 150 | ANA WIZ LTD | ASSET ONLY NO SERVICING REQUIRED | 2 | 2-Good | 2021
OXFT3408 | ABINGDON COMMUNITY HOSPITAL | HOSPITAL AT HOME | PULSE OXIMETER-FINGER | ANA PULSE 150 | ANA WIZ LTD | ASSET ONLY NO SERVICING REQUIRED | 2 | 2-Good | 2021
OXFT0023 | WITNEY COMMUNITY HOSPITAL | MINOR INJURIES UNIT | PULSE OXIMETER-FINGER | JKS50A | HEALTH TREE | ASSET ONLY NO SERVICING REQUIRED | 2 | 2-Good
OXFT0083 | WITNEY COMMUNITY HOSPITAL | MINOR INJURIES UNIT | PULSE OXIMETER-FINGER | JKS50A | HEALTH TREE | ASSET ONLY NO SERVICING REQUIRED | 2 | 2-Good
OXFT2450 | WARNEFORD HOSPITAL | PHYSICAL HEALTH LEADS | PULSE OXIMETER-FINGER | ANA PULSE 100 | ANA WIZ LTD | ASSET ONLY NO SERVICING REQUIRED | 2 | 2-Good | 2021
OXFT2451 | WARNEFORD HOSPITAL | PHYSICAL HEALTH LEADS | PULSE OXIMETER-FINGER | ANA PULSE 100 | ANA WIZ LTD | ASSET ONLY NO SERVICING REQUIRED | 2 | 2-Good | 2021
OXFT2452 | WARNEFORD HOSPITAL | PHYSICAL HEALTH LEADS | PULSE OXIMETER-FINGER | ANA PULSE 100 | ANA WIZ LTD | ASSET ONLY NO SERVICING REQUIRED | 2 | 2-Good | 2021
OXFT6209 | ABINGDON COMMUNITY HOSPITAL | HOSPITAL AT HOME | PULSE OXIMETER-FINGER | ANA PULSE 150 | ANA WIZ LTD | ASSET ONLY NO SERVICING REQUIRED | 2 | 2-Good | 2021
OXFT6210 | ABINGDON COMMUNITY HOSPITAL | HOSPITAL AT HOME | PULSE OXIMETER-FINGER | ANA PULSE 150 | ANA WIZ LTD | ASSET ONLY NO SERVICING REQUIRED | 2 | 2-Good | 2021
OXFT6211 | SAFFRON HOUSE | OACMHT | PULSE OXIMETER-FINGER | ANA PULSE 150 | ANA WIZ LTD | ASSET ONLY NO SERVICING REQUIRED | 2 | 2-Good | 2021
OXFT2456 | WARNEFORD HOSPITAL | PHYSICAL HEALTH LEADS | PULSE OXIMETER-FINGER | ANA PULSE 100 | ANA WIZ LTD | ASSET ONLY NO SERVICING REQUIRED | 2 | 2-Good | 2021
OXFT2457 | WARNEFORD HOSPITAL | PHYSICAL HEALTH LEADS | PULSE OXIMETER-FINGER | ANA PULSE 100 | ANA WIZ LTD | ASSET ONLY NO SERVICING REQUIRED | 2 | 2-Good | 2021
OXFT2458 | WARNEFORD HOSPITAL | PHYSICAL HEALTH LEADS | PULSE OXIMETER-FINGER | ANA PULSE 100 | ANA WIZ LTD | ASSET ONLY NO SERVICING REQUIRED | 2 | 2-Good | 2021
OXFT2447 | WARNEFORD HOSPITAL | PHYSICAL HEALTH LEADS | PULSE OXIMETER-FINGER | ANA PULSE 100 | ANA WIZ LTD | ASSET ONLY NO SERVICING REQUIRED | 2 | 2-Good | 2021
OXFT2448 | WARNEFORD HOSPITAL | PHYSICAL HEALTH LEADS | PULSE OXIMETER-FINGER | ANA PULSE 100 | ANA WIZ LTD | ASSET ONLY NO SERVICING REQUIRED | 2 | 2-Good | 2021
OXFT2449 | WARNEFORD HOSPITAL | PHYSICAL HEALTH LEADS | PULSE OXIMETER-FINGER | ANA PULSE 100 | ANA WIZ LTD | ASSET ONLY NO SERVICING REQUIRED | 2 | 2-Good | 2021
OXFT2462 | WARNEFORD HOSPITAL | PHYSICAL HEALTH LEADS | PULSE OXIMETER-FINGER | ANA PULSE 100 | ANA WIZ LTD | ASSET ONLY NO SERVICING REQUIRED | 2 | 2-Good | 2021
OXFT2463 | WARNEFORD HOSPITAL | PHYSICAL HEALTH LEADS | PULSE OXIMETER-FINGER | ANA PULSE 100 | ANA WIZ LTD | ASSET ONLY NO SERVICING REQUIRED | 2 | 2-Good | 2021
OXFT2464 | WARNEFORD HOSPITAL | PHYSICAL HEALTH LEADS | PULSE OXIMETER-FINGER | ANA PULSE 100 | ANA WIZ LTD | ASSET ONLY NO SERVICING REQUIRED | 2 | 2-Good | 2021
OXFT2453 | WARNEFORD HOSPITAL | PHYSICAL HEALTH LEADS | PULSE OXIMETER-FINGER | ANA PULSE 100 | ANA WIZ LTD | ASSET ONLY NO SERVICING REQUIRED | 2 | 2-Good | 2021
OXFT2454 | WARNEFORD HOSPITAL | PHYSICAL HEALTH LEADS | PULSE OXIMETER-FINGER | ANA PULSE 100 | ANA WIZ LTD | ASSET ONLY NO SERVICING REQUIRED | 2 | 2-Good | 2021
OXFT2455 | WARNEFORD HOSPITAL | PHYSICAL HEALTH LEADS | PULSE OXIMETER-FINGER | ANA PULSE 100 | ANA WIZ LTD | ASSET ONLY NO SERVICING REQUIRED | 2 | 2-Good | 2021
OXFT2468 | WARNEFORD HOSPITAL | PHYSICAL HEALTH LEADS | PULSE OXIMETER-FINGER | ANA PULSE 100 | ANA WIZ LTD | ASSET ONLY NO SERVICING REQUIRED | 2 | 2-Good | 2021
OXFT2469 | WARNEFORD HOSPITAL | PHYSICAL HEALTH LEADS | PULSE OXIMETER-FINGER | ANA PULSE 100 | ANA WIZ LTD | ASSET ONLY NO SERVICING REQUIRED | 2 | 2-Good | 2021
OXFT2470 | WARNEFORD HOSPITAL | PHYSICAL HEALTH LEADS | PULSE OXIMETER-FINGER | ANA PULSE 100 | ANA WIZ LTD | ASSET ONLY NO SERVICING REQUIRED | 2 | 2-Good | 2021
OXFT2459 | WARNEFORD HOSPITAL | PHYSICAL HEALTH LEADS | PULSE OXIMETER-FINGER | ANA PULSE 100 | ANA WIZ LTD | ASSET ONLY NO SERVICING REQUIRED | 2 | 2-Good | 2021
OXFT2460 | WARNEFORD HOSPITAL | PHYSICAL HEALTH LEADS | PULSE OXIMETER-FINGER | ANA PULSE 100 | ANA WIZ LTD | ASSET ONLY NO SERVICING REQUIRED | 2 | 2-Good | 2021
OXFT2461 | WARNEFORD HOSPITAL | PHYSICAL HEALTH LEADS | PULSE OXIMETER-FINGER | ANA PULSE 100 | ANA WIZ LTD | ASSET ONLY NO SERVICING REQUIRED | 2 | 2-Good | 2021
OXFT2474 | WARNEFORD HOSPITAL | PHYSICAL HEALTH LEADS | PULSE OXIMETER-FINGER | ANA PULSE 100 | ANA WIZ LTD | ASSET ONLY NO SERVICING REQUIRED | 2 | 2-Good | 2021
OXFT2475 | WARNEFORD HOSPITAL | PHYSICAL HEALTH LEADS | PULSE OXIMETER-FINGER | ANA PULSE 100 | ANA WIZ LTD | ASSET ONLY NO SERVICING REQUIRED | 2 | 2-Good | 2021
OXFT2476 | WARNEFORD HOSPITAL | PHYSICAL HEALTH LEADS | PULSE OXIMETER-FINGER | ANA PULSE 100 | ANA WIZ LTD | ASSET ONLY NO SERVICING REQUIRED | 2 | 2-Good | 2021
OXFT2465 | WARNEFORD HOSPITAL | PHYSICAL HEALTH LEADS | PULSE OXIMETER-FINGER | ANA PULSE 100 | ANA WIZ LTD | ASSET ONLY NO SERVICING REQUIRED | 2 | 2-Good | 2020
OXFT2466 | WARNEFORD HOSPITAL | PHYSICAL HEALTH LEADS | PULSE OXIMETER-FINGER | ANA PULSE 100 | ANA WIZ LTD | ASSET ONLY NO SERVICING REQUIRED | 2 | 2-Good | 2021
OXFT2467 | WARNEFORD HOSPITAL | PHYSICAL HEALTH LEADS | PULSE OXIMETER-FINGER | ANA PULSE 100 | ANA WIZ LTD | ASSET ONLY NO SERVICING REQUIRED | 2 | 2-Good | 2021
OXFT2480 | WARNEFORD HOSPITAL | PHYSICAL HEALTH LEADS | PULSE OXIMETER-FINGER | ANA PULSE 100 | ANA WIZ LTD | ASSET ONLY NO SERVICING REQUIRED | 2 | 2-Good | 2021
OXFT2481 | WARNEFORD HOSPITAL | PHYSICAL HEALTH LEADS | PULSE OXIMETER-FINGER | ANA PULSE 100 | ANA WIZ LTD | ASSET ONLY NO SERVICING REQUIRED | 2 | 2-Good | 2021
OXFT2482 | WARNEFORD HOSPITAL | PHYSICAL HEALTH LEADS | PULSE OXIMETER-FINGER | ANA PULSE 100 | ANA WIZ LTD | ASSET ONLY NO SERVICING REQUIRED | 2 | 2-Good | 2021
OXFT2471 | WARNEFORD HOSPITAL | PHYSICAL HEALTH LEADS | PULSE OXIMETER-FINGER | ANA PULSE 100 | ANA WIZ LTD | ASSET ONLY NO SERVICING REQUIRED | 2 | 2-Good | 2021
OXFT2472 | WARNEFORD HOSPITAL | PHYSICAL HEALTH LEADS | PULSE OXIMETER-FINGER | ANA PULSE 100 | ANA WIZ LTD | ASSET ONLY NO SERVICING REQUIRED | 2 | 2-Good | 2021
OXFT2473 | WARNEFORD HOSPITAL | PHYSICAL HEALTH LEADS | PULSE OXIMETER-FINGER | ANA PULSE 100 | ANA WIZ LTD | ASSET ONLY NO SERVICING REQUIRED | 2 | 2-Good | 2021
OXFT2486 | WARNEFORD HOSPITAL | PHYSICAL HEALTH LEADS | PULSE OXIMETER-FINGER | ANA PULSE 100 | ANA WIZ LTD | ASSET ONLY NO SERVICING REQUIRED | 2 | 2-Good | 2021
OXFT2487 | WARNEFORD HOSPITAL | PHYSICAL HEALTH LEADS | PULSE OXIMETER-FINGER | ANA PULSE 100 | ANA WIZ LTD | ASSET ONLY NO SERVICING REQUIRED | 2 | 2-Good | 2021
OXFT2488 | WARNEFORD HOSPITAL | PHYSICAL HEALTH LEADS | PULSE OXIMETER-FINGER | ANA PULSE 100 | ANA WIZ LTD | ASSET ONLY NO SERVICING REQUIRED | 2 | 2-Good | 2021
OXFT2477 | WARNEFORD HOSPITAL | PHYSICAL HEALTH LEADS | PULSE OXIMETER-FINGER | ANA PULSE 100 | ANA WIZ LTD | ASSET ONLY NO SERVICING REQUIRED | 2 | 2-Good | 2021
OXFT2478 | WARNEFORD HOSPITAL | PHYSICAL HEALTH LEADS | PULSE OXIMETER-FINGER | ANA PULSE 100 | ANA WIZ LTD | ASSET ONLY NO SERVICING REQUIRED | 2 | 2-Good | 2021
OXFT2479 | WARNEFORD HOSPITAL | PHYSICAL HEALTH LEADS | PULSE OXIMETER-FINGER | ANA PULSE 100 | ANA WIZ LTD | ASSET ONLY NO SERVICING REQUIRED | 2 | 2-Good | 2021
OXFT2492 | WARNEFORD HOSPITAL | PHYSICAL HEALTH LEADS | PULSE OXIMETER-FINGER | ANA PULSE 100 | ANA WIZ LTD | ASSET ONLY NO SERVICING REQUIRED | 2 | 2-Good | 2021
OXFT2493 | WARNEFORD HOSPITAL | PHYSICAL HEALTH LEADS | PULSE OXIMETER-FINGER | ANA PULSE 100 | ANA WIZ LTD | ASSET ONLY NO SERVICING REQUIRED | 2 | 2-Good | 2021
OXFT2494 | WARNEFORD HOSPITAL | PHYSICAL HEALTH LEADS | PULSE OXIMETER-FINGER | ANA PULSE 100 | ANA WIZ LTD | ASSET ONLY NO SERVICING REQUIRED | 2 | 2-Good | 2021
OXFT2483 | WARNEFORD HOSPITAL | PHYSICAL HEALTH LEADS | PULSE OXIMETER-FINGER | ANA PULSE 100 | ANA WIZ LTD | ASSET ONLY NO SERVICING REQUIRED | 2 | 2-Good | 2021
OXFT2484 | WARNEFORD HOSPITAL | PHYSICAL HEALTH LEADS | PULSE OXIMETER-FINGER | ANA PULSE 100 | ANA WIZ LTD | ASSET ONLY NO SERVICING REQUIRED | 2 | 2-Good | 2021
OXFT2485 | WARNEFORD HOSPITAL | PHYSICAL HEALTH LEADS | PULSE OXIMETER-FINGER | ANA PULSE 100 | ANA WIZ LTD | ASSET ONLY NO SERVICING REQUIRED | 2 | 2-Good | 2021
OXFT2498 | WARNEFORD HOSPITAL | PHYSICAL HEALTH LEADS | PULSE OXIMETER-FINGER | ANA PULSE 100 | ANA WIZ LTD | ASSET ONLY NO SERVICING REQUIRED | 2 | 2-Good | 2021
OXFT2499 | WARNEFORD HOSPITAL | PHYSICAL HEALTH LEADS | PULSE OXIMETER-FINGER | ANA PULSE 100 | ANA WIZ LTD | ASSET ONLY NO SERVICING REQUIRED | 2 | 2-Good | 2021
OXFT2500 | WARNEFORD HOSPITAL | PHYSICAL HEALTH LEADS | PULSE OXIMETER-FINGER | ANA PULSE 100 | ANA WIZ LTD | ASSET ONLY NO SERVICING REQUIRED | 2 | 2-Good | 2021
OXFT2489 | WARNEFORD HOSPITAL | PHYSICAL HEALTH LEADS | PULSE OXIMETER-FINGER | ANA PULSE 100 | ANA WIZ LTD | ASSET ONLY NO SERVICING REQUIRED | 2 | 2-Good | 2021
OXFT2490 | WARNEFORD HOSPITAL | PHYSICAL HEALTH LEADS | PULSE OXIMETER-FINGER | ANA PULSE 100 | ANA WIZ LTD | ASSET ONLY NO SERVICING REQUIRED | 2 | 2-Good | 2021
OXFT2491 | WARNEFORD HOSPITAL | PHYSICAL HEALTH LEADS | PULSE OXIMETER-FINGER | ANA PULSE 100 | ANA WIZ LTD | ASSET ONLY NO SERVICING REQUIRED | 2 | 2-Good | 2021
OXFT2504 | WARNEFORD HOSPITAL | PHYSICAL HEALTH LEADS | PULSE OXIMETER-FINGER | ANA PULSE 100 | ANA WIZ LTD | ASSET ONLY NO SERVICING REQUIRED | 2 | 2-Good | 2021
OXFT2505 | WARNEFORD HOSPITAL | PHYSICAL HEALTH LEADS | PULSE OXIMETER-FINGER | ANA PULSE 100 | ANA WIZ LTD | ASSET ONLY NO SERVICING REQUIRED | 2 | 2-Good | 2021
OXFT2506 | WARNEFORD HOSPITAL | PHYSICAL HEALTH LEADS | PULSE OXIMETER-FINGER | ANA PULSE 100 | ANA WIZ LTD | ASSET ONLY NO SERVICING REQUIRED | 2 | 2-Good | 2021
OXFT2495 | WARNEFORD HOSPITAL | PHYSICAL HEALTH LEADS | PULSE OXIMETER-FINGER | ANA PULSE 100 | ANA WIZ LTD | ASSET ONLY NO SERVICING REQUIRED | 2 | 2-Good | 2021
OXFT2496 | WARNEFORD HOSPITAL | PHYSICAL HEALTH LEADS | PULSE OXIMETER-FINGER | ANA PULSE 100 | ANA WIZ LTD | ASSET ONLY NO SERVICING REQUIRED | 2 | 2-Good | 2021
OXFT2497 | WARNEFORD HOSPITAL | PHYSICAL HEALTH LEADS | PULSE OXIMETER-FINGER | ANA PULSE 100 | ANA WIZ LTD | ASSET ONLY NO SERVICING REQUIRED | 2 | 2-Good | 2021
OXFT2510 | WARNEFORD HOSPITAL | PHYSICAL HEALTH LEADS | PULSE OXIMETER-FINGER | ANA PULSE 100 | ANA WIZ LTD | ASSET ONLY NO SERVICING REQUIRED | 2 | 2-Good | 2021
OXFT2511 | WARNEFORD HOSPITAL | PHYSICAL HEALTH LEADS | PULSE OXIMETER-FINGER | ANA PULSE 100 | ANA WIZ LTD | ASSET ONLY NO SERVICING REQUIRED | 2 | 2-Good | 2021
OXFT2512 | WARNEFORD HOSPITAL | PHYSICAL HEALTH LEADS | PULSE OXIMETER-FINGER | ANA PULSE 100 | ANA WIZ LTD | ASSET ONLY NO SERVICING REQUIRED | 2 | 2-Good | 2021
OXFT2501 | WARNEFORD HOSPITAL | PHYSICAL HEALTH LEADS | PULSE OXIMETER-FINGER | ANA PULSE 100 | ANA WIZ LTD | ASSET ONLY NO SERVICING REQUIRED | 2 | 2-Good | 2021
OXFT2502 | WARNEFORD HOSPITAL | PHYSICAL HEALTH LEADS | PULSE OXIMETER-FINGER | ANA PULSE 100 | ANA WIZ LTD | ASSET ONLY NO SERVICING REQUIRED | 2 | 2-Good | 2021
OXFT2503 | WARNEFORD HOSPITAL | PHYSICAL HEALTH LEADS | PULSE OXIMETER-FINGER | ANA PULSE 100 | ANA WIZ LTD | ASSET ONLY NO SERVICING REQUIRED | 2 | 2-Good | 2021
OXFT2516 | WARNEFORD HOSPITAL | PHYSICAL HEALTH LEADS | PULSE OXIMETER-FINGER | ANA PULSE 100 | ANA WIZ LTD | ASSET ONLY NO SERVICING REQUIRED | 2 | 2-Good | 2021
OXFT2517 | WARNEFORD HOSPITAL | PHYSICAL HEALTH LEADS | PULSE OXIMETER-FINGER | ANA PULSE 100 | ANA WIZ LTD | ASSET ONLY NO SERVICING REQUIRED | 2 | 2-Good | 2021
OXFT2518 | WARNEFORD HOSPITAL | PHYSICAL HEALTH LEADS | PULSE OXIMETER-FINGER | ANA PULSE 100 | ANA WIZ LTD | ASSET ONLY NO SERVICING REQUIRED | 2 | 2-Good | 2021
OXFT2507 | WARNEFORD HOSPITAL | PHYSICAL HEALTH LEADS | PULSE OXIMETER-FINGER | ANA PULSE 100 | ANA WIZ LTD | ASSET ONLY NO SERVICING REQUIRED | 2 | 2-Good | 2021
OXFT2508 | WARNEFORD HOSPITAL | PHYSICAL HEALTH LEADS | PULSE OXIMETER-FINGER | ANA PULSE 100 | ANA WIZ LTD | ASSET ONLY NO SERVICING REQUIRED | 2 | 2-Good | 2021
OXFT2509 | WARNEFORD HOSPITAL | PHYSICAL HEALTH LEADS | PULSE OXIMETER-FINGER | ANA PULSE 100 | ANA WIZ LTD | ASSET ONLY NO SERVICING REQUIRED | 2 | 2-Good | 2021
OXFT2522 | WARNEFORD HOSPITAL | PHYSICAL HEALTH LEADS | PULSE OXIMETER-FINGER | ANA PULSE 100 | ANA WIZ LTD | ASSET ONLY NO SERVICING REQUIRED | 2 | 2-Good | 2021
OXFT2523 | WARNEFORD HOSPITAL | PHYSICAL HEALTH LEADS | PULSE OXIMETER-FINGER | ANA PULSE 100 | ANA WIZ LTD | ASSET ONLY NO SERVICING REQUIRED | 2 | 2-Good | 2021
OXFT2524 | WARNEFORD HOSPITAL | PHYSICAL HEALTH LEADS | PULSE OXIMETER-FINGER | ANA PULSE 100 | ANA WIZ LTD | ASSET ONLY NO SERVICING REQUIRED | 2 | 2-Good | 2021
OXFT2513 | WARNEFORD HOSPITAL | PHYSICAL HEALTH LEADS | PULSE OXIMETER-FINGER | ANA PULSE 100 | ANA WIZ LTD | ASSET ONLY NO SERVICING REQUIRED | 2 | 2-Good | 2021
OXFT2514 | WARNEFORD HOSPITAL | PHYSICAL HEALTH LEADS | PULSE OXIMETER-FINGER | ANA PULSE 100 | ANA WIZ LTD | ASSET ONLY NO SERVICING REQUIRED | 2 | 2-Good | 2021
OXFT2515 | WARNEFORD HOSPITAL | PHYSICAL HEALTH LEADS | PULSE OXIMETER-FINGER | ANA PULSE 100 | ANA WIZ LTD | ASSET ONLY NO SERVICING REQUIRED | 2 | 2-Good | 2021
OXFT2528 | WARNEFORD HOSPITAL | PHYSICAL HEALTH LEADS | PULSE OXIMETER-FINGER | ANA PULSE 100 | ANA WIZ LTD | ASSET ONLY NO SERVICING REQUIRED | 2 | 2-Good | 2021
OXFT2529 | WARNEFORD HOSPITAL | PHYSICAL HEALTH LEADS | PULSE OXIMETER-FINGER | ANA PULSE 100 | ANA WIZ LTD | ASSET ONLY NO SERVICING REQUIRED | 2 | 2-Good | 2021
OXFT2530 | WARNEFORD HOSPITAL | PHYSICAL HEALTH LEADS | PULSE OXIMETER-FINGER | ANA PULSE 100 | ANA WIZ LTD | ASSET ONLY NO SERVICING REQUIRED | 2 | 2-Good | 2021
OXFT2519 | WARNEFORD HOSPITAL | PHYSICAL HEALTH LEADS | PULSE OXIMETER-FINGER | ANA PULSE 100 | ANA WIZ LTD | ASSET ONLY NO SERVICING REQUIRED | 2 | 2-Good | 2021
OXFT2520 | WARNEFORD HOSPITAL | PHYSICAL HEALTH LEADS | PULSE OXIMETER-FINGER | ANA PULSE 100 | ANA WIZ LTD | ASSET ONLY NO SERVICING REQUIRED | 2 | 2-Good | 2021
OXFT2521 | WARNEFORD HOSPITAL | PHYSICAL HEALTH LEADS | PULSE OXIMETER-FINGER | ANA PULSE 100 | ANA WIZ LTD | ASSET ONLY NO SERVICING REQUIRED | 2 | 2-Good | 2021
OXFT2534 | WARNEFORD HOSPITAL | PHYSICAL HEALTH LEADS | PULSE OXIMETER-FINGER | ANA PULSE 100 | ANA WIZ LTD | ASSET ONLY NO SERVICING REQUIRED | 2 | 2-Good | 2021
OXFT2535 | WARNEFORD HOSPITAL | PHYSICAL HEALTH LEADS | PULSE OXIMETER-FINGER | ANA PULSE 100 | ANA WIZ LTD | ASSET ONLY NO SERVICING REQUIRED | 2 | 2-Good | 2021
OXFT2536 | WARNEFORD HOSPITAL | PHYSICAL HEALTH LEADS | PULSE OXIMETER-FINGER | ANA PULSE 100 | ANA WIZ LTD | ASSET ONLY NO SERVICING REQUIRED | 2 | 2-Good | 2021
OXFT2525 | WARNEFORD HOSPITAL | PHYSICAL HEALTH LEADS | PULSE OXIMETER-FINGER | ANA PULSE 100 | ANA WIZ LTD | ASSET ONLY NO SERVICING REQUIRED | 2 | 2-Good | 2021
OXFT2526 | WARNEFORD HOSPITAL | PHYSICAL HEALTH LEADS | PULSE OXIMETER-FINGER | ANA PULSE 100 | ANA WIZ LTD | ASSET ONLY NO SERVICING REQUIRED | 2 | 2-Good | 2021
OXFT2527 | WARNEFORD HOSPITAL | PHYSICAL HEALTH LEADS | PULSE OXIMETER-FINGER | ANA PULSE 100 | ANA WIZ LTD | ASSET ONLY NO SERVICING REQUIRED | 2 | 2-Good | 2021
OXFT2540 | WARNEFORD HOSPITAL | PHYSICAL HEALTH LEADS | PULSE OXIMETER-FINGER | ANA PULSE 100 | ANA WIZ LTD | ASSET ONLY NO SERVICING REQUIRED | 2 | 2-Good | 2021
OXFT2541 | WARNEFORD HOSPITAL | PHYSICAL HEALTH LEADS | PULSE OXIMETER-FINGER | ANA PULSE 100 | ANA WIZ LTD | ASSET ONLY NO SERVICING REQUIRED | 2 | 2-Good | 2021
OXFT2542 | WARNEFORD HOSPITAL | PHYSICAL HEALTH LEADS | PULSE OXIMETER-FINGER | ANA PULSE 100 | ANA WIZ LTD | ASSET ONLY NO SERVICING REQUIRED | 2 | 2-Good | 2021
OXFT2531 | WARNEFORD HOSPITAL | PHYSICAL HEALTH LEADS | PULSE OXIMETER-FINGER | ANA PULSE 100 | ANA WIZ LTD | ASSET ONLY NO SERVICING REQUIRED | 2 | 2-Good | 2021
OXFT2532 | WARNEFORD HOSPITAL | PHYSICAL HEALTH LEADS | PULSE OXIMETER-FINGER | ANA PULSE 100 | ANA WIZ LTD | ASSET ONLY NO SERVICING REQUIRED | 2 | 2-Good | 2021
OXFT2533 | WARNEFORD HOSPITAL | PHYSICAL HEALTH LEADS | PULSE OXIMETER-FINGER | ANA PULSE 100 | ANA WIZ LTD | ASSET ONLY NO SERVICING REQUIRED | 2 | 2-Good | 2021
OXFT2546 | WARNEFORD HOSPITAL | PHYSICAL HEALTH LEADS | PULSE OXIMETER-FINGER | ANA PULSE 100 | ANA WIZ LTD | ASSET ONLY NO SERVICING REQUIRED | 2 | 2-Good | 2021
OXFT2547 | WARNEFORD HOSPITAL | PHYSICAL HEALTH LEADS | PULSE OXIMETER-FINGER | ANA PULSE 100 | ANA WIZ LTD | ASSET ONLY NO SERVICING REQUIRED | 2 | 2-Good | 2021
OXFT2548 | WARNEFORD HOSPITAL | PHYSICAL HEALTH LEADS | PULSE OXIMETER-FINGER | ANA PULSE 100 | ANA WIZ LTD | ASSET ONLY NO SERVICING REQUIRED | 2 | 2-Good | 2021
OXFT2537 | WARNEFORD HOSPITAL | PHYSICAL HEALTH LEADS | PULSE OXIMETER-FINGER | ANA PULSE 100 | ANA WIZ LTD | ASSET ONLY NO SERVICING REQUIRED | 2 | 2-Good | 2021
OXFT2538 | WARNEFORD HOSPITAL | PHYSICAL HEALTH LEADS | PULSE OXIMETER-FINGER | ANA PULSE 100 | ANA WIZ LTD | ASSET ONLY NO SERVICING REQUIRED | 2 | 2-Good | 2021
OXFT2539 | WARNEFORD HOSPITAL | PHYSICAL HEALTH LEADS | PULSE OXIMETER-FINGER | ANA PULSE 100 | ANA WIZ LTD | ASSET ONLY NO SERVICING REQUIRED | 2 | 2-Good | 2021
OXFT2552 | WARNEFORD HOSPITAL | PHYSICAL HEALTH LEADS | PULSE OXIMETER-FINGER | ANA PULSE 100 | ANA WIZ LTD | ASSET ONLY NO SERVICING REQUIRED | 2 | 2-Good | 2021
OXFT2553 | WARNEFORD HOSPITAL | PHYSICAL HEALTH LEADS | PULSE OXIMETER-FINGER | ANA PULSE 100 | ANA WIZ LTD | ASSET ONLY NO SERVICING REQUIRED | 2 | 2-Good | 2021
OXFT2554 | WARNEFORD HOSPITAL | PHYSICAL HEALTH LEADS | PULSE OXIMETER-FINGER | ANA PULSE 100 | ANA WIZ LTD | ASSET ONLY NO SERVICING REQUIRED | 2 | 2-Good | 2021
OXFT2543 | WARNEFORD HOSPITAL | PHYSICAL HEALTH LEADS | PULSE OXIMETER-FINGER | ANA PULSE 100 | ANA WIZ LTD | ASSET ONLY NO SERVICING REQUIRED | 2 | 2-Good | 2021
OXFT2544 | WARNEFORD HOSPITAL | PHYSICAL HEALTH LEADS | PULSE OXIMETER-FINGER | ANA PULSE 100 | ANA WIZ LTD | ASSET ONLY NO SERVICING REQUIRED | 2 | 2-Good | 2021
OXFT2545 | WARNEFORD HOSPITAL | PHYSICAL HEALTH LEADS | PULSE OXIMETER-FINGER | ANA PULSE 100 | ANA WIZ LTD | ASSET ONLY NO SERVICING REQUIRED | 2 | 2-Good | 2021
OXFT2558 | WARNEFORD HOSPITAL | PHYSICAL HEALTH LEADS | PULSE OXIMETER-FINGER | ANA PULSE 100 | ANA WIZ LTD | ASSET ONLY NO SERVICING REQUIRED | 2 | 2-Good | 2021
OXFT2559 | WARNEFORD HOSPITAL | PHYSICAL HEALTH LEADS | PULSE OXIMETER-FINGER | ANA PULSE 100 | ANA WIZ LTD | ASSET ONLY NO SERVICING REQUIRED | 2 | 2-Good | 2021
OXFT2560 | WARNEFORD HOSPITAL | PHYSICAL HEALTH LEADS | PULSE OXIMETER-FINGER | ANA PULSE 100 | ANA WIZ LTD | ASSET ONLY NO SERVICING REQUIRED | 2 | 2-Good | 2021
OXFT2549 | WARNEFORD HOSPITAL | PHYSICAL HEALTH LEADS | PULSE OXIMETER-FINGER | ANA PULSE 100 | ANA WIZ LTD | ASSET ONLY NO SERVICING REQUIRED | 2 | 2-Good | 2021
OXFT2550 | WARNEFORD HOSPITAL | PHYSICAL HEALTH LEADS | PULSE OXIMETER-FINGER | ANA PULSE 100 | ANA WIZ LTD | ASSET ONLY NO SERVICING REQUIRED | 2 | 2-Good | 2021
OXFT2551 | WARNEFORD HOSPITAL | PHYSICAL HEALTH LEADS | PULSE OXIMETER-FINGER | ANA PULSE 100 | ANA WIZ LTD | ASSET ONLY NO SERVICING REQUIRED | 2 | 2-Good | 2021
OXFT2564 | WARNEFORD HOSPITAL | PHYSICAL HEALTH LEADS | PULSE OXIMETER-FINGER | ANA PULSE 100 | ANA WIZ LTD | ASSET ONLY NO SERVICING REQUIRED | 2 | 2-Good | 2021
OXFT2565 | WARNEFORD HOSPITAL | PHYSICAL HEALTH LEADS | PULSE OXIMETER-FINGER | ANA PULSE 100 | ANA WIZ LTD | ASSET ONLY NO SERVICING REQUIRED | 2 | 2-Good | 2021
OXFT2566 | WARNEFORD HOSPITAL | PHYSICAL HEALTH LEADS | PULSE OXIMETER-FINGER | ANA PULSE 100 | ANA WIZ LTD | ASSET ONLY NO SERVICING REQUIRED | 2 | 2-Good | 2021
OXFT2555 | WARNEFORD HOSPITAL | PHYSICAL HEALTH LEADS | PULSE OXIMETER-FINGER | ANA PULSE 100 | ANA WIZ LTD | ASSET ONLY NO SERVICING REQUIRED | 2 | 2-Good | 2021
OXFT2556 | WARNEFORD HOSPITAL | PHYSICAL HEALTH LEADS | PULSE OXIMETER-FINGER | ANA PULSE 100 | ANA WIZ LTD | ASSET ONLY NO SERVICING REQUIRED | 2 | 2-Good | 2021
OXFT2557 | WARNEFORD HOSPITAL | PHYSICAL HEALTH LEADS | PULSE OXIMETER-FINGER | ANA PULSE 100 | ANA WIZ LTD | ASSET ONLY NO SERVICING REQUIRED | 2 | 2-Good | 2021
OXFT2570 | WARNEFORD HOSPITAL | PHYSICAL HEALTH LEADS | PULSE OXIMETER-FINGER | ANA PULSE 100 | ANA WIZ LTD | ASSET ONLY NO SERVICING REQUIRED | 2 | 2-Good | 2021
OXFT2571 | WARNEFORD HOSPITAL | PHYSICAL HEALTH LEADS | PULSE OXIMETER-FINGER | ANA PULSE 100 | ANA WIZ LTD | ASSET ONLY NO SERVICING REQUIRED | 2 | 2-Good | 2021
OXFT2572 | WARNEFORD HOSPITAL | PHYSICAL HEALTH LEADS | PULSE OXIMETER-FINGER | ANA PULSE 100 | ANA WIZ LTD | ASSET ONLY NO SERVICING REQUIRED | 2 | 2-Good | 2021
OXFT2561 | WARNEFORD HOSPITAL | PHYSICAL HEALTH LEADS | PULSE OXIMETER-FINGER | ANA PULSE 100 | ANA WIZ LTD | ASSET ONLY NO SERVICING REQUIRED | 2 | 2-Good | 2021
OXFT2562 | WARNEFORD HOSPITAL | PHYSICAL HEALTH LEADS | PULSE OXIMETER-FINGER | ANA PULSE 100 | ANA WIZ LTD | ASSET ONLY NO SERVICING REQUIRED | 2 | 2-Good | 2021
OXFT2563 | WARNEFORD HOSPITAL | PHYSICAL HEALTH LEADS | PULSE OXIMETER-FINGER | ANA PULSE 100 | ANA WIZ LTD | ASSET ONLY NO SERVICING REQUIRED | 2 | 2-Good | 2021
OXFT2576 | WARNEFORD HOSPITAL | PHYSICAL HEALTH LEADS | PULSE OXIMETER-FINGER | ANA PULSE 100 | ANA WIZ LTD | ASSET ONLY NO SERVICING REQUIRED | 2 | 2-Good | 2021
OXFT2577 | WARNEFORD HOSPITAL | PHYSICAL HEALTH LEADS | PULSE OXIMETER-FINGER | ANA PULSE 100 | ANA WIZ LTD | ASSET ONLY NO SERVICING REQUIRED | 2 | 2-Good | 2021
OXFT2578 | WARNEFORD HOSPITAL | PHYSICAL HEALTH LEADS | PULSE OXIMETER-FINGER | ANA PULSE 100 | ANA WIZ LTD | ASSET ONLY NO SERVICING REQUIRED | 2 | 2-Good | 2021
OXFT2567 | WARNEFORD HOSPITAL | PHYSICAL HEALTH LEADS | PULSE OXIMETER-FINGER | ANA PULSE 100 | ANA WIZ LTD | ASSET ONLY NO SERVICING REQUIRED | 2 | 2-Good | 2021
OXFT2568 | WARNEFORD HOSPITAL | PHYSICAL HEALTH LEADS | PULSE OXIMETER-FINGER | ANA PULSE 100 | ANA WIZ LTD | ASSET ONLY NO SERVICING REQUIRED | 2 | 2-Good | 2021
OXFT2569 | WARNEFORD HOSPITAL | PHYSICAL HEALTH LEADS | PULSE OXIMETER-FINGER | ANA PULSE 100 | ANA WIZ LTD | ASSET ONLY NO SERVICING REQUIRED | 2 | 2-Good | 2021
OXFT2582 | WARNEFORD HOSPITAL | PHYSICAL HEALTH LEADS | PULSE OXIMETER-FINGER | ANA PULSE 100 | ANA WIZ LTD | ASSET ONLY NO SERVICING REQUIRED | 2 | 2-Good | 2021
OXFT2583 | WARNEFORD HOSPITAL | PHYSICAL HEALTH LEADS | PULSE OXIMETER-FINGER | ANA PULSE 100 | ANA WIZ LTD | ASSET ONLY NO SERVICING REQUIRED | 2 | 2-Good | 2021
OXFT2584 | WARNEFORD HOSPITAL | PHYSICAL HEALTH LEADS | PULSE OXIMETER-FINGER | ANA PULSE 100 | ANA WIZ LTD | ASSET ONLY NO SERVICING REQUIRED | 2 | 2-Good | 2021
OXFT2573 | WARNEFORD HOSPITAL | PHYSICAL HEALTH LEADS | PULSE OXIMETER-FINGER | ANA PULSE 100 | ANA WIZ LTD | ASSET ONLY NO SERVICING REQUIRED | 2 | 2-Good | 2021
OXFT2574 | WARNEFORD HOSPITAL | PHYSICAL HEALTH LEADS | PULSE OXIMETER-FINGER | ANA PULSE 100 | ANA WIZ LTD | ASSET ONLY NO SERVICING REQUIRED | 2 | 2-Good | 2021
OXFT2575 | WARNEFORD HOSPITAL | PHYSICAL HEALTH LEADS | PULSE OXIMETER-FINGER | ANA PULSE 100 | ANA WIZ LTD | ASSET ONLY NO SERVICING REQUIRED | 2 | 2-Good | 2021
OXFT2588 | WARNEFORD HOSPITAL | PHYSICAL HEALTH LEADS | PULSE OXIMETER-FINGER | ANA PULSE 100 | ANA WIZ LTD | ASSET ONLY NO SERVICING REQUIRED | 2 | 2-Good | 2021
OXFT2589 | WARNEFORD HOSPITAL | PHYSICAL HEALTH LEADS | PULSE OXIMETER-FINGER | ANA PULSE 100 | ANA WIZ LTD | ASSET ONLY NO SERVICING REQUIRED | 2 | 2-Good | 2021
OXFT2590 | WARNEFORD HOSPITAL | PHYSICAL HEALTH LEADS | PULSE OXIMETER-FINGER | ANA PULSE 100 | ANA WIZ LTD | ASSET ONLY NO SERVICING REQUIRED | 2 | 2-Good | 2021
OXFT2579 | WARNEFORD HOSPITAL | PHYSICAL HEALTH LEADS | PULSE OXIMETER-FINGER | ANA PULSE 100 | ANA WIZ LTD | ASSET ONLY NO SERVICING REQUIRED | 2 | 2-Good | 2021
OXFT2580 | WARNEFORD HOSPITAL | PHYSICAL HEALTH LEADS | PULSE OXIMETER-FINGER | ANA PULSE 100 | ANA WIZ LTD | ASSET ONLY NO SERVICING REQUIRED | 2 | 2-Good | 2021
OXFT2581 | WARNEFORD HOSPITAL | PHYSICAL HEALTH LEADS | PULSE OXIMETER-FINGER | ANA PULSE 100 | ANA WIZ LTD | ASSET ONLY NO SERVICING REQUIRED | 2 | 2-Good | 2021
OXFT2594 | WARNEFORD HOSPITAL | PHYSICAL HEALTH LEADS | PULSE OXIMETER-FINGER | ANA PULSE 100 | ANA WIZ LTD | ASSET ONLY NO SERVICING REQUIRED | 2 | 2-Good | 2021
OXFT2595 | WARNEFORD HOSPITAL | PHYSICAL HEALTH LEADS | PULSE OXIMETER-FINGER | ANA PULSE 100 | ANA WIZ LTD | ASSET ONLY NO SERVICING REQUIRED | 2 | 2-Good | 2021
OXFT2596 | WARNEFORD HOSPITAL | PHYSICAL HEALTH LEADS | PULSE OXIMETER-FINGER | ANA PULSE 100 | ANA WIZ LTD | ASSET ONLY NO SERVICING REQUIRED | 2 | 2-Good | 2021
OXFT2585 | WARNEFORD HOSPITAL | PHYSICAL HEALTH LEADS | PULSE OXIMETER-FINGER | ANA PULSE 100 | ANA WIZ LTD | ASSET ONLY NO SERVICING REQUIRED | 2 | 2-Good | 2021
OXFT2586 | WARNEFORD HOSPITAL | PHYSICAL HEALTH LEADS | PULSE OXIMETER-FINGER | ANA PULSE 100 | ANA WIZ LTD | ASSET ONLY NO SERVICING REQUIRED | 2 | 2-Good | 2021
OXFT2587 | WARNEFORD HOSPITAL | PHYSICAL HEALTH LEADS | PULSE OXIMETER-FINGER | ANA PULSE 100 | ANA WIZ LTD | ASSET ONLY NO SERVICING REQUIRED | 2 | 2-Good | 2021
OXFT2600 | WARNEFORD HOSPITAL | PHYSICAL HEALTH LEADS | PULSE OXIMETER-FINGER | ANA PULSE 100 | ANA WIZ LTD | ASSET ONLY NO SERVICING REQUIRED | 2 | 2-Good | 2021
OXFT2601 | WARNEFORD HOSPITAL | PHYSICAL HEALTH LEADS | PULSE OXIMETER-FINGER | ANA PULSE 100 | ANA WIZ LTD | ASSET ONLY NO SERVICING REQUIRED | 2 | 2-Good | 2021
OXFT2602 | WARNEFORD HOSPITAL | PHYSICAL HEALTH LEADS | PULSE OXIMETER-FINGER | ANA PULSE 100 | ANA WIZ LTD | ASSET ONLY NO SERVICING REQUIRED | 2 | 2-Good | 2021
OXFT2591 | WARNEFORD HOSPITAL | PHYSICAL HEALTH LEADS | PULSE OXIMETER-FINGER | ANA PULSE 100 | ANA WIZ LTD | ASSET ONLY NO SERVICING REQUIRED | 2 | 2-Good | 2021
OXFT2592 | WARNEFORD HOSPITAL | PHYSICAL HEALTH LEADS | PULSE OXIMETER-FINGER | ANA PULSE 100 | ANA WIZ LTD | ASSET ONLY NO SERVICING REQUIRED | 2 | 2-Good | 2021
OXFT2593 | WARNEFORD HOSPITAL | PHYSICAL HEALTH LEADS | PULSE OXIMETER-FINGER | ANA PULSE 100 | ANA WIZ LTD | ASSET ONLY NO SERVICING REQUIRED | 2 | 2-Good | 2021
OXFT2606 | WARNEFORD HOSPITAL | PHYSICAL HEALTH LEADS | PULSE OXIMETER-FINGER | ANA PULSE 100 | ANA WIZ LTD | ASSET ONLY NO SERVICING REQUIRED | 2 | 2-Good | 2021
OXFT2607 | WARNEFORD HOSPITAL | PHYSICAL HEALTH LEADS | PULSE OXIMETER-FINGER | ANA PULSE 100 | ANA WIZ LTD | ASSET ONLY NO SERVICING REQUIRED | 2 | 2-Good | 2021
OXFT2608 | WARNEFORD HOSPITAL | PHYSICAL HEALTH LEADS | PULSE OXIMETER-FINGER | ANA PULSE 100 | ANA WIZ LTD | ASSET ONLY NO SERVICING REQUIRED | 2 | 2-Good | 2021
OXFT2597 | WARNEFORD HOSPITAL | PHYSICAL HEALTH LEADS | PULSE OXIMETER-FINGER | ANA PULSE 100 | ANA WIZ LTD | ASSET ONLY NO SERVICING REQUIRED | 2 | 2-Good | 2021
OXFT2598 | WARNEFORD HOSPITAL | PHYSICAL HEALTH LEADS | PULSE OXIMETER-FINGER | ANA PULSE 100 | ANA WIZ LTD | ASSET ONLY NO SERVICING REQUIRED | 2 | 2-Good | 2021
OXFT2599 | WARNEFORD HOSPITAL | PHYSICAL HEALTH LEADS | PULSE OXIMETER-FINGER | ANA PULSE 100 | ANA WIZ LTD | ASSET ONLY NO SERVICING REQUIRED | 2 | 2-Good | 2021
OXFT2612 | WARNEFORD HOSPITAL | PHYSICAL HEALTH LEADS | PULSE OXIMETER-FINGER | ANA PULSE 100 | ANA WIZ LTD | ASSET ONLY NO SERVICING REQUIRED | 2 | 2-Good | 2021
OXFT2613 | WARNEFORD HOSPITAL | PHYSICAL HEALTH LEADS | PULSE OXIMETER-FINGER | ANA PULSE 100 | ANA WIZ LTD | ASSET ONLY NO SERVICING REQUIRED | 2 | 2-Good | 2021
OXFT2614 | WARNEFORD HOSPITAL | PHYSICAL HEALTH LEADS | PULSE OXIMETER-FINGER | ANA PULSE 100 | ANA WIZ LTD | ASSET ONLY NO SERVICING REQUIRED | 2 | 2-Good | 2021
OXFT2603 | WARNEFORD HOSPITAL | PHYSICAL HEALTH LEADS | PULSE OXIMETER-FINGER | ANA PULSE 100 | ANA WIZ LTD | ASSET ONLY NO SERVICING REQUIRED | 2 | 2-Good | 2021
OXFT2604 | WARNEFORD HOSPITAL | PHYSICAL HEALTH LEADS | PULSE OXIMETER-FINGER | ANA PULSE 100 | ANA WIZ LTD | ASSET ONLY NO SERVICING REQUIRED | 2 | 2-Good | 2021
OXFT2605 | WARNEFORD HOSPITAL | PHYSICAL HEALTH LEADS | PULSE OXIMETER-FINGER | ANA PULSE 100 | ANA WIZ LTD | ASSET ONLY NO SERVICING REQUIRED | 2 | 2-Good | 2021
OXFT2618 | WARNEFORD HOSPITAL | PHYSICAL HEALTH LEADS | PULSE OXIMETER-FINGER | ANA PULSE 100 | ANA WIZ LTD | ASSET ONLY NO SERVICING REQUIRED | 2 | 2-Good | 2021
OXFT2619 | WARNEFORD HOSPITAL | PHYSICAL HEALTH LEADS | PULSE OXIMETER-FINGER | ANA PULSE 100 | ANA WIZ LTD | ASSET ONLY NO SERVICING REQUIRED | 2 | 2-Good | 2021
OXFT2620 | WARNEFORD HOSPITAL | PHYSICAL HEALTH LEADS | PULSE OXIMETER-FINGER | ANA PULSE 100 | ANA WIZ LTD | ASSET ONLY NO SERVICING REQUIRED | 2 | 2-Good | 2021
OXFT2609 | WARNEFORD HOSPITAL | PHYSICAL HEALTH LEADS | PULSE OXIMETER-FINGER | ANA PULSE 100 | ANA WIZ LTD | ASSET ONLY NO SERVICING REQUIRED | 2 | 2-Good | 2021
OXFT2610 | WARNEFORD HOSPITAL | PHYSICAL HEALTH LEADS | PULSE OXIMETER-FINGER | ANA PULSE 100 | ANA WIZ LTD | ASSET ONLY NO SERVICING REQUIRED | 2 | 2-Good | 2021
OXFT2611 | WARNEFORD HOSPITAL | PHYSICAL HEALTH LEADS | PULSE OXIMETER-FINGER | ANA PULSE 100 | ANA WIZ LTD | ASSET ONLY NO SERVICING REQUIRED | 2 | 2-Good | 2021
OXFT2624 | WARNEFORD HOSPITAL | PHYSICAL HEALTH LEADS | PULSE OXIMETER-FINGER | ANA PULSE 100 | ANA WIZ LTD | ASSET ONLY NO SERVICING REQUIRED | 2 | 2-Good | 2021
OXFT2625 | WARNEFORD HOSPITAL | PHYSICAL HEALTH LEADS | PULSE OXIMETER-FINGER | ANA PULSE 100 | ANA WIZ LTD | ASSET ONLY NO SERVICING REQUIRED | 2 | 2-Good | 2021
OXFT2626 | WARNEFORD HOSPITAL | PHYSICAL HEALTH LEADS | PULSE OXIMETER-FINGER | ANA PULSE 100 | ANA WIZ LTD | ASSET ONLY NO SERVICING REQUIRED | 2 | 2-Good | 2021
OXFT2615 | WARNEFORD HOSPITAL | PHYSICAL HEALTH LEADS | PULSE OXIMETER-FINGER | ANA PULSE 100 | ANA WIZ LTD | ASSET ONLY NO SERVICING REQUIRED | 2 | 2-Good | 2021
OXFT2616 | WARNEFORD HOSPITAL | PHYSICAL HEALTH LEADS | PULSE OXIMETER-FINGER | ANA PULSE 100 | ANA WIZ LTD | ASSET ONLY NO SERVICING REQUIRED | 2 | 2-Good | 2021
OXFT2617 | WARNEFORD HOSPITAL | PHYSICAL HEALTH LEADS | PULSE OXIMETER-FINGER | ANA PULSE 100 | ANA WIZ LTD | ASSET ONLY NO SERVICING REQUIRED | 2 | 2-Good | 2021
OXFT2630 | WARNEFORD HOSPITAL | PHYSICAL HEALTH LEADS | PULSE OXIMETER-FINGER | ANA PULSE 100 | ANA WIZ LTD | ASSET ONLY NO SERVICING REQUIRED | 2 | 2-Good | 2021
OXFT2631 | WARNEFORD HOSPITAL | PHYSICAL HEALTH LEADS | PULSE OXIMETER-FINGER | ANA PULSE 100 | ANA WIZ LTD | ASSET ONLY NO SERVICING REQUIRED | 2 | 2-Good | 2021
OXFT2632 | WARNEFORD HOSPITAL | PHYSICAL HEALTH LEADS | PULSE OXIMETER-FINGER | ANA PULSE 100 | ANA WIZ LTD | ASSET ONLY NO SERVICING REQUIRED | 2 | 2-Good | 2021
OXFT2621 | WARNEFORD HOSPITAL | PHYSICAL HEALTH LEADS | PULSE OXIMETER-FINGER | ANA PULSE 100 | ANA WIZ LTD | ASSET ONLY NO SERVICING REQUIRED | 2 | 2-Good | 2021
OXFT2622 | WARNEFORD HOSPITAL | PHYSICAL HEALTH LEADS | PULSE OXIMETER-FINGER | ANA PULSE 100 | ANA WIZ LTD | ASSET ONLY NO SERVICING REQUIRED | 2 | 2-Good | 2021
OXFT2623 | WARNEFORD HOSPITAL | PHYSICAL HEALTH LEADS | PULSE OXIMETER-FINGER | ANA PULSE 100 | ANA WIZ LTD | ASSET ONLY NO SERVICING REQUIRED | 2 | 2-Good | 2021
OXFT2636 | WARNEFORD HOSPITAL | PHYSICAL HEALTH LEADS | PULSE OXIMETER-FINGER | ANA PULSE 100 | ANA WIZ LTD | ASSET ONLY NO SERVICING REQUIRED | 2 | 2-Good | 2021
OXFT2637 | WARNEFORD HOSPITAL | PHYSICAL HEALTH LEADS | PULSE OXIMETER-FINGER | ANA PULSE 100 | ANA WIZ LTD | ASSET ONLY NO SERVICING REQUIRED | 2 | 2-Good | 2021
OXFT2638 | WARNEFORD HOSPITAL | PHYSICAL HEALTH LEADS | PULSE OXIMETER-FINGER | ANA PULSE 100 | ANA WIZ LTD | ASSET ONLY NO SERVICING REQUIRED | 2 | 2-Good | 2021
OXFT2627 | WARNEFORD HOSPITAL | PHYSICAL HEALTH LEADS | PULSE OXIMETER-FINGER | ANA PULSE 100 | ANA WIZ LTD | ASSET ONLY NO SERVICING REQUIRED | 2 | 2-Good | 2021
OXFT2628 | WARNEFORD HOSPITAL | PHYSICAL HEALTH LEADS | PULSE OXIMETER-FINGER | ANA PULSE 100 | ANA WIZ LTD | ASSET ONLY NO SERVICING REQUIRED | 2 | 2-Good | 2021
OXFT2629 | WARNEFORD HOSPITAL | PHYSICAL HEALTH LEADS | PULSE OXIMETER-FINGER | ANA PULSE 100 | ANA WIZ LTD | ASSET ONLY NO SERVICING REQUIRED | 2 | 2-Good | 2021
OXFT6037 | WARNEFORD HOSPITAL | PHYSICAL HEALTH LEADS | PULSE OXIMETER-FINGER | ANA PULSE 100 | ANA WIZ LTD | ASSET ONLY NO SERVICING REQUIRED | 2 | 2-Good | 2021
OXFT6154 | WARNEFORD HOSPITAL | WINTLE WARD | PULSE OXIMETER-FINGER | ANA PULSE 100 | ANA WIZ LTD | ASSET ONLY NO SERVICING REQUIRED | 2 | 2-Good | 2021
OHFT43215 | FARINGDON MEDICAL CENTRE | DISTRICT NURSES-FARINGDON & SHRIVENHAM | PULSE OXIMETER-FINGER | ANA PULSE 100 | ANA WIZ LTD | ASSET ONLY NO SERVICING REQUIRED | 8 | 4-Poor | 2017
OXFT2633 | WARNEFORD HOSPITAL | PHYSICAL HEALTH LEADS | PULSE OXIMETER-FINGER | ANA PULSE 100 | ANA WIZ LTD | ASSET ONLY NO SERVICING REQUIRED | 2 | 2-Good | 2021
OXFT2634 | WARNEFORD HOSPITAL | PHYSICAL HEALTH LEADS | PULSE OXIMETER-FINGER | ANA PULSE 100 | ANA WIZ LTD | ASSET ONLY NO SERVICING REQUIRED | 2 | 2-Good | 2021
OXFT2635 | WARNEFORD HOSPITAL | PHYSICAL HEALTH LEADS | PULSE OXIMETER-FINGER | ANA PULSE 100 | ANA WIZ LTD | ASSET ONLY NO SERVICING REQUIRED | 2 | 2-Good | 2021
OXFT2442 | WARNEFORD HOSPITAL | PHYSICAL HEALTH LEADS | PULSE OXIMETER-FINGER | ANA PULSE 100 | ANA WIZ LTD | ASSET ONLY NO SERVICING REQUIRED | 2 | 2-Good | 2021
OXFT2443 | WARNEFORD HOSPITAL | PHYSICAL HEALTH LEADS | PULSE OXIMETER-FINGER | ANA PULSE 100 | ANA WIZ LTD | ASSET ONLY NO SERVICING REQUIRED | 2 | 2-Good | 2021
OXFT2444 | WARNEFORD HOSPITAL | PHYSICAL HEALTH LEADS | PULSE OXIMETER-FINGER | ANA PULSE 100 | ANA WIZ LTD | ASSET ONLY NO SERVICING REQUIRED | 2 | 2-Good | 2021
OXFT2445 | WARNEFORD HOSPITAL | PHYSICAL HEALTH LEADS | PULSE OXIMETER-FINGER | ANA PULSE 100 | ANA WIZ LTD | ASSET ONLY NO SERVICING REQUIRED | 2 | 2-Good | 2021
OXFT2446 | WARNEFORD HOSPITAL | PHYSICAL HEALTH LEADS | PULSE OXIMETER-FINGER | ANA PULSE 100 | ANA WIZ LTD | ASSET ONLY NO SERVICING REQUIRED | 2 | 2-Good | 2021
OXFT2639 | WARNEFORD HOSPITAL | PHYSICAL HEALTH LEADS | PULSE OXIMETER-FINGER | ANA PULSE 100 | ANA WIZ LTD | ASSET ONLY NO SERVICING REQUIRED | 2 | 2-Good | 2021
OXFT0446 | WITNEY COMMUNITY HOSPITAL | MINOR INJURIES UNIT | PULSE OXIMETER-FINGER | MD300C29 | BEIJING CHOICE ELECTRONICS | ASSET ONLY NO SERVICING REQUIRED | 2 | 2-Good | 2022
OXFT0459 | WITNEY COMMUNITY HOSPITAL | MINOR INJURIES UNIT | PULSE OXIMETER-FINGER | MD300C29 | BEIJING CHOICE ELECTRONICS | ASSET ONLY NO SERVICING REQUIRED | 2 | 2-Good | 2022
OXFT0458 | WITNEY COMMUNITY HOSPITAL | MINOR INJURIES UNIT | PULSE OXIMETER-FINGER | MD300C29 | BEIJING CHOICE ELECTRONICS | ASSET ONLY NO SERVICING REQUIRED | 2 | 2-Good | 2022
OXFT0457 | WITNEY COMMUNITY HOSPITAL | MINOR INJURIES UNIT | PULSE OXIMETER-FINGER | MD300C29 | BEIJING CHOICE ELECTRONICS | ASSET ONLY NO SERVICING REQUIRED | 2 | 2-Good | 2022
OXFT0456 | WITNEY COMMUNITY HOSPITAL | MINOR INJURIES UNIT | PULSE OXIMETER-FINGER | MD300C29 | BEIJING CHOICE ELECTRONICS | ASSET ONLY NO SERVICING REQUIRED | 2 | 2-Good | 2022
OXFT2441 | WARNEFORD HOSPITAL | PHYSICAL HEALTH LEADS | PULSE OXIMETER-FINGER | ANA PULSE 100 | ANA WIZ LTD | ASSET ONLY NO SERVICING REQUIRED | 2 | 2-Good | 2021
OXFT6232 | BICESTER COMMUNITY HOSPITAL | COMMUNITY THERAPY SERVICES | PULSE OXIMETER-FINGER | ANA PULSE 150 | ANA WIZ LTD | ASSET ONLY NO SERVICING REQUIRED | 2 | 2-Good | 2021
OXFT6233 | BICESTER COMMUNITY HOSPITAL | COMMUNITY THERAPY SERVICES | PULSE OXIMETER-FINGER | ANA PULSE 150 | ANA WIZ LTD | ASSET ONLY NO SERVICING REQUIRED | 2 | 2-Good | 2021
OXFT3257 | ABINGDON COMMUNITY HOSPITAL | HOSPITAL AT HOME | PULSE OXIMETER-FINGER | ANA PULSE 150 | ANA WIZ LTD | ASSET ONLY NO SERVICING REQUIRED | 2 | 2-Good | 2021
OXFT3450 | ABINGDON COMMUNITY HOSPITAL | HOSPITAL AT HOME | PULSE OXIMETER-FINGER | ANA PULSE 150 | ANA WIZ LTD | ASSET ONLY NO SERVICING REQUIRED | 2 | 2-Good | 2021
OXFT0455 | WITNEY COMMUNITY HOSPITAL | MINOR INJURIES UNIT | PULSE OXIMETER-FINGER | ANA PULSE 100 | ANA WIZ LTD | ASSET ONLY NO SERVICING REQUIRED | 2 | 2-Good | 2019
OXFT3754 | FULBROOK CENTRE | CHERWELL WARD | PULSE OXIMETER-FINGER | ANA PULSE 100 | ANA WIZ LTD | ASSET ONLY NO SERVICING REQUIRED | 1 | 2-Good | 2021
OHFT45123 | BLACKBIRD LEYS CENTRE | RESPIRATORY | PULSE OXIMETER-FINGER | YM101 | YIMI LIFE | ASSET ONLY NO SERVICING REQUIRED | 3 | 3-Average
OHFT41760 | ORCHARD HEALTH CENTRE | COMMUNITY HEART FAILURE TEAM | PULSE OXIMETER-FINGER | CMS-50D | ANA WIZ LTD | ASSET ONLY NO SERVICING REQUIRED | 10 | 4-Poor | 2015
OHFT41855 | WARNEFORD HOSPITAL | DAY HOSPITAL | PULSE OXIMETER-FINGER | CMS-50D | ANA WIZ LTD | ASSET ONLY NO SERVICING REQUIRED | 10 | 4-Poor | 2015
OHFT42099 | WARNEFORD HOSPITAL | WINTLE WARD | PULSE OXIMETER-FINGER | CMS-50D | ANA WIZ LTD | ASSET ONLY NO SERVICING REQUIRED | 3 | 3-Average
OXFT3451 | ABINGDON COMMUNITY HOSPITAL | HOSPITAL AT HOME | PULSE OXIMETER-FINGER | ANA PULSE 150 | ANA WIZ LTD | ASSET ONLY NO SERVICING REQUIRED | 2 | 2-Good | 2021
OXFT6231 | BICESTER COMMUNITY HOSPITAL | COMMUNITY THERAPY SERVICES | PULSE OXIMETER-FINGER | ANA PULSE 150 | ANA WIZ LTD | ASSET ONLY NO SERVICING REQUIRED | 2 | 2-Good | 2021
OHFT40989 | BLACKBIRD LEYS CENTRE | RESPIRATORY | PULSE OXIMETER-FINGER | FPX-050D | ANA WIZ LTD | ASSET ONLY NO SERVICING REQUIRED | 10 | 4-Poor | 2015
OHFT40991 | BLACKBIRD LEYS CENTRE | RESPIRATORY | PULSE OXIMETER-FINGER | FPX-050D | ANA WIZ LTD | ASSET ONLY NO SERVICING REQUIRED | 10 | 4-Poor | 2015
OHFT40992 | BLACKBIRD LEYS CENTRE | RESPIRATORY | PULSE OXIMETER-FINGER | FPX-050D | ANA WIZ LTD | ASSET ONLY NO SERVICING REQUIRED | 10 | 4-Poor | 2015
OHFT40993 | BLACKBIRD LEYS CENTRE | RESPIRATORY | PULSE OXIMETER-FINGER | FPX-050D | ANA WIZ LTD | ASSET ONLY NO SERVICING REQUIRED | 10 | 4-Poor | 2015
OHFT41513 | BLACKBIRD LEYS CENTRE | RESPIRATORY | PULSE OXIMETER-FINGER | FPX-050D | ANA WIZ LTD | ASSET ONLY NO SERVICING REQUIRED | 10 | 4-Poor | 2015
OHFT41512 | SAVERNAKE HOSPITAL | COTSWOLD HOUSE | PULSE OXIMETER-FINGER | FPX-050D | ANA WIZ LTD | ASSET ONLY NO SERVICING REQUIRED | 10 | 4-Poor | 2015
OHFT164412 | KIDLINGTON HEALTH CENTRE | DISTRICT NURSES | PULSE OXIMETER-FINGER | ANA PULSE 150 | ANA WIZ LTD | ASSET ONLY NO SERVICING REQUIRED | 4 | 2-Good | 2021
OHFT40815 | BLACKBIRD LEYS CENTRE | RESPIRATORY | PULSE OXIMETER-FINGER | CMS50D | CONTACT MEDICAL SYSTEMS | ASSET ONLY NO SERVICING REQUIRED | 11 | 4-Poor | 2014
OHFT40816 | BLACKBIRD LEYS CENTRE | RESPIRATORY | PULSE OXIMETER-FINGER | CMS50D | CONTACT MEDICAL SYSTEMS | ASSET ONLY NO SERVICING REQUIRED | 11 | 4-Poor | 2014
OHFT40817 | BLACKBIRD LEYS CENTRE | RESPIRATORY | PULSE OXIMETER-FINGER | CMS50D | CONTACT MEDICAL SYSTEMS | ASSET ONLY NO SERVICING REQUIRED | 11 | 4-Poor | 2014
OHFT40984 | BLACKBIRD LEYS CENTRE | RESPIRATORY | PULSE OXIMETER-FINGER | FPX-050D | ANA WIZ LTD | ASSET ONLY NO SERVICING REQUIRED | 10 | 4-Poor | 2015
OHFT40985 | BLACKBIRD LEYS CENTRE | RESPIRATORY | PULSE OXIMETER-FINGER | FPX-050D | ANA WIZ LTD | ASSET ONLY NO SERVICING REQUIRED | 10 | 4-Poor | 2015
OHFT43065 | KIDLINGTON HEALTH CENTRE | DISTRICT NURSES | PULSE OXIMETER-FINGER | ANA PULSE 150 | ANA WIZ LTD | ASSET ONLY NO SERVICING REQUIRED | 10 | 4-Poor | 2015
OHFT44281 | KIDLINGTON HEALTH CENTRE | DISTRICT NURSES | PULSE OXIMETER-FINGER | ANA PULSE 150 | ANA WIZ LTD | ASSET ONLY NO SERVICING REQUIRED | 10 | 4-Poor | 2015
OHFT43059 | LITTLEMORE MENTAL HEALTH CENTRE | GLYME WARD | PULSE OXIMETER-FINGER | ANA PULSE 150 | ANA WIZ LTD | ASSET ONLY NO SERVICING REQUIRED | 10 | 4-Poor | 2015
OHFT41817 | BLACKBIRD LEYS CENTRE | RESPIRATORY | PULSE OXIMETER-FINGER | ANA PULSE 150 | ANA WIZ LTD | ASSET ONLY NO SERVICING REQUIRED | 10 | 4-Poor | 2015
OHFT164417 | HORTON GENERAL HOSPITAL | MINOR INJURIES UNIT | PULSE OXIMETER-FINGER | ANA PULSE 150 | ANA WIZ LTD | ASSET ONLY NO SERVICING REQUIRED | 4 | 2-Good | 2021
OHFT164411 | KIDLINGTON HEALTH CENTRE | DISTRICT NURSES | PULSE OXIMETER-FINGER | ANA PULSE 150 | ANA WIZ LTD | ASSET ONLY NO SERVICING REQUIRED | 4 | 2-Good | 2021
OHFT43067 | ORCHARD HEALTH CENTRE | COMMUNITY HEART FAILURE TEAM | PULSE OXIMETER-FINGER | ANA PULSE 150 | ANA WIZ LTD | ASSET ONLY NO SERVICING REQUIRED | 10 | 4-Poor | 2015
OHFT44061 | ORCHARD HEALTH CENTRE | COMMUNITY HEART FAILURE TEAM | PULSE OXIMETER-FINGER | ANA PULSE 150 | ANA WIZ LTD | ASSET ONLY NO SERVICING REQUIRED | 10 | 4-Poor | 2015
OHFT44062 | ORCHARD HEALTH CENTRE | COMMUNITY HEART FAILURE TEAM | PULSE OXIMETER-FINGER | ANA PULSE 150 | ANA WIZ LTD | ASSET ONLY NO SERVICING REQUIRED | 10 | 4-Poor | 2015
OHFT44063 | ORCHARD HEALTH CENTRE | COMMUNITY HEART FAILURE TEAM | PULSE OXIMETER-FINGER | ANA PULSE 150 | ANA WIZ LTD | ASSET ONLY NO SERVICING REQUIRED | 10 | 4-Poor | 2015
OHFT44064 | ORCHARD HEALTH CENTRE | COMMUNITY HEART FAILURE TEAM | PULSE OXIMETER-FINGER | ANA PULSE 150 | ANA WIZ LTD | ASSET ONLY NO SERVICING REQUIRED | 10 | 4-Poor | 2015
OHFT43066 | ORCHARD HEALTH CENTRE | COMMUNITY HEART FAILURE TEAM | PULSE OXIMETER-FINGER | ANA PULSE 150 | ANA WIZ LTD | ASSET ONLY NO SERVICING REQUIRED | 10 | 4-Poor | 2015
OHFT164350 | ST BARNABAS CLINIC | PODIATRY | PULSE OXIMETER-FINGER | ANA PULSE 150 | ANA WIZ LTD | ASSET ONLY NO SERVICING REQUIRED | 4 | 2-Good | 2021
OXFT1501 | ABINGDON COMMUNITY HOSPITAL | HOSPITAL AT HOME | PULSE OXIMETER-FINGER | ANA PULSE 150 | ANA WIZ LTD | ASSET ONLY NO SERVICING REQUIRED | 3 | 2-Good
OXFT1521 | WINDRUSH HOUSE-WITNEY | UCR-URGENT COMMUNITY RESPONSE | PULSE OXIMETER-FINGER | ANA PULSE 150 | ANA WIZ LTD | ASSET ONLY NO SERVICING REQUIRED | 3 | 2-Good
OXFT1520 | WINDRUSH HOUSE-WITNEY | UCR-URGENT COMMUNITY RESPONSE | PULSE OXIMETER-FINGER | ANA PULSE 150 | ANA WIZ LTD | ASSET ONLY NO SERVICING REQUIRED | 3 | 2-Good
OXFT1519 | WINDRUSH HOUSE-WITNEY | UCR-URGENT COMMUNITY RESPONSE | PULSE OXIMETER-FINGER | ANA PULSE 150 | ANA WIZ LTD | ASSET ONLY NO SERVICING REQUIRED | 3 | 2-Good
OXFT1518 | WINDRUSH HOUSE-WITNEY | UCR-URGENT COMMUNITY RESPONSE | PULSE OXIMETER-FINGER | ANA PULSE 150 | ANA WIZ LTD | ASSET ONLY NO SERVICING REQUIRED | 3 | 2-Good
OHFT164348 | ST BARNABAS CLINIC | PODIATRY | PULSE OXIMETER-FINGER | ANA PULSE 150 | ANA WIZ LTD | ASSET ONLY NO SERVICING REQUIRED | 4 | 2-Good | 2021
OHFT164347 | ST BARNABAS CLINIC | PODIATRY | PULSE OXIMETER-FINGER | ANA PULSE 150 | ANA WIZ LTD | ASSET ONLY NO SERVICING REQUIRED | 4 | 2-Good | 2021
OHFT164353 | ST BARNABAS CLINIC | PODIATRY | PULSE OXIMETER-FINGER | ANA PULSE 150 | ANA WIZ LTD | ASSET ONLY NO SERVICING REQUIRED | 4 | 2-Good | 2021
OHFT164352 | ST BARNABAS CLINIC | PODIATRY | PULSE OXIMETER-FINGER | ANA PULSE 150 | ANA WIZ LTD | ASSET ONLY NO SERVICING REQUIRED | 4 | 2-Good | 2021
OHFT164349 | ST BARNABAS CLINIC | PODIATRY | PULSE OXIMETER-FINGER | ANA PULSE 150 | ANA WIZ LTD | ASSET ONLY NO SERVICING REQUIRED | 4 | 2-Good | 2021
OHFT164351 | ST BARNABAS CLINIC | PODIATRY | PULSE OXIMETER-FINGER | ANA PULSE 150 | ANA WIZ LTD | ASSET ONLY NO SERVICING REQUIRED | 4 | 2-Good | 2021
OXFT1762 | BLACKBIRD LEYS CENTRE | RESPIRATORY | PULSE OXIMETER-FINGER | ANA PULSE 150 | ANA WIZ LTD | ASSET ONLY NO SERVICING REQUIRED | 3 | 2-Good | 2021
OXFT1761 | BLACKBIRD LEYS CENTRE | RESPIRATORY | PULSE OXIMETER-FINGER | ANA PULSE 150 | ANA WIZ LTD | ASSET ONLY NO SERVICING REQUIRED | 3 | 2-Good | 2021
OXFT1809 | NUFFIELD HEALTH CENTRE | CITY AMHT | PULSE OXIMETER-FINGER | ANA PULSE 150 | ANA WIZ LTD | ASSET ONLY NO SERVICING REQUIRED | 3 | 2-Good | 2021
OXFT1822 | LITTLEMORE MENTAL HEALTH CENTRE | ASHURST WARD | PULSE OXIMETER-FINGER | ANA PULSE 150 | ANA WIZ LTD | ASSET ONLY NO SERVICING REQUIRED | 3 | 2-Good | 2021
OXFT1823 | VICTORIA HOUSE SURGERY | COMMUNITY DIABETES SERVICE | PULSE OXIMETER-FINGER | ANA PULSE 150 | ANA WIZ LTD | ASSET ONLY NO SERVICING REQUIRED | 3 | 2-Good | 2021
OHFT43210 | WALLINGFORD COMMUNITY HOSPITAL | TBC | PULSE OXIMETER-FINGER | ANA PULSE 150 | ANA WIZ LTD | ASSET ONLY NO SERVICING REQUIRED | 10 | 4-Poor | 2015
OXFT1825 | VICTORIA HOUSE SURGERY | COMMUNITY DIABETES SERVICE | PULSE OXIMETER-FINGER | ANA PULSE 150 | ANA WIZ LTD | ASSET ONLY NO SERVICING REQUIRED | 3 | 2-Good | 2021
OXFT1826 | VICTORIA HOUSE SURGERY | COMMUNITY DIABETES SERVICE | PULSE OXIMETER-FINGER | ANA PULSE 150 | ANA WIZ LTD | ASSET ONLY NO SERVICING REQUIRED | 3 | 2-Good | 2021
OXFT1827 | VICTORIA HOUSE SURGERY | COMMUNITY DIABETES SERVICE | PULSE OXIMETER-FINGER | ANA PULSE 150 | ANA WIZ LTD | ASSET ONLY NO SERVICING REQUIRED | 3 | 2-Good | 2021
OXFT1828 | VICTORIA HOUSE SURGERY | COMMUNITY DIABETES SERVICE | PULSE OXIMETER-FINGER | ANA PULSE 150 | ANA WIZ LTD | ASSET ONLY NO SERVICING REQUIRED | 3 | 2-Good | 2021
OXFT1829 | VICTORIA HOUSE SURGERY | COMMUNITY DIABETES SERVICE | PULSE OXIMETER-FINGER | ANA PULSE 150 | ANA WIZ LTD | ASSET ONLY NO SERVICING REQUIRED | 3 | 2-Good | 2021
OXFT1760 | BLACKBIRD LEYS CENTRE | RESPIRATORY | PULSE OXIMETER-FINGER | ANA PULSE 150 | ANA WIZ LTD | ASSET ONLY NO SERVICING REQUIRED | 3 | 2-Good | 2021
OXFT1831 | VICTORIA HOUSE SURGERY | COMMUNITY DIABETES SERVICE | PULSE OXIMETER-FINGER | ANA PULSE 150 | ANA WIZ LTD | ASSET ONLY NO SERVICING REQUIRED | 3 | 2-Good | 2021
OXFT1881 | WINDRUSH HOUSE-WITNEY | UCR-URGENT COMMUNITY RESPONSE | PULSE OXIMETER-FINGER | ANA PULSE 150 | ANA WIZ LTD | ASSET ONLY NO SERVICING REQUIRED | 3 | 2-Good | 2021
OXFT1882 | WINDRUSH HOUSE-WITNEY | UCR-URGENT COMMUNITY RESPONSE | PULSE OXIMETER-FINGER | ANA PULSE 150 | ANA WIZ LTD | ASSET ONLY NO SERVICING REQUIRED | 3 | 2-Good
OXFT1897 | WINDRUSH HOUSE-WITNEY | UCR-URGENT COMMUNITY RESPONSE | PULSE OXIMETER-FINGER | ANA PULSE 150 | ANA WIZ LTD | ASSET ONLY NO SERVICING REQUIRED | 3 | 2-Good | 2021
OXFT1896 | WINDRUSH HOUSE-WITNEY | UCR-URGENT COMMUNITY RESPONSE | PULSE OXIMETER-FINGER | ANA PULSE 150 | ANA WIZ LTD | ASSET ONLY NO SERVICING REQUIRED | 3 | 2-Good | 2021
OXFT1824 | VICTORIA HOUSE SURGERY | COMMUNITY DIABETES SERVICE | PULSE OXIMETER-FINGER | ANA PULSE 150 | ANA WIZ LTD | ASSET ONLY NO SERVICING REQUIRED | 3 | 2-Good | 2021
OXFT1900 | WINDRUSH HEALTH CENTRE | UCR-URGENT COMMUNITY RESPONSE | PULSE OXIMETER-FINGER | ANA PULSE 150 | ANA WIZ LTD | ASSET ONLY NO SERVICING REQUIRED | 3 | 2-Good | 2021
OXFT1919 | WINDRUSH HOUSE-WITNEY | UCR-URGENT COMMUNITY RESPONSE | PULSE OXIMETER-FINGER | ANA PULSE 150 | ANA WIZ LTD | ASSET ONLY NO SERVICING REQUIRED | 3 | 2-Good | 2021
OXFT1920 | WINDRUSH HEALTH CENTRE | UCR-URGENT COMMUNITY RESPONSE | PULSE OXIMETER-FINGER | ANA PULSE 150 | ANA WIZ LTD | ASSET ONLY NO SERVICING REQUIRED | 3 | 2-Good | 2021
OXFT1921 | FULBROOK CENTRE | SANDFORD WARD | PULSE OXIMETER-FINGER | ANA PULSE 150 | ANA WIZ LTD | ASSET ONLY NO SERVICING REQUIRED | 3 | 2-Good | 2021
OXFT1922 | FULBROOK CENTRE | SANDFORD WARD | PULSE OXIMETER-FINGER | ANA PULSE 150 | ANA WIZ LTD | ASSET ONLY NO SERVICING REQUIRED | 3 | 2-Good | 2021
OXFT1830 | VICTORIA HOUSE SURGERY | COMMUNITY DIABETES SERVICE | PULSE OXIMETER-FINGER | ANA PULSE 150 | ANA WIZ LTD | ASSET ONLY NO SERVICING REQUIRED | 3 | 2-Good | 2021
OXFT2140 | LUTHER STREET MEDICAL CENTRE | TREATMENT ROOM | PULSE OXIMETER-FINGER | ANA PULSE 150 | ANA WIZ LTD | ASSET ONLY NO SERVICING REQUIRED | 3 | 2-Good | 2021
OXFT2141 | LUTHER STREET MEDICAL CENTRE | TREATMENT ROOM | PULSE OXIMETER-FINGER | ANA PULSE 150 | ANA WIZ LTD | ASSET ONLY NO SERVICING REQUIRED | 3 | 2-Good | 2021
OXFT2908 | WINDRUSH HOUSE-WITNEY | DISTRICT NURSES | PULSE OXIMETER-FINGER | ANA PULSE 150 | ANA WIZ LTD | ASSET ONLY NO SERVICING REQUIRED | 2 | 2-Good | 2021
OXFT2912 | WITNEY COMMUNITY HOSPITAL | WENRISC WARD | PULSE OXIMETER-FINGER | ANA PULSE 150 | ANA WIZ LTD | ASSET ONLY NO SERVICING REQUIRED | 2 | 2-Good | 2021
OXFT2914 | WITNEY COMMUNITY HOSPITAL | WENRISC WARD | PULSE OXIMETER-FINGER | ANA PULSE 150 | ANA WIZ LTD | ASSET ONLY NO SERVICING REQUIRED | 2 | 2-Good | 2021
OXFT1899 | WINDRUSH HOUSE-WITNEY | UCR-URGENT COMMUNITY RESPONSE | PULSE OXIMETER-FINGER | ANA PULSE 150 | ANA WIZ LTD | ASSET ONLY NO SERVICING REQUIRED | 3 | 2-Good | 2021
OXFT2915 | WITNEY COMMUNITY HOSPITAL | WENRISC WARD | PULSE OXIMETER-FINGER | ANA PULSE 150 | ANA WIZ LTD | ASSET ONLY NO SERVICING REQUIRED | 2 | 2-Good | 2021
OXFT2916 | WITNEY COMMUNITY HOSPITAL | WENRISC WARD | PULSE OXIMETER-FINGER | ANA PULSE 150 | ANA WIZ LTD | ASSET ONLY NO SERVICING REQUIRED | 2 | 2-Good | 2021
OXFT2917 | WITNEY COMMUNITY HOSPITAL | WENRISC WARD | PULSE OXIMETER-FINGER | ANA PULSE 150 | ANA WIZ LTD | ASSET ONLY NO SERVICING REQUIRED | 2 | 2-Good | 2021
OXFT2918 | WITNEY COMMUNITY HOSPITAL | WENRISC WARD | PULSE OXIMETER-FINGER | ANA PULSE 150 | ANA WIZ LTD | ASSET ONLY NO SERVICING REQUIRED | 2 | 2-Good | 2021
OXFT2919 | WITNEY COMMUNITY HOSPITAL | WENRISC WARD | PULSE OXIMETER-FINGER | ANA PULSE 150 | ANA WIZ LTD | ASSET ONLY NO SERVICING REQUIRED | 2 | 2-Good | 2021
OXFT2945 | WARNEFORD HOSPITAL | COTSWOLD HOUSE | PULSE OXIMETER-FINGER | ANA PULSE 150 | ANA WIZ LTD | ASSET ONLY NO SERVICING REQUIRED | 2 | 2-Good
OXFT2946 | ABINGDON COMMUNITY HOSPITAL | HOSPITAL AT HOME | PULSE OXIMETER-FINGER | ANA PULSE 150 | ANA WIZ LTD | ASSET ONLY NO SERVICING REQUIRED | 2 | 2-Good | 2021
OXFT2947 | ABINGDON COMMUNITY HOSPITAL | HOSPITAL AT HOME | PULSE OXIMETER-FINGER | ANA PULSE 150 | ANA WIZ LTD | ASSET ONLY NO SERVICING REQUIRED | 2 | 2-Good | 2021
OXFT2998 | ABINGDON COMMUNITY HOSPITAL | HOSPITAL AT HOME | PULSE OXIMETER-FINGER | ANA PULSE 150 | ANA WIZ LTD | ASSET ONLY NO SERVICING REQUIRED | 2 | 2-Good | 2021
OXFT0802 | WARNEFORD HOSPITAL | COTSWOLD HOUSE | PULSE OXIMETER-FINGER | ANA PULSE 150 | ANA WIZ LTD | ASSET ONLY NO SERVICING REQUIRED | 2 | 2-Good | 2021
OXFT0803 | WARNEFORD HOSPITAL | COTSWOLD HOUSE | PULSE OXIMETER-FINGER | ANA PULSE 150 | ANA WIZ LTD | ASSET ONLY NO SERVICING REQUIRED | 2 | 2-Good | 2021
OXFT0806 | FARINGDON MEDICAL CENTRE | DISTRICT NURSES-FARINGDON & SHRIVENHAM | PULSE OXIMETER-FINGER | ANA PULSE 150 | ANA WIZ LTD | ASSET ONLY NO SERVICING REQUIRED | 2 | 2-Good | 2021
OXFT0807 | FARINGDON MEDICAL CENTRE | DISTRICT NURSES-FARINGDON & SHRIVENHAM | PULSE OXIMETER-FINGER | ANA PULSE 150 | ANA WIZ LTD | ASSET ONLY NO SERVICING REQUIRED | 2 | 2-Good | 2021
OXFT0808 | FARINGDON MEDICAL CENTRE | DISTRICT NURSES-FARINGDON & SHRIVENHAM | PULSE OXIMETER-FINGER | ANA PULSE 150 | ANA WIZ LTD | ASSET ONLY NO SERVICING REQUIRED | 2 | 2-Good | 2021
OXFT2353 | WINDRUSH HOUSE-WITNEY | UCR-URGENT COMMUNITY RESPONSE | PULSE OXIMETER-FINGER | ANA PULSE 150 | ANA WIZ LTD | ASSET ONLY NO SERVICING REQUIRED | 2 | 2-Good | 2021
OXFT0819 | LITTLEMORE MENTAL HEALTH CENTRE | ASHURST WARD | PULSE OXIMETER-FINGER | ANA PULSE 150 | ANA WIZ LTD | ASSET ONLY NO SERVICING REQUIRED | 2 | 2-Good | 2021
OXFT0820 | LITTLEMORE MENTAL HEALTH CENTRE | ASHURST WARD | PULSE OXIMETER-FINGER | ANA PULSE 150 | ANA WIZ LTD | ASSET ONLY NO SERVICING REQUIRED | 2 | 2-Good | 2021
OXFT0821 | LITTLEMORE MENTAL HEALTH CENTRE | CRHTT | PULSE OXIMETER-FINGER | ANA PULSE 150 | ANA WIZ LTD | ASSET ONLY NO SERVICING REQUIRED | 2 | 2-Good | 2021
OXFT0822 | LITTLEMORE MENTAL HEALTH CENTRE | CRHTT | PULSE OXIMETER-FINGER | ANA PULSE 150 | ANA WIZ LTD | ASSET ONLY NO SERVICING REQUIRED | 2 | 2-Good | 2021
OXFT0823 | LITTLEMORE MENTAL HEALTH CENTRE | CRHTT | PULSE OXIMETER-FINGER | ANA PULSE 150 | ANA WIZ LTD | ASSET ONLY NO SERVICING REQUIRED | 2 | 2-Good | 2021
OXFT0824 | LITTLEMORE MENTAL HEALTH CENTRE | CRHTT | PULSE OXIMETER-FINGER | ANA PULSE 150 | ANA WIZ LTD | ASSET ONLY NO SERVICING REQUIRED | 2 | 2-Good | 2021
OXFT0827 | BICESTER COMMUNITY HOSPITAL | COMMUNITY THERAPY SERVICES | PULSE OXIMETER-FINGER | ANA PULSE 150 | ANA WIZ LTD | ASSET ONLY NO SERVICING REQUIRED | 2 | 2-Good | 2021
OXFT0828 | BICESTER COMMUNITY HOSPITAL | COMMUNITY THERAPY SERVICES | PULSE OXIMETER-FINGER | ANA PULSE 150 | ANA WIZ LTD | ASSET ONLY NO SERVICING REQUIRED | 2 | 2-Good | 2021
OXFT6195 | ABINGDON COMMUNITY HOSPITAL | HOSPITAL AT HOME | PULSE OXIMETER-FINGER | ANA PULSE 150 | ANA WIZ LTD | ASSET ONLY NO SERVICING REQUIRED | 2 | 2-Good | 2021
OXFT3638 | ABINGDON COMMUNITY HOSPITAL | COMMUNITY THERAPY SERVICES | PULSE OXIMETER-FINGER | ANA PULSE 150 | ANA WIZ LTD | ASSET ONLY NO SERVICING REQUIRED | 1 | 2-Good | 2021
OXFT3639 | ABINGDON COMMUNITY HOSPITAL | COMMUNITY THERAPY SERVICES | PULSE OXIMETER-FINGER | ANA PULSE 150 | ANA WIZ LTD | ASSET ONLY NO SERVICING REQUIRED | 1 | 2-Good | 2021
OXFT3640 | ABINGDON COMMUNITY HOSPITAL | COMMUNITY THERAPY SERVICES | PULSE OXIMETER-FINGER | ANA PULSE 150 | ANA WIZ LTD | ASSET ONLY NO SERVICING REQUIRED | 1 | 2-Good | 2021
OXFT3641 | ABINGDON COMMUNITY HOSPITAL | COMMUNITY THERAPY SERVICES | PULSE OXIMETER-FINGER | ANA PULSE 150 | ANA WIZ LTD | ASSET ONLY NO SERVICING REQUIRED | 1 | 2-Good | 2021
OXFT3642 | ABINGDON COMMUNITY HOSPITAL | COMMUNITY THERAPY SERVICES | PULSE OXIMETER-FINGER | ANA PULSE 150 | ANA WIZ LTD | ASSET ONLY NO SERVICING REQUIRED | 1 | 2-Good | 2021
OXFT3643 | ABINGDON COMMUNITY HOSPITAL | COMMUNITY THERAPY SERVICES | PULSE OXIMETER-FINGER | ANA PULSE 150 | ANA WIZ LTD | ASSET ONLY NO SERVICING REQUIRED | 1 | 2-Good | 2021
OHFT164336 | WINDRUSH HOUSE-WITNEY | COMMUNITY THERAPY SERVICES | PULSE OXIMETER-FINGER | ANA PULSE 150 | ANA WIZ LTD | ASSET ONLY NO SERVICING REQUIRED | 4 | 2-Good | 2021
OHFT164337 | BICESTER COMMUNITY HOSPITAL | INTEGRATED LOCALITY TEAM-COM THERAPY & OXFORD | PULSE OXIMETER-FINGER | ANA PULSE 150 | ANA WIZ LTD | ASSET ONLY NO SERVICING REQUIRED | 4 | 2-Good | 2021
OHFT164338 | BICESTER COMMUNITY HOSPITAL | INTEGRATED LOCALITY TEAM-COM THERAPY & OXFORD | PULSE OXIMETER-FINGER | ANA PULSE 150 | ANA WIZ LTD | ASSET ONLY NO SERVICING REQUIRED | 4 | 2-Good | 2021
OHFT164339 | BICESTER COMMUNITY HOSPITAL | INTEGRATED LOCALITY TEAM-COM THERAPY & OXFORD | PULSE OXIMETER-FINGER | ANA PULSE 150 | ANA WIZ LTD | ASSET ONLY NO SERVICING REQUIRED | 4 | 2-Good | 2021
OHFT164340 | BICESTER COMMUNITY HOSPITAL | INTEGRATED LOCALITY TEAM-COM THERAPY & OXFORD | PULSE OXIMETER-FINGER | ANA PULSE 150 | ANA WIZ LTD | ASSET ONLY NO SERVICING REQUIRED | 4 | 2-Good | 2021
OXFT3644 | ABINGDON COMMUNITY HOSPITAL | COMMUNITY THERAPY SERVICES | PULSE OXIMETER-FINGER | ANA PULSE 150 | ANA WIZ LTD | ASSET ONLY NO SERVICING REQUIRED | 1 | 2-Good | 2021
OHFT0479 | ABINGDON COMMUNITY HOSPITAL | DISTRICT NURSES | PULSE OXIMETER-FINGER | ANA PULSE 100 | ANA WIZ LTD | ASSET ONLY NO SERVICING REQUIRED | 7 | 4-Poor | 2018
OHFT0496 | ABINGDON COMMUNITY HOSPITAL | DISTRICT NURSES | PULSE OXIMETER-FINGER | ANA PULSE 100 | ANA WIZ LTD | ASSET ONLY NO SERVICING REQUIRED | 7 | 4-Poor | 2018
OHFT0497 | ABINGDON COMMUNITY HOSPITAL | DISTRICT NURSES | PULSE OXIMETER-FINGER | ANA PULSE 100 | ANA WIZ LTD | ASSET ONLY NO SERVICING REQUIRED | 7 | 4-Poor | 2018
OHFT0684 | WANTAGE HEALTH CENTRE | DISTRICT NURSES | PULSE OXIMETER-FINGER | ANA PULSE 100 | ANA WIZ LTD | ASSET ONLY NO SERVICING REQUIRED | 7 | 4-Poor | 2018
OHFT42082 | BURY KNOWLE HEALTH CENTRE | DISTRICT NURSES | PULSE OXIMETER-FINGER | ANA PULSE 100 | ANA WIZ LTD | ASSET ONLY NO SERVICING REQUIRED | 10 | 4-Poor | 2015
OHFT42436 | ABINGDON COMMUNITY HOSPITAL | COMMUNITY THERAPY SERVICES | PULSE OXIMETER-FINGER | ANA PULSE 100 | ANA WIZ LTD | ASSET ONLY NO SERVICING REQUIRED | 10 | 4-Poor | 2015
OHFT42438 | ABINGDON COMMUNITY HOSPITAL | DISTRICT NURSES | PULSE OXIMETER-FINGER | ANA PULSE 100 | ANA WIZ LTD | ASSET ONLY NO SERVICING REQUIRED | 10 | 4-Poor | 2015
OHFT42440 | ABINGDON COMMUNITY HOSPITAL | DISTRICT NURSES | PULSE OXIMETER-FINGER | ANA PULSE 100 | ANA WIZ LTD | ASSET ONLY NO SERVICING REQUIRED | 10 | 4-Poor | 2015
OHFT42446 | ABINGDON COMMUNITY HOSPITAL | DISTRICT NURSES | PULSE OXIMETER-FINGER | ANA PULSE 100 | ANA WIZ LTD | ASSET ONLY NO SERVICING REQUIRED | 10 | 4-Poor | 2015
OHFT42448 | ABINGDON COMMUNITY HOSPITAL | DISTRICT NURSES | PULSE OXIMETER-FINGER | ANA PULSE 100 | ANA WIZ LTD | ASSET ONLY NO SERVICING REQUIRED | 10 | 4-Poor | 2015
OHFT42450 | ABINGDON COMMUNITY HOSPITAL | DISTRICT NURSES | PULSE OXIMETER-FINGER | ANA PULSE 100 | ANA WIZ LTD | ASSET ONLY NO SERVICING REQUIRED | 10 | 4-Poor | 2015
OHFT42453 | FARINGDON MEDICAL CENTRE | DISTRICT NURSES-FARINGDON & SHRIVENHAM | PULSE OXIMETER-FINGER | ANA PULSE 100 | ANA WIZ LTD | ASSET ONLY NO SERVICING REQUIRED | 10 | 4-Poor | 2015
OHFT42454 | ABINGDON COMMUNITY HOSPITAL | DISTRICT NURSES | PULSE OXIMETER-FINGER | ANA PULSE 100 | ANA WIZ LTD | ASSET ONLY NO SERVICING REQUIRED | 10 | 4-Poor | 2015
OHFT42455 | ABINGDON COMMUNITY HOSPITAL | DISTRICT NURSES | PULSE OXIMETER-FINGER | ANA PULSE 100 | ANA WIZ LTD | ASSET ONLY NO SERVICING REQUIRED | 10 | 4-Poor | 2015
OHFT42457 | DIDCOT HEALTH CENTRE | DISTRICT NURSES | PULSE OXIMETER-FINGER | ANA PULSE 100 | ANA WIZ LTD | ASSET ONLY NO SERVICING REQUIRED | 10 | 4-Poor | 2015
OHFT42635 | DIDCOT HEALTH CENTRE | DISTRICT NURSES | PULSE OXIMETER-FINGER | ANA PULSE 100 | ANA WIZ LTD | ASSET ONLY NO SERVICING REQUIRED | 10 | 4-Poor | 2015
OHFT43213 | ABINGDON COMMUNITY HOSPITAL | DISTRICT NURSES | PULSE OXIMETER-FINGER | ANA PULSE 100 | ANA WIZ LTD | ASSET ONLY NO SERVICING REQUIRED | 8 | 4-Poor | 2017
OHFT43214 | ABINGDON COMMUNITY HOSPITAL | DISTRICT NURSES | PULSE OXIMETER-FINGER | ANA PULSE 100 | ANA WIZ LTD | ASSET ONLY NO SERVICING REQUIRED | 8 | 4-Poor | 2017
OHFT44408 | ABINGDON COMMUNITY HOSPITAL | DISTRICT NURSES | PULSE OXIMETER-FINGER | ANA PULSE 100 | ANA WIZ LTD | ASSET ONLY NO SERVICING REQUIRED | 6 | 3-Average | 2019
OHFT44800 | ABINGDON COMMUNITY HOSPITAL | DISTRICT NURSES | PULSE OXIMETER-FINGER | ANA PULSE 100 | ANA WIZ LTD | ASSET ONLY NO SERVICING REQUIRED | 5 | 3-Average | 2020
OHFT44801 | ABINGDON COMMUNITY HOSPITAL | DISTRICT NURSES | PULSE OXIMETER-FINGER | ANA PULSE 100 | ANA WIZ LTD | ASSET ONLY NO SERVICING REQUIRED | 5 | 3-Average | 2020
OHFT44802 | ABINGDON COMMUNITY HOSPITAL | DISTRICT NURSES | PULSE OXIMETER-FINGER | ANA PULSE 100 | ANA WIZ LTD | ASSET ONLY NO SERVICING REQUIRED | 5 | 3-Average | 2020
OHFT44803 | ABINGDON COMMUNITY HOSPITAL | DISTRICT NURSES | PULSE OXIMETER-FINGER | ANA PULSE 100 | ANA WIZ LTD | ASSET ONLY NO SERVICING REQUIRED | 5 | 3-Average | 2020
OHFT46737 | ABINGDON COMMUNITY HOSPITAL | DISTRICT NURSES | PULSE OXIMETER-FINGER | ANA PULSE 100 | ANA WIZ LTD | ASSET ONLY NO SERVICING REQUIRED | 4 | 2-Good | 2021
OHFT46738 | ABINGDON COMMUNITY HOSPITAL | DISTRICT NURSES | PULSE OXIMETER-FINGER | ANA PULSE 100 | ANA WIZ LTD | ASSET ONLY NO SERVICING REQUIRED | 4 | 2-Good | 2021
OHFT46739 | ABINGDON COMMUNITY HOSPITAL | DISTRICT NURSES | PULSE OXIMETER-FINGER | ANA PULSE 100 | ANA WIZ LTD | ASSET ONLY NO SERVICING REQUIRED | 4 | 2-Good | 2021
OHFT46740 | ABINGDON COMMUNITY HOSPITAL | DISTRICT NURSES | PULSE OXIMETER-FINGER | ANA PULSE 100 | ANA WIZ LTD | ASSET ONLY NO SERVICING REQUIRED | 4 | 2-Good | 2021
OHFT46741 | ABINGDON COMMUNITY HOSPITAL | DISTRICT NURSES | PULSE OXIMETER-FINGER | ANA PULSE 100 | ANA WIZ LTD | ASSET ONLY NO SERVICING REQUIRED | 4 | 2-Good | 2021
OHFT46742 | ABINGDON COMMUNITY HOSPITAL | DISTRICT NURSES | PULSE OXIMETER-FINGER | ANA PULSE 100 | ANA WIZ LTD | ASSET ONLY NO SERVICING REQUIRED | 4 | 2-Good | 2021
OHFT43555 | JERICHO HEALTH CENTRE | DISTRICT NURSES | PULSE OXIMETER-FINGER | ANA PULSE 100 | ANA WIZ LTD | ASSET ONLY NO SERVICING REQUIRED | 6 | 3-Average | 2019
OHFT45454 | ABINGDON COMMUNITY HOSPITAL | EMU | PULSE OXIMETER-FINGER | ANA PULSE 100 | ANA WIZ LTD | ASSET ONLY NO SERVICING REQUIRED | 5 | 3-Average | 2020
OHFT45555 | ABINGDON COMMUNITY HOSPITAL | EMU | PULSE OXIMETER-FINGER | ANA PULSE 100 | ANA WIZ LTD | ASSET ONLY NO SERVICING REQUIRED | 6 | 3-Average | 2019
OHFT46721 | ABINGDON COMMUNITY HOSPITAL | EMU | PULSE OXIMETER-FINGER | ANA PULSE 100 | ANA WIZ LTD | ASSET ONLY NO SERVICING REQUIRED | 6 | 3-Average | 2019
OHFT46723 | ABINGDON COMMUNITY HOSPITAL | EMU | PULSE OXIMETER-FINGER | ANA PULSE 100 | ANA WIZ LTD | ASSET ONLY NO SERVICING REQUIRED | 5 | 3-Average | 2020
OHFT0430 | ABINGDON COMMUNITY HOSPITAL | CMHT OLDER ADULTS | PULSE OXIMETER-FINGER | ANA PULSE 100 | ANA WIZ LTD | ASSET ONLY NO SERVICING REQUIRED | 6 | 3-Average | 2019
OHFT164049 | ABINGDON COMMUNITY HOSPITAL | CMHT OLDER ADULTS | PULSE OXIMETER-FINGER | ANA PULSE 100 | ANA WIZ LTD | ASSET ONLY NO SERVICING REQUIRED | 4 | 2-Good | 2021
OHFT164050 | ABINGDON COMMUNITY HOSPITAL | CMHT OLDER ADULTS | PULSE OXIMETER-FINGER | ANA PULSE 100 | ANA WIZ LTD | ASSET ONLY NO SERVICING REQUIRED | 4 | 2-Good | 2021
OHFT164051 | ABINGDON COMMUNITY HOSPITAL | CMHT OLDER ADULTS | PULSE OXIMETER-FINGER | ANA PULSE 100 | ANA WIZ LTD | ASSET ONLY NO SERVICING REQUIRED | 4 | 2-Good | 2021
OHFT164052 | ABINGDON COMMUNITY HOSPITAL | COMMUNITY THERAPY SERVICES | PULSE OXIMETER-FINGER | ANA PULSE 100 | ANA WIZ LTD | ASSET ONLY NO SERVICING REQUIRED | 4 | 2-Good | 2021
OHFT164053 | ABINGDON COMMUNITY HOSPITAL | CMHT OLDER ADULTS | PULSE OXIMETER-FINGER | ANA PULSE 100 | ANA WIZ LTD | ASSET ONLY NO SERVICING REQUIRED | 4 | 2-Good | 2021
OHFT164054 | ABINGDON COMMUNITY HOSPITAL | CMHT OLDER ADULTS | PULSE OXIMETER-FINGER | ANA PULSE 100 | ANA WIZ LTD | ASSET ONLY NO SERVICING REQUIRED | 4 | 2-Good | 2021
OHFT164055 | ABINGDON COMMUNITY HOSPITAL | COMMUNITY THERAPY SERVICES | PULSE OXIMETER-FINGER | ANA PULSE 100 | ANA WIZ LTD | ASSET ONLY NO SERVICING REQUIRED | 4 | 2-Good | 2021
OHFT164056 | ABINGDON COMMUNITY HOSPITAL | COMMUNITY THERAPY SERVICES | PULSE OXIMETER-FINGER | ANA PULSE 100 | ANA WIZ LTD | ASSET ONLY NO SERVICING REQUIRED | 4 | 2-Good | 2021
OHFT164057 | ABINGDON COMMUNITY HOSPITAL | CMHT OLDER ADULTS | PULSE OXIMETER-FINGER | ANA PULSE 100 | ANA WIZ LTD | ASSET ONLY NO SERVICING REQUIRED | 4 | 2-Good | 2021
OHFT164058 | ABINGDON COMMUNITY HOSPITAL | CMHT OLDER ADULTS | PULSE OXIMETER-FINGER | ANA PULSE 100 | ANA WIZ LTD | ASSET ONLY NO SERVICING REQUIRED | 4 | 2-Good | 2021
OHFT164059 | ABINGDON COMMUNITY HOSPITAL | CMHT OLDER ADULTS | PULSE OXIMETER-FINGER | ANA PULSE 100 | ANA WIZ LTD | ASSET ONLY NO SERVICING REQUIRED | 4 | 2-Good | 2021
OHFT164060 | ABINGDON COMMUNITY HOSPITAL | COMMUNITY THERAPY SERVICES | PULSE OXIMETER-FINGER | ANA PULSE 100 | ANA WIZ LTD | ASSET ONLY NO SERVICING REQUIRED | 4 | 2-Good | 2021
OHFT43898 | ABINGDON COMMUNITY HOSPITAL | CMHT OLDER ADULTS | PULSE OXIMETER-FINGER | ANA PULSE 100 | ANA WIZ LTD | ASSET ONLY NO SERVICING REQUIRED | 10 | 4-Poor | 2015
OHFT43899 | ABINGDON COMMUNITY HOSPITAL | CMHT OLDER ADULTS | PULSE OXIMETER-FINGER | ANA PULSE 100 | ANA WIZ LTD | ASSET ONLY NO SERVICING REQUIRED | 10 | 4-Poor | 2015
OHFT43900 | ABINGDON COMMUNITY HOSPITAL | CMHT OLDER ADULTS | PULSE OXIMETER-FINGER | ANA PULSE 100 | ANA WIZ LTD | ASSET ONLY NO SERVICING REQUIRED | 10 | 4-Poor | 2015
OHFT0695 | ABINGDON COMMUNITY HOSPITAL | HOSPITAL AT HOME | PULSE OXIMETER-FINGER | ANA PULSE 100 | ANA WIZ LTD | ASSET ONLY NO SERVICING REQUIRED | 7 | 4-Poor | 2018
OHFT0696 | ABINGDON COMMUNITY HOSPITAL | HOSPITAL AT HOME | PULSE OXIMETER-FINGER | ANA PULSE 100 | ANA WIZ LTD | ASSET ONLY NO SERVICING REQUIRED | 7 | 4-Poor | 2018
OHFT0697 | ABINGDON COMMUNITY HOSPITAL | HOSPITAL AT HOME | PULSE OXIMETER-FINGER | ANA PULSE 100 | ANA WIZ LTD | ASSET ONLY NO SERVICING REQUIRED | 7 | 4-Poor | 2018
OHFT0698 | ABINGDON COMMUNITY HOSPITAL | HOSPITAL AT HOME | PULSE OXIMETER-FINGER | ANA PULSE 100 | ANA WIZ LTD | ASSET ONLY NO SERVICING REQUIRED | 7 | 4-Poor | 2018
OHFT0699 | ABINGDON COMMUNITY HOSPITAL | HOSPITAL AT HOME | PULSE OXIMETER-FINGER | ANA PULSE 100 | ANA WIZ LTD | ASSET ONLY NO SERVICING REQUIRED | 6 | 3-Average | 2019
OHFT1951 | ABINGDON COMMUNITY HOSPITAL | HOSPITAL AT HOME | PULSE OXIMETER-FINGER | ANA PULSE 100 | ANA WIZ LTD | ASSET ONLY NO SERVICING REQUIRED | 10 | 4-Poor | 2015
OHFT2025 | ABINGDON COMMUNITY HOSPITAL | HOSPITAL AT HOME | PULSE OXIMETER-FINGER | ANA PULSE 100 | ANA WIZ LTD | ASSET ONLY NO SERVICING REQUIRED | 10 | 4-Poor | 2015
OHFT2365 | ABINGDON COMMUNITY HOSPITAL | HOSPITAL AT HOME | PULSE OXIMETER-FINGER | ANA PULSE 100 | ANA WIZ LTD | ASSET ONLY NO SERVICING REQUIRED | 3 | 3-Average
OHFT41456 | ABINGDON COMMUNITY HOSPITAL | HOSPITAL AT HOME | PULSE OXIMETER-FINGER | ANA PULSE 100 | ANA WIZ LTD | ASSET ONLY NO SERVICING REQUIRED | 10 | 4-Poor | 2015
OHFT41460 | ABINGDON COMMUNITY HOSPITAL | HOSPITAL AT HOME | PULSE OXIMETER-FINGER | ANA PULSE 100 | ANA WIZ LTD | ASSET ONLY NO SERVICING REQUIRED | 10 | 4-Poor | 2015
OHFT43232 | ABINGDON COMMUNITY HOSPITAL | HOSPITAL AT HOME | PULSE OXIMETER-FINGER | ANA PULSE 100 | ANA WIZ LTD | ASSET ONLY NO SERVICING REQUIRED | 10 | 4-Poor | 2015
OHFT43518 | ABINGDON COMMUNITY HOSPITAL | HOSPITAL AT HOME | PULSE OXIMETER-FINGER | ANA PULSE 100 | ANA WIZ LTD | ASSET ONLY NO SERVICING REQUIRED | 3 | 3-Average
OHFT43524 | ABINGDON COMMUNITY HOSPITAL | HOSPITAL AT HOME | PULSE OXIMETER-FINGER | ANA PULSE 100 | ANA WIZ LTD | ASSET ONLY NO SERVICING REQUIRED | 3 | 3-Average
OHFT43525 | ABINGDON COMMUNITY HOSPITAL | HOSPITAL AT HOME | PULSE OXIMETER-FINGER | ANA PULSE 100 | ANA WIZ LTD | ASSET ONLY NO SERVICING REQUIRED | 3 | 3-Average
OHFT45162 | ABINGDON COMMUNITY HOSPITAL | HOSPITAL AT HOME | PULSE OXIMETER-FINGER | ANA PULSE 100 | ANA WIZ LTD | ASSET ONLY NO SERVICING REQUIRED | 4 | 2-Good | 2021
OHFT45163 | ABINGDON COMMUNITY HOSPITAL | HOSPITAL AT HOME | PULSE OXIMETER-FINGER | ANA PULSE 100 | ANA WIZ LTD | ASSET ONLY NO SERVICING REQUIRED | 4 | 2-Good | 2021
OHFT43475 | ABINGDON COMMUNITY HOSPITAL | MINOR INJURIES UNIT | PULSE OXIMETER-FINGER | ANA PULSE 100 | ANA WIZ LTD | ASSET ONLY NO SERVICING REQUIRED | 11 | 4-Poor | 2014
OHFT43483 | ABINGDON COMMUNITY HOSPITAL | MINOR INJURIES UNIT | PULSE OXIMETER-FINGER | ANA PULSE 100 | ANA WIZ LTD | ASSET ONLY NO SERVICING REQUIRED | 8 | 4-Poor | 2017
OHFT43484 | ABINGDON COMMUNITY HOSPITAL | MINOR INJURIES UNIT | PULSE OXIMETER-FINGER | ANA PULSE 100 | ANA WIZ LTD | ASSET ONLY NO SERVICING REQUIRED | 8 | 4-Poor | 2017
OHFT43485 | ABINGDON COMMUNITY HOSPITAL | MINOR INJURIES UNIT | PULSE OXIMETER-FINGER | ANA PULSE 100 | ANA WIZ LTD | ASSET ONLY NO SERVICING REQUIRED | 8 | 4-Poor | 2017
OHFT43486 | ABINGDON COMMUNITY HOSPITAL | MINOR INJURIES UNIT | PULSE OXIMETER-FINGER | ANA PULSE 100 | ANA WIZ LTD | ASSET ONLY NO SERVICING REQUIRED | 8 | 4-Poor | 2017
OHFT43487 | ABINGDON COMMUNITY HOSPITAL | MINOR INJURIES UNIT | PULSE OXIMETER-FINGER | ANA PULSE 100 | ANA WIZ LTD | ASSET ONLY NO SERVICING REQUIRED | 8 | 4-Poor | 2017
OHFT43488 | ABINGDON COMMUNITY HOSPITAL | MINOR INJURIES UNIT | PULSE OXIMETER-FINGER | ANA PULSE 100 | ANA WIZ LTD | ASSET ONLY NO SERVICING REQUIRED | 8 | 4-Poor | 2017
OHFT43490 | ABINGDON COMMUNITY HOSPITAL | MINOR INJURIES UNIT | PULSE OXIMETER-FINGER | ANA PULSE 100 | ANA WIZ LTD | ASSET ONLY NO SERVICING REQUIRED | 8 | 4-Poor | 2017
OHFT43491 | ABINGDON COMMUNITY HOSPITAL | MINOR INJURIES UNIT | PULSE OXIMETER-FINGER | ANA PULSE 100 | ANA WIZ LTD | ASSET ONLY NO SERVICING REQUIRED | 8 | 4-Poor | 2017
OHFT43493 | ABINGDON COMMUNITY HOSPITAL | MINOR INJURIES UNIT | PULSE OXIMETER-FINGER | ANA PULSE 100 | ANA WIZ LTD | ASSET ONLY NO SERVICING REQUIRED | 8 | 4-Poor | 2017
OHFT43494 | ABINGDON COMMUNITY HOSPITAL | MINOR INJURIES UNIT | PULSE OXIMETER-FINGER | ANA PULSE 100 | ANA WIZ LTD | ASSET ONLY NO SERVICING REQUIRED | 8 | 4-Poor | 2017
OHFT43495 | ABINGDON COMMUNITY HOSPITAL | MINOR INJURIES UNIT | PULSE OXIMETER-FINGER | ANA PULSE 100 | ANA WIZ LTD | ASSET ONLY NO SERVICING REQUIRED | 8 | 4-Poor | 2017
OHFT43498 | ABINGDON COMMUNITY HOSPITAL | MINOR INJURIES UNIT | PULSE OXIMETER-FINGER | ANA PULSE 100 | ANA WIZ LTD | ASSET ONLY NO SERVICING REQUIRED | 8 | 4-Poor | 2017
OHFT43500 | ABINGDON COMMUNITY HOSPITAL | MINOR INJURIES UNIT | PULSE OXIMETER-FINGER | ANA PULSE 100 | ANA WIZ LTD | ASSET ONLY NO SERVICING REQUIRED | 8 | 4-Poor | 2017
OHFT43501 | ABINGDON COMMUNITY HOSPITAL | MINOR INJURIES UNIT | PULSE OXIMETER-FINGER | ANA PULSE 100 | ANA WIZ LTD | ASSET ONLY NO SERVICING REQUIRED | 8 | 4-Poor | 2017
OHFT43502 | ABINGDON COMMUNITY HOSPITAL | MINOR INJURIES UNIT | PULSE OXIMETER-FINGER | ANA PULSE 100 | ANA WIZ LTD | ASSET ONLY NO SERVICING REQUIRED | 8 | 4-Poor | 2017
OHFT44361 | ABINGDON COMMUNITY HOSPITAL | MINOR INJURIES UNIT | PULSE OXIMETER-FINGER | ANA PULSE 100 | ANA WIZ LTD | ASSET ONLY NO SERVICING REQUIRED | 6 | 3-Average | 2019
OHFT44362 | ABINGDON COMMUNITY HOSPITAL | MINOR INJURIES UNIT | PULSE OXIMETER-FINGER | ANA PULSE 100 | ANA WIZ LTD | ASSET ONLY NO SERVICING REQUIRED | 6 | 3-Average | 2019
OHFT44363 | ABINGDON COMMUNITY HOSPITAL | MINOR INJURIES UNIT | PULSE OXIMETER-FINGER | ANA PULSE 100 | ANA WIZ LTD | ASSET ONLY NO SERVICING REQUIRED | 6 | 3-Average | 2019
OHFT44365 | ABINGDON COMMUNITY HOSPITAL | MINOR INJURIES UNIT | PULSE OXIMETER-FINGER | ANA PULSE 100 | ANA WIZ LTD | ASSET ONLY NO SERVICING REQUIRED | 6 | 3-Average | 2019
OHFT44366 | ABINGDON COMMUNITY HOSPITAL | MINOR INJURIES UNIT | PULSE OXIMETER-FINGER | ANA PULSE 100 | ANA WIZ LTD | ASSET ONLY NO SERVICING REQUIRED | 6 | 3-Average | 2019
OHFT44368 | ABINGDON COMMUNITY HOSPITAL | MINOR INJURIES UNIT | PULSE OXIMETER-FINGER | ANA PULSE 100 | ANA WIZ LTD | ASSET ONLY NO SERVICING REQUIRED | 6 | 3-Average | 2019
OHFT44838 | ABINGDON COMMUNITY HOSPITAL | MINOR INJURIES UNIT | PULSE OXIMETER-FINGER | ANA PULSE 100 | ANA WIZ LTD | ASSET ONLY NO SERVICING REQUIRED | 6 | 3-Average | 2019
OHFT44932 | ABINGDON COMMUNITY HOSPITAL | MINOR INJURIES UNIT | PULSE OXIMETER-FINGER | ANA PULSE 100 | ANA WIZ LTD | ASSET ONLY NO SERVICING REQUIRED | 6 | 3-Average | 2019
OHFT46672 | ABINGDON COMMUNITY HOSPITAL | MINOR INJURIES UNIT | PULSE OXIMETER-FINGER | ANA PULSE 100 | ANA WIZ LTD | ASSET ONLY NO SERVICING REQUIRED | 3 | 3-Average
OHFT46673 | ABINGDON COMMUNITY HOSPITAL | MINOR INJURIES UNIT | PULSE OXIMETER-FINGER | ANA PULSE 100 | ANA WIZ LTD | ASSET ONLY NO SERVICING REQUIRED | 3 | 3-Average
OHFT46674 | ABINGDON COMMUNITY HOSPITAL | MINOR INJURIES UNIT | PULSE OXIMETER-FINGER | ANA PULSE 100 | ANA WIZ LTD | ASSET ONLY NO SERVICING REQUIRED | 3 | 3-Average
OHFT2325 | ABINGDON COMMUNITY HOSPITAL | OSRU | PULSE OXIMETER-FINGER | ANA PULSE 100 | ANA WIZ LTD | ASSET ONLY NO SERVICING REQUIRED | 10 | 4-Poor | 2015
OHFT2326 | ABINGDON COMMUNITY HOSPITAL | OSRU | PULSE OXIMETER-FINGER | ANA PULSE 100 | ANA WIZ LTD | ASSET ONLY NO SERVICING REQUIRED | 10 | 4-Poor | 2015
OHFT2328 | ABINGDON COMMUNITY HOSPITAL | OSRU | PULSE OXIMETER-FINGER | ANA PULSE 100 | ANA WIZ LTD | ASSET ONLY NO SERVICING REQUIRED | 10 | 4-Poor | 2015
OHFT40672 | ABINGDON COMMUNITY HOSPITAL | OSRU | PULSE OXIMETER-FINGER | ANA PULSE 100 | ANA WIZ LTD | ASSET ONLY NO SERVICING REQUIRED | 10 | 4-Poor | 2015
OHFT42123 | ABINGDON COMMUNITY HOSPITAL | OSRU | PULSE OXIMETER-FINGER | ANA PULSE 100 | ANA WIZ LTD | ASSET ONLY NO SERVICING REQUIRED | 10 | 4-Poor | 2015
OHFT44071 | ABINGDON COMMUNITY HOSPITAL | OSRU | PULSE OXIMETER-FINGER | ANA PULSE 100 | ANA WIZ LTD | ASSET ONLY NO SERVICING REQUIRED | 10 | 4-Poor | 2015
OHFT44073 | ABINGDON COMMUNITY HOSPITAL | OSRU | PULSE OXIMETER-FINGER | ANA PULSE 100 | ANA WIZ LTD | ASSET ONLY NO SERVICING REQUIRED | 10 | 4-Poor | 2015
OHFT45014 | ABINGDON COMMUNITY HOSPITAL | OSRU | PULSE OXIMETER-FINGER | ANA PULSE 100 | ANA WIZ LTD | ASSET ONLY NO SERVICING REQUIRED | 3 | 3-Average
OHFT45126 | ABINGDON COMMUNITY HOSPITAL | OSRU | PULSE OXIMETER-FINGER | ANA PULSE 100 | ANA WIZ LTD | ASSET ONLY NO SERVICING REQUIRED | 4 | 2-Good | 2021
OHFT45127 | ABINGDON COMMUNITY HOSPITAL | OSRU | PULSE OXIMETER-FINGER | ANA PULSE 100 | ANA WIZ LTD | ASSET ONLY NO SERVICING REQUIRED | 4 | 2-Good | 2021
OHFT45128 | ABINGDON COMMUNITY HOSPITAL | OSRU | PULSE OXIMETER-FINGER | ANA PULSE 100 | ANA WIZ LTD | ASSET ONLY NO SERVICING REQUIRED | 4 | 2-Good | 2021
OHFT45129 | ABINGDON COMMUNITY HOSPITAL | OSRU | PULSE OXIMETER-FINGER | ANA PULSE 100 | ANA WIZ LTD | ASSET ONLY NO SERVICING REQUIRED | 4 | 2-Good | 2021
OHFT45519 | ABINGDON COMMUNITY HOSPITAL | OUTPATIENTS DEPT | PULSE OXIMETER-FINGER | ANA PULSE 100 | ANA WIZ LTD | ASSET ONLY NO SERVICING REQUIRED | 5 | 3-Average | 2020
OHFT45520 | ABINGDON COMMUNITY HOSPITAL | OUTPATIENTS DEPT | PULSE OXIMETER-FINGER | ANA PULSE 100 | ANA WIZ LTD | ASSET ONLY NO SERVICING REQUIRED | 6 | 3-Average | 2019
OHFT45871 | ABINGDON COMMUNITY HOSPITAL | TISSUE VIABILITY | PULSE OXIMETER-FINGER | ANA PULSE 100 | ANA WIZ LTD | ASSET ONLY NO SERVICING REQUIRED | 5 | 3-Average | 2020
OHFT45872 | ABINGDON COMMUNITY HOSPITAL | TISSUE VIABILITY | PULSE OXIMETER-FINGER | ANA PULSE 100 | ANA WIZ LTD | ASSET ONLY NO SERVICING REQUIRED | 5 | 3-Average | 2020
OHFT45873 | ABINGDON COMMUNITY HOSPITAL | TISSUE VIABILITY | PULSE OXIMETER-FINGER | ANA PULSE 100 | ANA WIZ LTD | ASSET ONLY NO SERVICING REQUIRED | 5 | 3-Average | 2020
OHFT45874 | ABINGDON COMMUNITY HOSPITAL | TISSUE VIABILITY | PULSE OXIMETER-FINGER | ANA PULSE 100 | ANA WIZ LTD | ASSET ONLY NO SERVICING REQUIRED | 5 | 3-Average | 2020
OHFT45875 | ABINGDON COMMUNITY HOSPITAL | TISSUE VIABILITY | PULSE OXIMETER-FINGER | ANA PULSE 100 | ANA WIZ LTD | ASSET ONLY NO SERVICING REQUIRED | 5 | 3-Average | 2020
OHFT45876 | ABINGDON COMMUNITY HOSPITAL | TISSUE VIABILITY | PULSE OXIMETER-FINGER | ANA PULSE 100 | ANA WIZ LTD | ASSET ONLY NO SERVICING REQUIRED | 5 | 3-Average | 2020
OHFT46731 | ABINGDON COMMUNITY HOSPITAL | TISSUE VIABILITY | PULSE OXIMETER-FINGER | ANA PULSE 100 | ANA WIZ LTD | ASSET ONLY NO SERVICING REQUIRED | 5 | 3-Average | 2020
OHFT0476 | ABINGDON COMMUNITY HOSPITAL | DISTRICT NURSES | PULSE OXIMETER-FINGER | ANA PULSE 100 | ANA WIZ LTD | ASSET ONLY NO SERVICING REQUIRED | 7 | 4-Poor | 2018
OHFT42267 | BICESTER COMMUNITY HOSPITAL | BASE BOX | PULSE OXIMETER-FINGER | ANA PULSE 100 | ANA WIZ LTD | ASSET ONLY NO SERVICING REQUIRED | 10 | 4-Poor | 2015
OHFT44892 | BICESTER COMMUNITY HOSPITAL | BICESTER WARD | PULSE OXIMETER-FINGER | ANA PULSE 100 | ANA WIZ LTD | ASSET ONLY NO SERVICING REQUIRED | 3 | 3-Average
OHFT43574 | BICESTER COMMUNITY HOSPITAL | INTEGRATED LOCALITY TEAM-COM THERAPY & OXFORD | PULSE OXIMETER-FINGER | ANA PULSE 100 | ANA WIZ LTD | ASSET ONLY NO SERVICING REQUIRED | 3 | 3-Average
OHFT45732 | BICESTER COMMUNITY HOSPITAL | INTEGRATED LOCALITY TEAM-COM THERAPY & OXFORD | PULSE OXIMETER-FINGER | ANA PULSE 100 | ANA WIZ LTD | ASSET ONLY NO SERVICING REQUIRED | 5 | 3-Average | 2020
OHFT46681 | BICESTER COMMUNITY HOSPITAL | INTEGRATED LOCALITY TEAM-COM THERAPY & OXFORD | PULSE OXIMETER-FINGER | ANA PULSE 100 | ANA WIZ LTD | ASSET ONLY NO SERVICING REQUIRED | 5 | 3-Average | 2020
OHFT46684 | BICESTER COMMUNITY HOSPITAL | INTEGRATED LOCALITY TEAM-COM THERAPY & OXFORD | PULSE OXIMETER-FINGER | ANA PULSE 100 | ANA WIZ LTD | ASSET ONLY NO SERVICING REQUIRED | 3 | 3-Average
OHFT46687 | BICESTER COMMUNITY HOSPITAL | INTEGRATED LOCALITY TEAM-COM THERAPY & OXFORD | PULSE OXIMETER-FINGER | ANA PULSE 100 | ANA WIZ LTD | ASSET ONLY NO SERVICING REQUIRED | 5 | 3-Average | 2020
OHFT46690 | BICESTER COMMUNITY HOSPITAL | INTEGRATED LOCALITY TEAM-COM THERAPY & OXFORD | PULSE OXIMETER-FINGER | ANA PULSE 100 | ANA WIZ LTD | ASSET ONLY NO SERVICING REQUIRED | 3 | 3-Average
OHFT0594 | BICESTER COMMUNITY HOSPITAL | BICESTER WARD | PULSE OXIMETER-FINGER | ANA PULSE 100 | ANA WIZ LTD | ASSET ONLY NO SERVICING REQUIRED | 10 | 4-Poor | 2015
OHFT44394 | BICESTER INNOVATION CENTRE | DISTRICT NURSES | PULSE OXIMETER-FINGER | ANA PULSE 100 | ANA WIZ LTD | ASSET ONLY NO SERVICING REQUIRED | 6 | 3-Average | 2019
OHFT46493 | BICESTER INNOVATION CENTRE | DISTRICT NURSES | PULSE OXIMETER-FINGER | ANA PULSE 100 | ANA WIZ LTD | ASSET ONLY NO SERVICING REQUIRED | 6 | 3-Average | 2019
OHFT43563 | BLACKBIRD LEYS CENTRE | DISTRICT NURSES | PULSE OXIMETER-FINGER | ANA PULSE 100 | ANA WIZ LTD | ASSET ONLY NO SERVICING REQUIRED | 6 | 3-Average | 2019
OHFT164148 | BLACKBIRD LEYS CENTRE | CLINIC | PULSE OXIMETER-FINGER | ANA PULSE 100 | ANA WIZ LTD | ASSET ONLY NO SERVICING REQUIRED | 5 | 3-Average | 2020
OHFT164149 | BLACKBIRD LEYS CENTRE | CLINIC | PULSE OXIMETER-FINGER | ANA PULSE 100 | ANA WIZ LTD | ASSET ONLY NO SERVICING REQUIRED | 5 | 3-Average | 2020
OHFT164151 | BLACKBIRD LEYS CENTRE | CLINIC | PULSE OXIMETER-FINGER | ANA PULSE 100 | ANA WIZ LTD | ASSET ONLY NO SERVICING REQUIRED | 5 | 3-Average | 2020
OHFT164152 | BLACKBIRD LEYS CENTRE | CLINIC | PULSE OXIMETER-FINGER | ANA PULSE 100 | ANA WIZ LTD | ASSET ONLY NO SERVICING REQUIRED | 5 | 3-Average | 2020
OHFT164153 | BLACKBIRD LEYS CENTRE | CLINIC | PULSE OXIMETER-FINGER | ANA PULSE 100 | ANA WIZ LTD | ASSET ONLY NO SERVICING REQUIRED | 3 | 2-Good | 2022
OHFT164154 | BLACKBIRD LEYS CENTRE | CLINIC | PULSE OXIMETER-FINGER | ANA PULSE 100 | ANA WIZ LTD | ASSET ONLY NO SERVICING REQUIRED | 5 | 3-Average | 2020
OHFT164155 | BLACKBIRD LEYS CENTRE | CLINIC | PULSE OXIMETER-FINGER | ANA PULSE 100 | ANA WIZ LTD | ASSET ONLY NO SERVICING REQUIRED | 4 | 2-Good | 2021
OHFT164156 | BLACKBIRD LEYS CENTRE | CLINIC | PULSE OXIMETER-FINGER | ANA PULSE 100 | ANA WIZ LTD | ASSET ONLY NO SERVICING REQUIRED | 5 | 3-Average | 2020
OHFT164157 | BLACKBIRD LEYS CENTRE | CLINIC | PULSE OXIMETER-FINGER | ANA PULSE 100 | ANA WIZ LTD | ASSET ONLY NO SERVICING REQUIRED | 5 | 3-Average | 2020
OHFT164158 | BLACKBIRD LEYS CENTRE | CLINIC | PULSE OXIMETER-FINGER | ANA PULSE 100 | ANA WIZ LTD | ASSET ONLY NO SERVICING REQUIRED | 5 | 3-Average | 2020
OHFT164159 | BLACKBIRD LEYS CENTRE | CLINIC | PULSE OXIMETER-FINGER | ANA PULSE 100 | ANA WIZ LTD | ASSET ONLY NO SERVICING REQUIRED | 5 | 3-Average | 2020
OHFT164160 | BLACKBIRD LEYS CENTRE | CLINIC | PULSE OXIMETER-FINGER | ANA PULSE 100 | ANA WIZ LTD | ASSET ONLY NO SERVICING REQUIRED | 5 | 3-Average | 2020
OHFT164161 | BLACKBIRD LEYS CENTRE | CLINIC | PULSE OXIMETER-FINGER | ANA PULSE 100 | ANA WIZ LTD | ASSET ONLY NO SERVICING REQUIRED | 5 | 3-Average | 2020
OHFT164162 | BLACKBIRD LEYS CENTRE | CLINIC | PULSE OXIMETER-FINGER | ANA PULSE 100 | ANA WIZ LTD | ASSET ONLY NO SERVICING REQUIRED | 5 | 3-Average | 2020
OHFT164163 | BLACKBIRD LEYS CENTRE | CLINIC | PULSE OXIMETER-FINGER | ANA PULSE 100 | ANA WIZ LTD | ASSET ONLY NO SERVICING REQUIRED | 4 | 2-Good | 2021
OHFT164164 | BLACKBIRD LEYS CENTRE | CLINIC | PULSE OXIMETER-FINGER | ANA PULSE 100 | ANA WIZ LTD | ASSET ONLY NO SERVICING REQUIRED | 4 | 2-Good | 2021
OHFT164165 | BLACKBIRD LEYS CENTRE | CLINIC | PULSE OXIMETER-FINGER | ANA PULSE 100 | ANA WIZ LTD | ASSET ONLY NO SERVICING REQUIRED | 5 | 3-Average | 2020
OHFT164166 | BLACKBIRD LEYS CENTRE | CLINIC | PULSE OXIMETER-FINGER | ANA PULSE 100 | ANA WIZ LTD | ASSET ONLY NO SERVICING REQUIRED | 5 | 3-Average | 2020
OHFT164167 | BLACKBIRD LEYS CENTRE | CLINIC | PULSE OXIMETER-FINGER | ANA PULSE 100 | ANA WIZ LTD | ASSET ONLY NO SERVICING REQUIRED | 5 | 3-Average | 2020
OHFT164168 | BLACKBIRD LEYS CENTRE | CLINIC | PULSE OXIMETER-FINGER | ANA PULSE 100 | ANA WIZ LTD | ASSET ONLY NO SERVICING REQUIRED | 5 | 3-Average | 2020
OHFT164169 | BLACKBIRD LEYS CENTRE | CLINIC | PULSE OXIMETER-FINGER | ANA PULSE 100 | ANA WIZ LTD | ASSET ONLY NO SERVICING REQUIRED | 5 | 3-Average | 2020
OHFT164170 | BLACKBIRD LEYS CENTRE | CLINIC | PULSE OXIMETER-FINGER | ANA PULSE 100 | ANA WIZ LTD | ASSET ONLY NO SERVICING REQUIRED | 5 | 3-Average | 2020
OHFT164171 | BLACKBIRD LEYS CENTRE | CLINIC | PULSE OXIMETER-FINGER | ANA PULSE 100 | ANA WIZ LTD | ASSET ONLY NO SERVICING REQUIRED | 5 | 3-Average | 2020
OHFT164172 | BLACKBIRD LEYS CENTRE | CLINIC | PULSE OXIMETER-FINGER | ANA PULSE 100 | ANA WIZ LTD | ASSET ONLY NO SERVICING REQUIRED | 4 | 2-Good | 2021
OHFT164173 | BLACKBIRD LEYS CENTRE | CLINIC | PULSE OXIMETER-FINGER | ANA PULSE 100 | ANA WIZ LTD | ASSET ONLY NO SERVICING REQUIRED | 5 | 3-Average | 2020
OHFT164174 | BLACKBIRD LEYS CENTRE | CLINIC | PULSE OXIMETER-FINGER | ANA PULSE 100 | ANA WIZ LTD | ASSET ONLY NO SERVICING REQUIRED | 5 | 3-Average | 2020
OHFT164175 | BLACKBIRD LEYS CENTRE | CLINIC | PULSE OXIMETER-FINGER | ANA PULSE 100 | ANA WIZ LTD | ASSET ONLY NO SERVICING REQUIRED | 5 | 3-Average | 2020
OHFT164176 | BLACKBIRD LEYS CENTRE | CLINIC | PULSE OXIMETER-FINGER | ANA PULSE 100 | ANA WIZ LTD | ASSET ONLY NO SERVICING REQUIRED | 4 | 2-Good | 2021
OHFT164177 | BLACKBIRD LEYS CENTRE | CLINIC | PULSE OXIMETER-FINGER | ANA PULSE 100 | ANA WIZ LTD | ASSET ONLY NO SERVICING REQUIRED | 5 | 3-Average | 2020
OHFT164178 | BLACKBIRD LEYS CENTRE | CLINIC | PULSE OXIMETER-FINGER | ANA PULSE 100 | ANA WIZ LTD | ASSET ONLY NO SERVICING REQUIRED | 5 | 3-Average | 2020
OHFT164179 | BLACKBIRD LEYS CENTRE | CLINIC | PULSE OXIMETER-FINGER | ANA PULSE 100 | ANA WIZ LTD | ASSET ONLY NO SERVICING REQUIRED | 5 | 3-Average | 2020
OHFT164180 | BLACKBIRD LEYS CENTRE | CLINIC | PULSE OXIMETER-FINGER | ANA PULSE 100 | ANA WIZ LTD | ASSET ONLY NO SERVICING REQUIRED | 4 | 2-Good | 2021
OHFT164181 | BLACKBIRD LEYS CENTRE | CLINIC | PULSE OXIMETER-FINGER | ANA PULSE 100 | ANA WIZ LTD | ASSET ONLY NO SERVICING REQUIRED | 5 | 3-Average | 2020
OHFT164182 | BLACKBIRD LEYS CENTRE | CLINIC | PULSE OXIMETER-FINGER | ANA PULSE 100 | ANA WIZ LTD | ASSET ONLY NO SERVICING REQUIRED | 4 | 2-Good | 2021
OHFT164183 | BLACKBIRD LEYS CENTRE | CLINIC | PULSE OXIMETER-FINGER | ANA PULSE 100 | ANA WIZ LTD | ASSET ONLY NO SERVICING REQUIRED | 5 | 3-Average | 2020
OHFT164184 | BLACKBIRD LEYS CENTRE | CLINIC | PULSE OXIMETER-FINGER | ANA PULSE 100 | ANA WIZ LTD | ASSET ONLY NO SERVICING REQUIRED | 5 | 3-Average | 2020
OHFT164185 | BLACKBIRD LEYS CENTRE | CLINIC | PULSE OXIMETER-FINGER | ANA PULSE 100 | ANA WIZ LTD | ASSET ONLY NO SERVICING REQUIRED | 4 | 2-Good | 2021
OHFT164186 | BLACKBIRD LEYS CENTRE | CLINIC | PULSE OXIMETER-FINGER | ANA PULSE 100 | ANA WIZ LTD | ASSET ONLY NO SERVICING REQUIRED | 5 | 3-Average | 2020
OHFT164187 | BLACKBIRD LEYS CENTRE | CLINIC | PULSE OXIMETER-FINGER | ANA PULSE 100 | ANA WIZ LTD | ASSET ONLY NO SERVICING REQUIRED | 5 | 3-Average | 2020
OHFT164188 | BLACKBIRD LEYS CENTRE | CLINIC | PULSE OXIMETER-FINGER | ANA PULSE 100 | ANA WIZ LTD | ASSET ONLY NO SERVICING REQUIRED | 5 | 3-Average | 2020
OHFT164189 | BLACKBIRD LEYS CENTRE | CLINIC | PULSE OXIMETER-FINGER | ANA PULSE 100 | ANA WIZ LTD | ASSET ONLY NO SERVICING REQUIRED | 4 | 2-Good | 2021
OHFT44264 | BLACKBIRD LEYS CENTRE | INTEGRATED LOCALITY TEAM | PULSE OXIMETER-FINGER | ANA PULSE 100 | ANA WIZ LTD | ASSET ONLY NO SERVICING REQUIRED | 6 | 3-Average | 2019
OHFT44265 | BLACKBIRD LEYS CENTRE | INTEGRATED LOCALITY TEAM | PULSE OXIMETER-FINGER | ANA PULSE 100 | ANA WIZ LTD | ASSET ONLY NO SERVICING REQUIRED | 6 | 3-Average | 2019
OHFT44266 | BLACKBIRD LEYS CENTRE | INTEGRATED LOCALITY TEAM | PULSE OXIMETER-FINGER | ANA PULSE 100 | ANA WIZ LTD | ASSET ONLY NO SERVICING REQUIRED | 6 | 3-Average | 2019
OHFT44582 | THE LEYS HEALTH CENTRE | DISTRICT NURSES | PULSE OXIMETER-FINGER | ANA PULSE 100 | ANA WIZ LTD | ASSET ONLY NO SERVICING REQUIRED | 3 | 3-Average
OHFT45710 | BLACKBIRD LEYS CENTRE | INTEGRATED LOCALITY TEAM | PULSE OXIMETER-FINGER | ANA PULSE 100 | ANA WIZ LTD | ASSET ONLY NO SERVICING REQUIRED | 5 | 3-Average | 2020
OHFT45711 | BLACKBIRD LEYS CENTRE | INTEGRATED LOCALITY TEAM | PULSE OXIMETER-FINGER | ANA PULSE 100 | ANA WIZ LTD | ASSET ONLY NO SERVICING REQUIRED | 5 | 3-Average | 2020
OHFT45712 | BLACKBIRD LEYS CENTRE | INTEGRATED LOCALITY TEAM | PULSE OXIMETER-FINGER | ANA PULSE 100 | ANA WIZ LTD | ASSET ONLY NO SERVICING REQUIRED | 5 | 3-Average | 2020
OHFT45760 | BLACKBIRD LEYS CENTRE | INTEGRATED LOCALITY TEAM | PULSE OXIMETER-FINGER | ANA PULSE 100 | ANA WIZ LTD | ASSET ONLY NO SERVICING REQUIRED | 5 | 3-Average | 2020
OHFT45761 | BLACKBIRD LEYS CENTRE | INTEGRATED LOCALITY TEAM | PULSE OXIMETER-FINGER | ANA PULSE 100 | ANA WIZ LTD | ASSET ONLY NO SERVICING REQUIRED | 5 | 3-Average | 2020
OHFT45762 | BLACKBIRD LEYS CENTRE | INTEGRATED LOCALITY TEAM | PULSE OXIMETER-FINGER | ANA PULSE 100 | ANA WIZ LTD | ASSET ONLY NO SERVICING REQUIRED | 5 | 3-Average | 2020
OHFT45763 | BLACKBIRD LEYS CENTRE | INTEGRATED LOCALITY TEAM | PULSE OXIMETER-FINGER | ANA PULSE 100 | ANA WIZ LTD | ASSET ONLY NO SERVICING REQUIRED | 5 | 3-Average | 2020
OHFT45764 | BLACKBIRD LEYS CENTRE | INTEGRATED LOCALITY TEAM | PULSE OXIMETER-FINGER | ANA PULSE 100 | ANA WIZ LTD | ASSET ONLY NO SERVICING REQUIRED | 5 | 3-Average | 2020
OHFT45765 | BLACKBIRD LEYS CENTRE | INTEGRATED LOCALITY TEAM | PULSE OXIMETER-FINGER | ANA PULSE 100 | ANA WIZ LTD | ASSET ONLY NO SERVICING REQUIRED | 5 | 3-Average | 2020
OHFT45766 | BLACKBIRD LEYS CENTRE | INTEGRATED LOCALITY TEAM | PULSE OXIMETER-FINGER | ANA PULSE 100 | ANA WIZ LTD | ASSET ONLY NO SERVICING REQUIRED | 5 | 3-Average | 2020
OHFT45767 | BLACKBIRD LEYS CENTRE | INTEGRATED LOCALITY TEAM | PULSE OXIMETER-FINGER | ANA PULSE 100 | ANA WIZ LTD | ASSET ONLY NO SERVICING REQUIRED | 5 | 3-Average | 2020
OHFT45768 | BLACKBIRD LEYS CENTRE | INTEGRATED LOCALITY TEAM | PULSE OXIMETER-FINGER | ANA PULSE 100 | ANA WIZ LTD | ASSET ONLY NO SERVICING REQUIRED | 5 | 3-Average | 2020
OHFT45769 | BLACKBIRD LEYS CENTRE | INTEGRATED LOCALITY TEAM | PULSE OXIMETER-FINGER | ANA PULSE 100 | ANA WIZ LTD | ASSET ONLY NO SERVICING REQUIRED | 5 | 3-Average | 2020
OHFT45770 | BLACKBIRD LEYS CENTRE | INTEGRATED LOCALITY TEAM | PULSE OXIMETER-FINGER | ANA PULSE 100 | ANA WIZ LTD | ASSET ONLY NO SERVICING REQUIRED | 5 | 3-Average | 2020
OHFT45771 | BLACKBIRD LEYS CENTRE | INTEGRATED LOCALITY TEAM | PULSE OXIMETER-FINGER | ANA PULSE 100 | ANA WIZ LTD | ASSET ONLY NO SERVICING REQUIRED | 5 | 3-Average | 2020
OHFT45772 | BLACKBIRD LEYS CENTRE | INTEGRATED LOCALITY TEAM | PULSE OXIMETER-FINGER | ANA PULSE 100 | ANA WIZ LTD | ASSET ONLY NO SERVICING REQUIRED | 5 | 3-Average | 2020
OHFT1947 | BLACKBIRD LEYS CENTRE | RESPIRATORY | PULSE OXIMETER-FINGER | ANA PULSE 100 | ANA WIZ LTD | ASSET ONLY NO SERVICING REQUIRED | 10 | 4-Poor | 2015
OHFT1948 | BLACKBIRD LEYS CENTRE | RESPIRATORY | PULSE OXIMETER-FINGER | ANA PULSE 100 | ANA WIZ LTD | ASSET ONLY NO SERVICING REQUIRED | 10 | 4-Poor | 2015
OHFT1953 | BLACKBIRD LEYS CENTRE | RESPIRATORY | PULSE OXIMETER-FINGER | ANA PULSE 100 | ANA WIZ LTD | ASSET ONLY NO SERVICING REQUIRED | 10 | 4-Poor | 2015
OHFT1954 | BLACKBIRD LEYS CENTRE | RESPIRATORY | PULSE OXIMETER-FINGER | ANA PULSE 100 | ANA WIZ LTD | ASSET ONLY NO SERVICING REQUIRED | 10 | 4-Poor | 2015
OHFT3402 | BLACKBIRD LEYS CENTRE | RESPIRATORY | PULSE OXIMETER-FINGER | ANA PULSE 100 | ANA WIZ LTD | ASSET ONLY NO SERVICING REQUIRED | 3 | 3-Average
OHFT41514 | BLACKBIRD LEYS CENTRE | RESPIRATORY | PULSE OXIMETER-FINGER | ANA PULSE 100 | ANA WIZ LTD | ASSET ONLY NO SERVICING REQUIRED | 10 | 4-Poor | 2015
OHFT41823 | BLACKBIRD LEYS CENTRE | RESPIRATORY | PULSE OXIMETER-FINGER | ANA PULSE 100 | ANA WIZ LTD | ASSET ONLY NO SERVICING REQUIRED | 10 | 4-Poor | 2015
OHFT44082 | BLACKBIRD LEYS CENTRE | RESPIRATORY | PULSE OXIMETER-FINGER | ANA PULSE 100 | ANA WIZ LTD | ASSET ONLY NO SERVICING REQUIRED | 10 | 4-Poor | 2015
OHFT45807 | BLACKBIRD LEYS CENTRE | RESPIRATORY | PULSE OXIMETER-FINGER | ANA PULSE 100 | ANA WIZ LTD | ASSET ONLY NO SERVICING REQUIRED | 5 | 3-Average | 2020
OHFT45808 | BLACKBIRD LEYS CENTRE | RESPIRATORY | PULSE OXIMETER-FINGER | ANA PULSE 100 | ANA WIZ LTD | ASSET ONLY NO SERVICING REQUIRED | 5 | 3-Average | 2020
OHFT45809 | BLACKBIRD LEYS CENTRE | RESPIRATORY | PULSE OXIMETER-FINGER | ANA PULSE 100 | ANA WIZ LTD | ASSET ONLY NO SERVICING REQUIRED | 5 | 3-Average | 2020
OHFT45810 | BLACKBIRD LEYS CENTRE | RESPIRATORY | PULSE OXIMETER-FINGER | ANA PULSE 100 | ANA WIZ LTD | ASSET ONLY NO SERVICING REQUIRED | 5 | 3-Average | 2020
OHFT45811 | BLACKBIRD LEYS CENTRE | RESPIRATORY | PULSE OXIMETER-FINGER | ANA PULSE 100 | ANA WIZ LTD | ASSET ONLY NO SERVICING REQUIRED | 5 | 3-Average | 2020
OHFT45812 | BLACKBIRD LEYS CENTRE | RESPIRATORY | PULSE OXIMETER-FINGER | ANA PULSE 100 | ANA WIZ LTD | ASSET ONLY NO SERVICING REQUIRED | 5 | 3-Average | 2020
OHFT45813 | BLACKBIRD LEYS CENTRE | RESPIRATORY | PULSE OXIMETER-FINGER | ANA PULSE 100 | ANA WIZ LTD | ASSET ONLY NO SERVICING REQUIRED | 5 | 3-Average | 2020
OHFT45814 | BLACKBIRD LEYS CENTRE | RESPIRATORY | PULSE OXIMETER-FINGER | ANA PULSE 100 | ANA WIZ LTD | ASSET ONLY NO SERVICING REQUIRED | 5 | 3-Average | 2020
OHFT45815 | BLACKBIRD LEYS CENTRE | RESPIRATORY | PULSE OXIMETER-FINGER | ANA PULSE 100 | ANA WIZ LTD | ASSET ONLY NO SERVICING REQUIRED | 5 | 3-Average | 2020
OHFT45816 | BLACKBIRD LEYS CENTRE | RESPIRATORY | PULSE OXIMETER-FINGER | ANA PULSE 100 | ANA WIZ LTD | ASSET ONLY NO SERVICING REQUIRED | 5 | 3-Average | 2020
OHFT45817 | BLACKBIRD LEYS CENTRE | RESPIRATORY | PULSE OXIMETER-FINGER | ANA PULSE 100 | ANA WIZ LTD | ASSET ONLY NO SERVICING REQUIRED | 5 | 3-Average | 2020
OHFT45818 | BLACKBIRD LEYS CENTRE | RESPIRATORY | PULSE OXIMETER-FINGER | ANA PULSE 100 | ANA WIZ LTD | ASSET ONLY NO SERVICING REQUIRED | 5 | 3-Average | 2020
OHFT45819 | BLACKBIRD LEYS CENTRE | RESPIRATORY | PULSE OXIMETER-FINGER | ANA PULSE 100 | ANA WIZ LTD | ASSET ONLY NO SERVICING REQUIRED | 5 | 3-Average | 2020
OHFT45820 | BLACKBIRD LEYS CENTRE | RESPIRATORY | PULSE OXIMETER-FINGER | ANA PULSE 100 | ANA WIZ LTD | ASSET ONLY NO SERVICING REQUIRED | 5 | 3-Average | 2020
OHFT45821 | BLACKBIRD LEYS CENTRE | RESPIRATORY | PULSE OXIMETER-FINGER | ANA PULSE 100 | ANA WIZ LTD | ASSET ONLY NO SERVICING REQUIRED | 5 | 3-Average | 2020
OHFT45822 | BLACKBIRD LEYS CENTRE | RESPIRATORY | PULSE OXIMETER-FINGER | ANA PULSE 100 | ANA WIZ LTD | ASSET ONLY NO SERVICING REQUIRED | 5 | 3-Average | 2020
OHFT45823 | BLACKBIRD LEYS CENTRE | RESPIRATORY | PULSE OXIMETER-FINGER | ANA PULSE 100 | ANA WIZ LTD | ASSET ONLY NO SERVICING REQUIRED | 5 | 3-Average | 2020
OHFT45824 | BLACKBIRD LEYS CENTRE | RESPIRATORY | PULSE OXIMETER-FINGER | ANA PULSE 100 | ANA WIZ LTD | ASSET ONLY NO SERVICING REQUIRED | 5 | 3-Average | 2020
OHFT45825 | BLACKBIRD LEYS CENTRE | RESPIRATORY | PULSE OXIMETER-FINGER | ANA PULSE 100 | ANA WIZ LTD | ASSET ONLY NO SERVICING REQUIRED | 5 | 3-Average | 2020
OHFT45826 | BLACKBIRD LEYS CENTRE | RESPIRATORY | PULSE OXIMETER-FINGER | ANA PULSE 100 | ANA WIZ LTD | ASSET ONLY NO SERVICING REQUIRED | 5 | 3-Average | 2020
OHFT45827 | BLACKBIRD LEYS CENTRE | RESPIRATORY | PULSE OXIMETER-FINGER | ANA PULSE 100 | ANA WIZ LTD | ASSET ONLY NO SERVICING REQUIRED | 5 | 3-Average | 2020
OHFT45828 | BLACKBIRD LEYS CENTRE | RESPIRATORY | PULSE OXIMETER-FINGER | ANA PULSE 100 | ANA WIZ LTD | ASSET ONLY NO SERVICING REQUIRED | 5 | 3-Average | 2020
OHFT45832 | BLACKBIRD LEYS CENTRE | RESPIRATORY | PULSE OXIMETER-FINGER | ANA PULSE 100 | ANA WIZ LTD | ASSET ONLY NO SERVICING REQUIRED | 5 | 3-Average | 2020
OHFT45833 | BLACKBIRD LEYS CENTRE | RESPIRATORY | PULSE OXIMETER-FINGER | ANA PULSE 100 | ANA WIZ LTD | ASSET ONLY NO SERVICING REQUIRED | 5 | 3-Average | 2020
OHFT45834 | BLACKBIRD LEYS CENTRE | RESPIRATORY | PULSE OXIMETER-FINGER | ANA PULSE 100 | ANA WIZ LTD | ASSET ONLY NO SERVICING REQUIRED | 5 | 3-Average | 2020
OHFT45835 | BLACKBIRD LEYS CENTRE | RESPIRATORY | PULSE OXIMETER-FINGER | ANA PULSE 100 | ANA WIZ LTD | ASSET ONLY NO SERVICING REQUIRED | 5 | 3-Average | 2020
OHFT45836 | BLACKBIRD LEYS CENTRE | RESPIRATORY | PULSE OXIMETER-FINGER | ANA PULSE 100 | ANA WIZ LTD | ASSET ONLY NO SERVICING REQUIRED | 5 | 3-Average | 2020
OHFT45837 | BLACKBIRD LEYS CENTRE | RESPIRATORY | PULSE OXIMETER-FINGER | ANA PULSE 100 | ANA WIZ LTD | ASSET ONLY NO SERVICING REQUIRED | 5 | 3-Average | 2020
OHFT45838 | BLACKBIRD LEYS CENTRE | RESPIRATORY | PULSE OXIMETER-FINGER | ANA PULSE 100 | ANA WIZ LTD | ASSET ONLY NO SERVICING REQUIRED | 5 | 3-Average | 2020
OHFT2387 | BROADSHIRES HEALTH CENTRE | DISTRICT NURSES | PULSE OXIMETER-FINGER | ANA PULSE 100 | ANA WIZ LTD | ASSET ONLY NO SERVICING REQUIRED | 6 | 3-Average | 2019
OHFT43695 | BROADSHIRES HEALTH CENTRE | DISTRICT NURSES | PULSE OXIMETER-FINGER | ANA PULSE 100 | ANA WIZ LTD | ASSET ONLY NO SERVICING REQUIRED | 8 | 4-Poor | 2017
OHFT44447 | BROADSHIRES HEALTH CENTRE | DISTRICT NURSES | PULSE OXIMETER-FINGER | ANA PULSE 100 | ANA WIZ LTD | ASSET ONLY NO SERVICING REQUIRED | 6 | 3-Average | 2019
OHFT43567 | BURY KNOWLE HEALTH CENTRE | DISTRICT NURSES | PULSE OXIMETER-FINGER | ANA PULSE 100 | ANA WIZ LTD | ASSET ONLY NO SERVICING REQUIRED | 6 | 3-Average | 2019
OHFT44125 | BURY KNOWLE HEALTH CENTRE | DISTRICT NURSES | PULSE OXIMETER-FINGER | ANA PULSE 100 | ANA WIZ LTD | ASSET ONLY NO SERVICING REQUIRED | 6 | 3-Average | 2019
OHFT44127 | BURY KNOWLE HEALTH CENTRE | DISTRICT NURSES | PULSE OXIMETER-FINGER | ANA PULSE 100 | ANA WIZ LTD | ASSET ONLY NO SERVICING REQUIRED | 7 | 4-Poor | 2018
OHFT44128 | BURY KNOWLE HEALTH CENTRE | DISTRICT NURSES | PULSE OXIMETER-FINGER | ANA PULSE 100 | ANA WIZ LTD | ASSET ONLY NO SERVICING REQUIRED | 6 | 3-Average | 2019
OHFT44129 | BURY KNOWLE HEALTH CENTRE | DISTRICT NURSES | PULSE OXIMETER-FINGER | ANA PULSE 100 | ANA WIZ LTD | ASSET ONLY NO SERVICING REQUIRED | 6 | 3-Average | 2019
OHFT44130 | BURY KNOWLE HEALTH CENTRE | DISTRICT NURSES | PULSE OXIMETER-FINGER | ANA PULSE 100 | ANA WIZ LTD | ASSET ONLY NO SERVICING REQUIRED | 7 | 4-Poor | 2018
OHFT44131 | BURY KNOWLE HEALTH CENTRE | DISTRICT NURSES | PULSE OXIMETER-FINGER | ANA PULSE 100 | ANA WIZ LTD | ASSET ONLY NO SERVICING REQUIRED | 6 | 3-Average | 2019
OHFT44132 | BURY KNOWLE HEALTH CENTRE | DISTRICT NURSES | PULSE OXIMETER-FINGER | ANA PULSE 100 | ANA WIZ LTD | ASSET ONLY NO SERVICING REQUIRED | 6 | 3-Average | 2019
OHFT44133 | ABINGDON COMMUNITY HOSPITAL | DISTRICT NURSES | PULSE OXIMETER-FINGER | ANA PULSE 100 | ANA WIZ LTD | ASSET ONLY NO SERVICING REQUIRED | 6 | 3-Average | 2019
OHFT44134 | ABINGDON COMMUNITY HOSPITAL | DISTRICT NURSES | PULSE OXIMETER-FINGER | ANA PULSE 100 | ANA WIZ LTD | ASSET ONLY NO SERVICING REQUIRED | 6 | 3-Average | 2019
OHFT44216 | BURY KNOWLE HEALTH CENTRE | DISTRICT NURSES | PULSE OXIMETER-FINGER | ANA PULSE 100 | ANA WIZ LTD | ASSET ONLY NO SERVICING REQUIRED | 7 | 4-Poor | 2018
OHFT164232 | CHIPPING NORTON COMMUNITY HOSPITAL | OUTPATIENTS DEPT | PULSE OXIMETER-FINGER | ANA PULSE 100 | ANA WIZ LTD | ASSET ONLY NO SERVICING REQUIRED | 5 | 3-Average | 2020
OHFT164233 | CHIPPING NORTON COMMUNITY HOSPITAL | OUTPATIENTS DEPT | PULSE OXIMETER-FINGER | ANA PULSE 100 | ANA WIZ LTD | ASSET ONLY NO SERVICING REQUIRED | 5 | 3-Average | 2020
OHFT164234 | CHIPPING NORTON COMMUNITY HOSPITAL | OUTPATIENTS DEPT | PULSE OXIMETER-FINGER | ANA PULSE 100 | ANA WIZ LTD | ASSET ONLY NO SERVICING REQUIRED | 5 | 3-Average | 2020
OHFT164235 | CHIPPING NORTON COMMUNITY HOSPITAL | OUTPATIENTS DEPT | PULSE OXIMETER-FINGER | ANA PULSE 100 | ANA WIZ LTD | ASSET ONLY NO SERVICING REQUIRED | 5 | 3-Average | 2020
OHFT43967 | CHIPPING NORTON COMMUNITY HOSPITAL | OUTPATIENTS DEPT | PULSE OXIMETER-FINGER | ANA PULSE 100 | ANA WIZ LTD | ASSET ONLY NO SERVICING REQUIRED | 7 | 4-Poor | 2018
OHFT43971 | CHIPPING NORTON COMMUNITY HOSPITAL | OUTPATIENTS DEPT | PULSE OXIMETER-FINGER | ANA PULSE 100 | ANA WIZ LTD | ASSET ONLY NO SERVICING REQUIRED | 7 | 4-Poor | 2018
OHFT43974 | CHIPPING NORTON COMMUNITY HOSPITAL | OUTPATIENTS DEPT | PULSE OXIMETER-FINGER | ANA PULSE 100 | ANA WIZ LTD | ASSET ONLY NO SERVICING REQUIRED | 7 | 4-Poor | 2018
OHFT43975 | CHIPPING NORTON COMMUNITY HOSPITAL | OUTPATIENTS DEPT | PULSE OXIMETER-FINGER | ANA PULSE 100 | ANA WIZ LTD | ASSET ONLY NO SERVICING REQUIRED | 7 | 4-Poor | 2018
OHFT43977 | CHIPPING NORTON COMMUNITY HOSPITAL | OUTPATIENTS DEPT | PULSE OXIMETER-FINGER | ANA PULSE 100 | ANA WIZ LTD | ASSET ONLY NO SERVICING REQUIRED | 7 | 4-Poor | 2018
OHFT43978 | CHIPPING NORTON COMMUNITY HOSPITAL | OUTPATIENTS DEPT | PULSE OXIMETER-FINGER | ANA PULSE 100 | ANA WIZ LTD | ASSET ONLY NO SERVICING REQUIRED | 7 | 4-Poor | 2018
OHFT43979 | CHIPPING NORTON COMMUNITY HOSPITAL | OUTPATIENTS DEPT | PULSE OXIMETER-FINGER | ANA PULSE 100 | ANA WIZ LTD | ASSET ONLY NO SERVICING REQUIRED | 7 | 4-Poor | 2018
OHFT43980 | CHIPPING NORTON COMMUNITY HOSPITAL | OUTPATIENTS DEPT | PULSE OXIMETER-FINGER | ANA PULSE 100 | ANA WIZ LTD | ASSET ONLY NO SERVICING REQUIRED | 7 | 4-Poor | 2018
OHFT43981 | CHIPPING NORTON COMMUNITY HOSPITAL | OUTPATIENTS DEPT | PULSE OXIMETER-FINGER | ANA PULSE 100 | ANA WIZ LTD | ASSET ONLY NO SERVICING REQUIRED | 7 | 4-Poor | 2018
OHFTTBA 1182653 | CHIPPING NORTON COMMUNITY HOSPITAL | OUTPATIENTS DEPT | PULSE OXIMETER-FINGER | ANA PULSE 100 | ANA WIZ LTD | ASSET ONLY NO SERVICING REQUIRED | 7 | 4-Poor | 2018
OHFT43968 | CHIPPING NORTON COMMUNITY HOSPITAL | DISTRICT NURSES | PULSE OXIMETER-FINGER | ANA PULSE 100 | ANA WIZ LTD | ASSET ONLY NO SERVICING REQUIRED | 7 | 4-Poor | 2018
OHFT43970 | CHIPPING NORTON COMMUNITY HOSPITAL | DISTRICT NURSES | PULSE OXIMETER-FINGER | ANA PULSE 100 | ANA WIZ LTD | ASSET ONLY NO SERVICING REQUIRED | 7 | 4-Poor | 2018
OHFT43972 | CHIPPING NORTON COMMUNITY HOSPITAL | DISTRICT NURSES | PULSE OXIMETER-FINGER | ANA PULSE 100 | ANA WIZ LTD | ASSET ONLY NO SERVICING REQUIRED | 7 | 4-Poor | 2018
OHFT43976 | CHIPPING NORTON COMMUNITY HOSPITAL | DISTRICT NURSES | PULSE OXIMETER-FINGER | ANA PULSE 100 | ANA WIZ LTD | ASSET ONLY NO SERVICING REQUIRED | 7 | 4-Poor | 2018
OHFT46223 | CHIPPING NORTON COMMUNITY HOSPITAL | DISTRICT NURSES | PULSE OXIMETER-FINGER | ANA PULSE 100 | ANA WIZ LTD | ASSET ONLY NO SERVICING REQUIRED | 4 | 2-Good | 2021
OHFT46224 | CHIPPING NORTON COMMUNITY HOSPITAL | DISTRICT NURSES | PULSE OXIMETER-FINGER | ANA PULSE 100 | ANA WIZ LTD | ASSET ONLY NO SERVICING REQUIRED | 4 | 2-Good | 2021
OHFT46451 | CHIPPING NORTON COMMUNITY HOSPITAL | DISTRICT NURSES | PULSE OXIMETER-FINGER | ANA PULSE 100 | ANA WIZ LTD | ASSET ONLY NO SERVICING REQUIRED | 15 | 4-Poor | 2010
OHFT43724 | FULBROOK CENTRE | CITY COMMUNITY HOSPITAL | PULSE OXIMETER-FINGER | ANA PULSE 100 | ANA WIZ LTD | ASSET ONLY NO SERVICING REQUIRED | 6 | 3-Average | 2019
OHFT43726 | FULBROOK CENTRE | CITY COMMUNITY HOSPITAL | PULSE OXIMETER-FINGER | ANA PULSE 100 | ANA WIZ LTD | ASSET ONLY NO SERVICING REQUIRED | 6 | 3-Average | 2019
OHFT43727 | FULBROOK CENTRE | CITY COMMUNITY HOSPITAL | PULSE OXIMETER-FINGER | ANA PULSE 100 | ANA WIZ LTD | ASSET ONLY NO SERVICING REQUIRED | 6 | 3-Average | 2019
OHFT0575 | DIDCOT COMMUNITY HOSPITAL | DIDCOT WARD | PULSE OXIMETER-FINGER | ANA PULSE 100 | ANA WIZ LTD | ASSET ONLY NO SERVICING REQUIRED | 7 | 4-Poor | 2018
OHFT0576 | DIDCOT COMMUNITY HOSPITAL | DIDCOT WARD | PULSE OXIMETER-FINGER | ANA PULSE 100 | ANA WIZ LTD | ASSET ONLY NO SERVICING REQUIRED | 7 | 4-Poor | 2018
OHFT0577 | DIDCOT COMMUNITY HOSPITAL | DIDCOT WARD | PULSE OXIMETER-FINGER | ANA PULSE 100 | ANA WIZ LTD | ASSET ONLY NO SERVICING REQUIRED | 7 | 4-Poor | 2018
OHFT42449 | ABINGDON COMMUNITY HOSPITAL | DELEGATED HEALTHCARE NURSE TRAINERS | PULSE OXIMETER-FINGER | ANA PULSE 100 | ANA WIZ LTD | ASSET ONLY NO SERVICING REQUIRED | 10 | 4-Poor | 2015
OHFT42659 | DIDCOT HEALTH CENTRE | DISTRICT NURSES | PULSE OXIMETER-FINGER | ANA PULSE 100 | ANA WIZ LTD | ASSET ONLY NO SERVICING REQUIRED | 10 | 4-Poor | 2015
OHFT42664 | DIDCOT HEALTH CENTRE | DISTRICT NURSES | PULSE OXIMETER-FINGER | ANA PULSE 100 | ANA WIZ LTD | ASSET ONLY NO SERVICING REQUIRED | 10 | 4-Poor | 2015
OHFT44850 | DIDCOT HEALTH CENTRE | DISTRICT NURSES | PULSE OXIMETER-FINGER | ANA PULSE 100 | ANA WIZ LTD | ASSET ONLY NO SERVICING REQUIRED | 5 | 3-Average | 2020
OHFT44324 | EAST OXFORD HEALTH CENTRE | DISTRICT NURSES | PULSE OXIMETER-FINGER | ANA PULSE 100 | ANA WIZ LTD | ASSET ONLY NO SERVICING REQUIRED | 6 | 3-Average | 2019
OHFT44325 | EAST OXFORD HEALTH CENTRE | DISTRICT NURSES | PULSE OXIMETER-FINGER | ANA PULSE 100 | ANA WIZ LTD | ASSET ONLY NO SERVICING REQUIRED | 6 | 3-Average | 2019
OHFT46212 | EAST OXFORD HEALTH CENTRE | DISTRICT NURSES | PULSE OXIMETER-FINGER | ANA PULSE 100 | ANA WIZ LTD | ASSET ONLY NO SERVICING REQUIRED | 5 | 3-Average | 2020
OHFT43359 | EAST OXFORD HEALTH CENTRE | OUT OF HOURS CLINIC | PULSE OXIMETER-FINGER | ANA PULSE 100 | ANA WIZ LTD | ASSET ONLY NO SERVICING REQUIRED | 11 | 4-Poor | 2014
OHFT43496 | EAST OXFORD HEALTH CENTRE | OUT OF HOURS CLINIC | PULSE OXIMETER-FINGER | ANA PULSE 100 | ANA WIZ LTD | ASSET ONLY NO SERVICING REQUIRED | 8 | 4-Poor | 2017
OHFT43497 | EAST OXFORD HEALTH CENTRE | OUT OF HOURS CLINIC | PULSE OXIMETER-FINGER | ANA PULSE 100 | ANA WIZ LTD | ASSET ONLY NO SERVICING REQUIRED | 8 | 4-Poor | 2017
OHFT43499 | EAST OXFORD HEALTH CENTRE | OUT OF HOURS CLINIC | PULSE OXIMETER-FINGER | ANA PULSE 100 | ANA WIZ LTD | ASSET ONLY NO SERVICING REQUIRED | 8 | 4-Poor | 2017
OHFT44098 | EAST OXFORD HEALTH CENTRE | OUT OF HOURS CLINIC | PULSE OXIMETER-FINGER | ANA PULSE 100 | ANA WIZ LTD | ASSET ONLY NO SERVICING REQUIRED | 10 | 4-Poor | 2015
OHFT42262 | EAST OXFORD HEALTH CENTRE | OUT OF HOURS CLINIC | PULSE OXIMETER-FINGER | ANA PULSE 100 | ANA WIZ LTD | ASSET ONLY NO SERVICING REQUIRED | 10 | 4-Poor | 2015
OHFT42441 | FARINGDON MEDICAL CENTRE | DISTRICT NURSES-FARINGDON & SHRIVENHAM | PULSE OXIMETER-FINGER | ANA PULSE 100 | ANA WIZ LTD | ASSET ONLY NO SERVICING REQUIRED | 10 | 4-Poor | 2015
OHFT44409 | FARINGDON MEDICAL CENTRE | DISTRICT NURSES-FARINGDON & SHRIVENHAM | PULSE OXIMETER-FINGER | ANA PULSE 100 | ANA WIZ LTD | ASSET ONLY NO SERVICING REQUIRED | 6 | 3-Average | 2019
OHFT44798 | FARINGDON MEDICAL CENTRE | DISTRICT NURSES-FARINGDON & SHRIVENHAM | PULSE OXIMETER-FINGER | ANA PULSE 100 | ANA WIZ LTD | ASSET ONLY NO SERVICING REQUIRED | 5 | 3-Average | 2020
OHFT44799 | WANTAGE HEALTH CENTRE | DISTRICT NURSES | PULSE OXIMETER-FINGER | ANA PULSE 100 | ANA WIZ LTD | ASSET ONLY NO SERVICING REQUIRED | 5 | 3-Average | 2020
OHFT0683 | FARINGDON MEDICAL CENTRE | DISTRICT NURSES-FARINGDON & SHRIVENHAM | PULSE OXIMETER-FINGER | ANA PULSE 100 | ANA WIZ LTD | ASSET ONLY NO SERVICING REQUIRED | 7 | 4-Poor | 2018
OHFT42080 | FARINGDON MEDICAL CENTRE | DISTRICT NURSES-FARINGDON & SHRIVENHAM | PULSE OXIMETER-FINGER | ANA PULSE 100 | ANA WIZ LTD | ASSET ONLY NO SERVICING REQUIRED | 10 | 4-Poor | 2015
OHFT42085 | FARINGDON MEDICAL CENTRE | DISTRICT NURSES-FARINGDON & SHRIVENHAM | PULSE OXIMETER-FINGER | ANA PULSE 100 | ANA WIZ LTD | ASSET ONLY NO SERVICING REQUIRED | 10 | 4-Poor | 2015
OHFT42086 | FARINGDON MEDICAL CENTRE | DISTRICT NURSES-FARINGDON & SHRIVENHAM | PULSE OXIMETER-FINGER | ANA PULSE 100 | ANA WIZ LTD | ASSET ONLY NO SERVICING REQUIRED | 10 | 4-Poor | 2015
OHFT44407 | FARINGDON MEDICAL CENTRE | DISTRICT NURSES-FARINGDON & SHRIVENHAM | PULSE OXIMETER-FINGER | ANA PULSE 100 | ANA WIZ LTD | ASSET ONLY NO SERVICING REQUIRED | 6 | 3-Average | 2019
OHFT2289 | FULBROOK CENTRE | SANDFORD WARD | PULSE OXIMETER-FINGER | ANA PULSE 100 | ANA WIZ LTD | ASSET ONLY NO SERVICING REQUIRED | 6 | 3-Average | 2019
OHFT45915 | FULBROOK CENTRE | SANDFORD WARD | PULSE OXIMETER-FINGER | ANA PULSE 100 | ANA WIZ LTD | ASSET ONLY NO SERVICING REQUIRED | 5 | 3-Average | 2020
OHFT46314 | FULBROOK CENTRE | CITY COMMUNITY HOSPITAL | PULSE OXIMETER-FINGER | ANA PULSE 100 | ANA WIZ LTD | ASSET ONLY NO SERVICING REQUIRED | 5 | 3-Average | 2020
OHFT46315TBC | FULBROOK CENTRE | CITY COMMUNITY HOSPITAL | PULSE OXIMETER-FINGER | ANA PULSE 100 | ANA WIZ LTD | ASSET ONLY NO SERVICING REQUIRED | 4 | 2-Good | 2021
OHFT46316 | FULBROOK CENTRE | CITY COMMUNITY HOSPITAL | PULSE OXIMETER-FINGER | ANA PULSE 100 | ANA WIZ LTD | ASSET ONLY NO SERVICING REQUIRED | 5 | 3-Average | 2020
OHFT46317 | FULBROOK CENTRE | CITY COMMUNITY HOSPITAL | PULSE OXIMETER-FINGER | ANA PULSE 100 | ANA WIZ LTD | ASSET ONLY NO SERVICING REQUIRED | 4 | 2-Good | 2021
OHFT46318 | FULBROOK CENTRE | CITY COMMUNITY HOSPITAL | PULSE OXIMETER-FINGER | ANA PULSE 100 | ANA WIZ LTD | ASSET ONLY NO SERVICING REQUIRED | 5 | 3-Average | 2020
OHFT46319 | FULBROOK CENTRE | CITY COMMUNITY HOSPITAL | PULSE OXIMETER-FINGER | ANA PULSE 100 | ANA WIZ LTD | ASSET ONLY NO SERVICING REQUIRED | 4 | 2-Good | 2021
OHFT42242 | GORING & WOODCOTE MP | DISTRICT NURSES | PULSE OXIMETER-FINGER | ANA PULSE 100 | ANA WIZ LTD | ASSET ONLY NO SERVICING REQUIRED | 8 | 4-Poor | 2017
OHFT42243 | GORING & WOODCOTE MP | DISTRICT NURSES | PULSE OXIMETER-FINGER | ANA PULSE 100 | ANA WIZ LTD | ASSET ONLY NO SERVICING REQUIRED | 8 | 4-Poor | 2017
OHFT47089 | THE LEYS HEALTH CENTRE | DISTRICT NURSES | PULSE OXIMETER-FINGER | ANA PULSE 100 | ANA WIZ LTD | ASSET ONLY NO SERVICING REQUIRED | 5 | 3-Average | 2020
OHFT47090 | JERICHO HEALTH CENTRE | DISTRICT NURSES | PULSE OXIMETER-FINGER | ANA PULSE 100 | ANA WIZ LTD | ASSET ONLY NO SERVICING REQUIRED | 4 | 2-Good | 2021
OHFT47091 | JERICHO HEALTH CENTRE | DISTRICT NURSES | PULSE OXIMETER-FINGER | ANA PULSE 100 | ANA WIZ LTD | ASSET ONLY NO SERVICING REQUIRED | 4 | 2-Good | 2021
OHFT47092 | JERICHO HEALTH CENTRE | DISTRICT NURSES | PULSE OXIMETER-FINGER | ANA PULSE 100 | ANA WIZ LTD | ASSET ONLY NO SERVICING REQUIRED | 4 | 2-Good | 2021
OHFT47093 | JERICHO HEALTH CENTRE | DISTRICT NURSES | PULSE OXIMETER-FINGER | ANA PULSE 100 | ANA WIZ LTD | ASSET ONLY NO SERVICING REQUIRED | 5 | 3-Average | 2020
OHFT47094 | JERICHO HEALTH CENTRE | DISTRICT NURSES | PULSE OXIMETER-FINGER | ANA PULSE 100 | ANA WIZ LTD | ASSET ONLY NO SERVICING REQUIRED | 4 | 2-Good | 2021
OHFT0633 | JERICHO HEALTH CENTRE | DISTRICT NURSES | PULSE OXIMETER-FINGER | ANA PULSE 100 | ANA WIZ LTD | ASSET ONLY NO SERVICING REQUIRED | 7 | 4-Poor | 2018
OHFT44175 | JERICHO HEALTH CENTRE | DISTRICT NURSES | PULSE OXIMETER-FINGER | ANA PULSE 100 | ANA WIZ LTD | ASSET ONLY NO SERVICING REQUIRED | 6 | 3-Average | 2019
OHFT44176 | JERICHO HEALTH CENTRE | DISTRICT NURSES | PULSE OXIMETER-FINGER | ANA PULSE 100 | ANA WIZ LTD | ASSET ONLY NO SERVICING REQUIRED | 6 | 3-Average | 2019
OHFT44177 | JERICHO HEALTH CENTRE | DISTRICT NURSES | PULSE OXIMETER-FINGER | ANA PULSE 100 | ANA WIZ LTD | ASSET ONLY NO SERVICING REQUIRED | 6 | 3-Average | 2019
OHFT44178 | JERICHO HEALTH CENTRE | DISTRICT NURSES | PULSE OXIMETER-FINGER | ANA PULSE 100 | ANA WIZ LTD | ASSET ONLY NO SERVICING REQUIRED | 6 | 3-Average | 2019
OHFT44179 | JERICHO HEALTH CENTRE | DISTRICT NURSES | PULSE OXIMETER-FINGER | ANA PULSE 100 | ANA WIZ LTD | ASSET ONLY NO SERVICING REQUIRED | 6 | 3-Average | 2019
OHFT44180 | JERICHO HEALTH CENTRE | DISTRICT NURSES | PULSE OXIMETER-FINGER | ANA PULSE 100 | ANA WIZ LTD | ASSET ONLY NO SERVICING REQUIRED | 6 | 3-Average | 2019
OHFT44181 | JERICHO HEALTH CENTRE | DISTRICT NURSES | PULSE OXIMETER-FINGER | ANA PULSE 100 | ANA WIZ LTD | ASSET ONLY NO SERVICING REQUIRED | 6 | 3-Average | 2019
OHFT44182 | JERICHO HEALTH CENTRE | DISTRICT NURSES | PULSE OXIMETER-FINGER | ANA PULSE 100 | ANA WIZ LTD | ASSET ONLY NO SERVICING REQUIRED | 6 | 3-Average | 2019
OHFT44183 | JERICHO HEALTH CENTRE | DISTRICT NURSES | PULSE OXIMETER-FINGER | ANA PULSE 100 | ANA WIZ LTD | ASSET ONLY NO SERVICING REQUIRED | 6 | 3-Average | 2019
OHFT44185 | JERICHO HEALTH CENTRE | DISTRICT NURSES | PULSE OXIMETER-FINGER | ANA PULSE 100 | ANA WIZ LTD | ASSET ONLY NO SERVICING REQUIRED | 6 | 3-Average | 2019
OHFT44186 | JERICHO HEALTH CENTRE | DISTRICT NURSES | PULSE OXIMETER-FINGER | ANA PULSE 100 | ANA WIZ LTD | ASSET ONLY NO SERVICING REQUIRED | 6 | 3-Average | 2019
OHFT44187 | JERICHO HEALTH CENTRE | DISTRICT NURSES | PULSE OXIMETER-FINGER | ANA PULSE 100 | ANA WIZ LTD | ASSET ONLY NO SERVICING REQUIRED | 6 | 3-Average | 2019
OHFT44189 | JERICHO HEALTH CENTRE | DISTRICT NURSES | PULSE OXIMETER-FINGER | ANA PULSE 100 | ANA WIZ LTD | ASSET ONLY NO SERVICING REQUIRED | 6 | 3-Average | 2019
OHFT44190 | JERICHO HEALTH CENTRE | DISTRICT NURSES | PULSE OXIMETER-FINGER | ANA PULSE 100 | ANA WIZ LTD | ASSET ONLY NO SERVICING REQUIRED | 6 | 3-Average | 2019
OHFT44191 | JERICHO HEALTH CENTRE | DISTRICT NURSES | PULSE OXIMETER-FINGER | ANA PULSE 100 | ANA WIZ LTD | ASSET ONLY NO SERVICING REQUIRED | 6 | 3-Average | 2019
OHFT44192 | JERICHO HEALTH CENTRE | DISTRICT NURSES | PULSE OXIMETER-FINGER | ANA PULSE 100 | ANA WIZ LTD | ASSET ONLY NO SERVICING REQUIRED | 6 | 3-Average | 2019
OHFT44193 | JERICHO HEALTH CENTRE | DISTRICT NURSES | PULSE OXIMETER-FINGER | ANA PULSE 100 | ANA WIZ LTD | ASSET ONLY NO SERVICING REQUIRED | 6 | 3-Average | 2019
OHFT44194 | JERICHO HEALTH CENTRE | DISTRICT NURSES | PULSE OXIMETER-FINGER | ANA PULSE 100 | ANA WIZ LTD | ASSET ONLY NO SERVICING REQUIRED | 6 | 3-Average | 2019
OHFT44195 | JERICHO HEALTH CENTRE | DISTRICT NURSES | PULSE OXIMETER-FINGER | ANA PULSE 100 | ANA WIZ LTD | ASSET ONLY NO SERVICING REQUIRED | 6 | 3-Average | 2019
OHFT44196 | JERICHO HEALTH CENTRE | DISTRICT NURSES | PULSE OXIMETER-FINGER | ANA PULSE 100 | ANA WIZ LTD | ASSET ONLY NO SERVICING REQUIRED | 6 | 3-Average | 2019
OHFT44197 | JERICHO HEALTH CENTRE | DISTRICT NURSES | PULSE OXIMETER-FINGER | ANA PULSE 100 | ANA WIZ LTD | ASSET ONLY NO SERVICING REQUIRED | 6 | 3-Average | 2019
OHFT44198 | JERICHO HEALTH CENTRE | DISTRICT NURSES | PULSE OXIMETER-FINGER | ANA PULSE 100 | ANA WIZ LTD | ASSET ONLY NO SERVICING REQUIRED | 6 | 3-Average | 2019
OHFT44199 | JERICHO HEALTH CENTRE | DISTRICT NURSES | PULSE OXIMETER-FINGER | ANA PULSE 100 | ANA WIZ LTD | ASSET ONLY NO SERVICING REQUIRED | 6 | 3-Average | 2019
OHFT44200 | JERICHO HEALTH CENTRE | DISTRICT NURSES | PULSE OXIMETER-FINGER | ANA PULSE 100 | ANA WIZ LTD | ASSET ONLY NO SERVICING REQUIRED | 6 | 3-Average | 2019
OHFT44202 | JERICHO HEALTH CENTRE | DISTRICT NURSES | PULSE OXIMETER-FINGER | ANA PULSE 100 | ANA WIZ LTD | ASSET ONLY NO SERVICING REQUIRED | 6 | 3-Average | 2019
OHFT44203 | JERICHO HEALTH CENTRE | DISTRICT NURSES | PULSE OXIMETER-FINGER | ANA PULSE 100 | ANA WIZ LTD | ASSET ONLY NO SERVICING REQUIRED | 6 | 3-Average | 2019
OHFT44206 | JERICHO HEALTH CENTRE | DISTRICT NURSES | PULSE OXIMETER-FINGER | ANA PULSE 100 | ANA WIZ LTD | ASSET ONLY NO SERVICING REQUIRED | 6 | 3-Average | 2019
OHFT44207 | JERICHO HEALTH CENTRE | DISTRICT NURSES | PULSE OXIMETER-FINGER | ANA PULSE 100 | ANA WIZ LTD | ASSET ONLY NO SERVICING REQUIRED | 6 | 3-Average | 2019
OHFT44208 | JERICHO HEALTH CENTRE | DISTRICT NURSES | PULSE OXIMETER-FINGER | ANA PULSE 100 | ANA WIZ LTD | ASSET ONLY NO SERVICING REQUIRED | 6 | 3-Average | 2019
OHFT44209 | THE LEYS HEALTH CENTRE | DISTRICT NURSES | PULSE OXIMETER-FINGER | ANA PULSE 100 | ANA WIZ LTD | ASSET ONLY NO SERVICING REQUIRED | 6 | 3-Average | 2019
OHFT44210 | JERICHO HEALTH CENTRE | DISTRICT NURSES | PULSE OXIMETER-FINGER | ANA PULSE 100 | ANA WIZ LTD | ASSET ONLY NO SERVICING REQUIRED | 6 | 3-Average | 2019
OHFT44212 | JERICHO HEALTH CENTRE | DISTRICT NURSES | PULSE OXIMETER-FINGER | ANA PULSE 100 | ANA WIZ LTD | ASSET ONLY NO SERVICING REQUIRED | 6 | 3-Average | 2019
OHFT44213 | JERICHO HEALTH CENTRE | DISTRICT NURSES | PULSE OXIMETER-FINGER | ANA PULSE 100 | ANA WIZ LTD | ASSET ONLY NO SERVICING REQUIRED | 6 | 3-Average | 2019
OHFT44214 | JERICHO HEALTH CENTRE | DISTRICT NURSES | PULSE OXIMETER-FINGER | ANA PULSE 100 | ANA WIZ LTD | ASSET ONLY NO SERVICING REQUIRED | 6 | 3-Average | 2019
OHFT44215 | JERICHO HEALTH CENTRE | DISTRICT NURSES | PULSE OXIMETER-FINGER | ANA PULSE 100 | ANA WIZ LTD | ASSET ONLY NO SERVICING REQUIRED | 6 | 3-Average | 2019
OHFT44216(D) | JERICHO HEALTH CENTRE | DISTRICT NURSES | PULSE OXIMETER-FINGER | ANA PULSE 100 | ANA WIZ LTD | ASSET ONLY NO SERVICING REQUIRED | 6 | 3-Average | 2019
OHFT44217 | JERICHO HEALTH CENTRE | DISTRICT NURSES | PULSE OXIMETER-FINGER | ANA PULSE 100 | ANA WIZ LTD | ASSET ONLY NO SERVICING REQUIRED | 6 | 3-Average | 2019
OHFT44219 | JERICHO HEALTH CENTRE | DISTRICT NURSES | PULSE OXIMETER-FINGER | ANA PULSE 100 | ANA WIZ LTD | ASSET ONLY NO SERVICING REQUIRED | 6 | 3-Average | 2019
OHFT44220 | JERICHO HEALTH CENTRE | DISTRICT NURSES | PULSE OXIMETER-FINGER | ANA PULSE 100 | ANA WIZ LTD | ASSET ONLY NO SERVICING REQUIRED | 6 | 3-Average | 2019
OHFT47108 | THE LEYS HEALTH CENTRE | DISTRICT NURSES | PULSE OXIMETER-FINGER | ANA PULSE 100 | ANA WIZ LTD | ASSET ONLY NO SERVICING REQUIRED | 5 | 3-Average | 2020
OHFT47109 | JERICHO HEALTH CENTRE | DISTRICT NURSES | PULSE OXIMETER-FINGER | ANA PULSE 100 | ANA WIZ LTD | ASSET ONLY NO SERVICING REQUIRED | 5 | 3-Average | 2020
OHFT47110 | JERICHO HEALTH CENTRE | DISTRICT NURSES | PULSE OXIMETER-FINGER | ANA PULSE 100 | ANA WIZ LTD | ASSET ONLY NO SERVICING REQUIRED | 5 | 3-Average | 2020
OHFT47111 | JERICHO HEALTH CENTRE | DISTRICT NURSES | PULSE OXIMETER-FINGER | ANA PULSE 100 | ANA WIZ LTD | ASSET ONLY NO SERVICING REQUIRED | 5 | 3-Average | 2020
OHFT47112 | JERICHO HEALTH CENTRE | DISTRICT NURSES | PULSE OXIMETER-FINGER | ANA PULSE 100 | ANA WIZ LTD | ASSET ONLY NO SERVICING REQUIRED | 5 | 3-Average | 2020
OHFT47113 | MURRAY HOUSE | HEADINGTON DISTRICT NURSES | PULSE OXIMETER-FINGER | ANA PULSE 100 | ANA WIZ LTD | ASSET ONLY NO SERVICING REQUIRED | 5 | 3-Average | 2020
OHFT47114 | THE LEYS HEALTH CENTRE | DISTRICT NURSES | PULSE OXIMETER-FINGER | ANA PULSE 100 | ANA WIZ LTD | ASSET ONLY NO SERVICING REQUIRED | 5 | 3-Average | 2020
OHFT47115 | JERICHO HEALTH CENTRE | DISTRICT NURSES | PULSE OXIMETER-FINGER | ANA PULSE 100 | ANA WIZ LTD | ASSET ONLY NO SERVICING REQUIRED | 4 | 2-Good | 2021
OHFT47116 | JERICHO HEALTH CENTRE | DISTRICT NURSES | PULSE OXIMETER-FINGER | ANA PULSE 100 | ANA WIZ LTD | ASSET ONLY NO SERVICING REQUIRED | 4 | 2-Good | 2021
OHFT47117 | JERICHO HEALTH CENTRE | DISTRICT NURSES | PULSE OXIMETER-FINGER | ANA PULSE 100 | ANA WIZ LTD | ASSET ONLY NO SERVICING REQUIRED | 5 | 3-Average | 2020
OHFT47118 | JERICHO HEALTH CENTRE | DISTRICT NURSES | PULSE OXIMETER-FINGER | ANA PULSE 100 | ANA WIZ LTD | ASSET ONLY NO SERVICING REQUIRED | 4 | 2-Good | 2021
OHFT47119 | JERICHO HEALTH CENTRE | DISTRICT NURSES | PULSE OXIMETER-FINGER | ANA PULSE 100 | ANA WIZ LTD | ASSET ONLY NO SERVICING REQUIRED | 5 | 3-Average | 2020
OHFT47120 | JERICHO HEALTH CENTRE | DISTRICT NURSES | PULSE OXIMETER-FINGER | ANA PULSE 100 | ANA WIZ LTD | ASSET ONLY NO SERVICING REQUIRED | 4 | 2-Good | 2021
OHFT47121 | JERICHO HEALTH CENTRE | DISTRICT NURSES | PULSE OXIMETER-FINGER | ANA PULSE 100 | ANA WIZ LTD | ASSET ONLY NO SERVICING REQUIRED | 5 | 3-Average | 2020
OHFT47122 | JERICHO HEALTH CENTRE | DISTRICT NURSES | PULSE OXIMETER-FINGER | ANA PULSE 100 | ANA WIZ LTD | ASSET ONLY NO SERVICING REQUIRED | 5 | 3-Average | 2020
OHFT44326 | BICESTER COMMUNITY HOSPITAL | DELEGATED HEALTHCARE NURSE TRAINERS | PULSE OXIMETER-FINGER | ANA PULSE 100 | ANA WIZ LTD | ASSET ONLY NO SERVICING REQUIRED | 6 | 3-Average | 2019
OHFT44327 | JULIER CENTRE | DISTRICT NURSES | PULSE OXIMETER-FINGER | ANA PULSE 100 | ANA WIZ LTD | ASSET ONLY NO SERVICING REQUIRED | 6 | 3-Average | 2019
OHFT44329 | JULIER CENTRE | DISTRICT NURSES | PULSE OXIMETER-FINGER | ANA PULSE 100 | ANA WIZ LTD | ASSET ONLY NO SERVICING REQUIRED | 6 | 3-Average | 2019
OHFT44330 | JULIER CENTRE | DISTRICT NURSES | PULSE OXIMETER-FINGER | ANA PULSE 100 | ANA WIZ LTD | ASSET ONLY NO SERVICING REQUIRED | 6 | 3-Average | 2019
OHFT44331 | JULIER CENTRE | DISTRICT NURSES | PULSE OXIMETER-FINGER | ANA PULSE 100 | ANA WIZ LTD | ASSET ONLY NO SERVICING REQUIRED | 6 | 3-Average | 2019
OHFT44332 | JULIER CENTRE | DISTRICT NURSES | PULSE OXIMETER-FINGER | ANA PULSE 100 | ANA WIZ LTD | ASSET ONLY NO SERVICING REQUIRED | 6 | 3-Average | 2019
OHFT44333 | WARNEFORD HOSPITAL | DISTRICT NURSES | PULSE OXIMETER-FINGER | ANA PULSE 100 | ANA WIZ LTD | ASSET ONLY NO SERVICING REQUIRED | 6 | 3-Average | 2019
OHFT44334 | JULIER CENTRE | DISTRICT NURSES | PULSE OXIMETER-FINGER | ANA PULSE 100 | ANA WIZ LTD | ASSET ONLY NO SERVICING REQUIRED | 6 | 3-Average | 2019
OHFT44335 | JULIER CENTRE | DISTRICT NURSES | PULSE OXIMETER-FINGER | ANA PULSE 100 | ANA WIZ LTD | ASSET ONLY NO SERVICING REQUIRED | 6 | 3-Average | 2019
OHFT44336 | JULIER CENTRE | DISTRICT NURSES | PULSE OXIMETER-FINGER | ANA PULSE 100 | ANA WIZ LTD | ASSET ONLY NO SERVICING REQUIRED | 6 | 3-Average | 2019
OHFT44337 | JULIER CENTRE | DISTRICT NURSES | PULSE OXIMETER-FINGER | ANA PULSE 100 | ANA WIZ LTD | ASSET ONLY NO SERVICING REQUIRED | 6 | 3-Average | 2019
OHFT46227 | JULIER CENTRE | DISTRICT NURSES | PULSE OXIMETER-FINGER | ANA PULSE 100 | ANA WIZ LTD | ASSET ONLY NO SERVICING REQUIRED | 5 | 3-Average | 2020
OHFT46228 | JULIER CENTRE | DISTRICT NURSES | PULSE OXIMETER-FINGER | ANA PULSE 100 | ANA WIZ LTD | ASSET ONLY NO SERVICING REQUIRED | 5 | 3-Average | 2020
OHFT46229 | JULIER CENTRE | DISTRICT NURSES | PULSE OXIMETER-FINGER | ANA PULSE 100 | ANA WIZ LTD | ASSET ONLY NO SERVICING REQUIRED | 5 | 3-Average | 2020
OHFT46230 | JULIER CENTRE | DISTRICT NURSES | PULSE OXIMETER-FINGER | ANA PULSE 100 | ANA WIZ LTD | ASSET ONLY NO SERVICING REQUIRED | 5 | 3-Average | 2020
OHFT46231 | JULIER CENTRE | DISTRICT NURSES | PULSE OXIMETER-FINGER | ANA PULSE 100 | ANA WIZ LTD | ASSET ONLY NO SERVICING REQUIRED | 5 | 3-Average | 2020
OHFT46232 | JULIER CENTRE | DISTRICT NURSES | PULSE OXIMETER-FINGER | ANA PULSE 100 | ANA WIZ LTD | ASSET ONLY NO SERVICING REQUIRED | 5 | 3-Average | 2020
OHFT43556 | JULIER CENTRE | PODIATRY | PULSE OXIMETER-FINGER | ANA PULSE 100 | ANA WIZ LTD | ASSET ONLY NO SERVICING REQUIRED | 6 | 3-Average | 2019
OHFT43931 | JULIER CENTRE | PODIATRY | PULSE OXIMETER-FINGER | ANA PULSE 100 | ANA WIZ LTD | ASSET ONLY NO SERVICING REQUIRED | 7 | 4-Poor | 2018
OHFT0411 | MURRAY HOUSE | KIDLINGTON-DENTAL | PULSE OXIMETER-FINGER | ANA PULSE 100 | ANA WIZ LTD | ASSET ONLY NO SERVICING REQUIRED | 10 | 4-Poor | 2015
OHFT40532 | KIDLINGTON HEALTH CENTRE | DISTRICT NURSES | PULSE OXIMETER-FINGER | ANA PULSE 100 | ANA WIZ LTD | ASSET ONLY NO SERVICING REQUIRED | 11 | 4-Poor | 2014
OHFT42079 | KIDLINGTON HEALTH CENTRE | DISTRICT NURSES | PULSE OXIMETER-FINGER | ANA PULSE 100 | ANA WIZ LTD | ASSET ONLY NO SERVICING REQUIRED | 10 | 4-Poor | 2015
OHFT44328 | KIDLINGTON HEALTH CENTRE | DISTRICT NURSES | PULSE OXIMETER-FINGER | ANA PULSE 100 | ANA WIZ LTD | ASSET ONLY NO SERVICING REQUIRED | 6 | 3-Average | 2019
OHFT44442 | KIDLINGTON HEALTH CENTRE | DISTRICT NURSES | PULSE OXIMETER-FINGER | ANA PULSE 100 | ANA WIZ LTD | ASSET ONLY NO SERVICING REQUIRED | 6 | 3-Average | 2019
OHFT44443 | KIDLINGTON HEALTH CENTRE | DISTRICT NURSES | PULSE OXIMETER-FINGER | ANA PULSE 100 | ANA WIZ LTD | ASSET ONLY NO SERVICING REQUIRED | 6 | 3-Average | 2019
OHFT44444 | KIDLINGTON HEALTH CENTRE | DISTRICT NURSES | PULSE OXIMETER-FINGER | ANA PULSE 100 | ANA WIZ LTD | ASSET ONLY NO SERVICING REQUIRED | 6 | 3-Average | 2019
OHFT44445 | KIDLINGTON HEALTH CENTRE | DISTRICT NURSES | PULSE OXIMETER-FINGER | ANA PULSE 100 | ANA WIZ LTD | ASSET ONLY NO SERVICING REQUIRED | 6 | 3-Average | 2019
OHFT44446 | KIDLINGTON HEALTH CENTRE | DISTRICT NURSES | PULSE OXIMETER-FINGER | ANA PULSE 100 | ANA WIZ LTD | ASSET ONLY NO SERVICING REQUIRED | 6 | 3-Average | 2019
OHFT44449 | KIDLINGTON HEALTH CENTRE | DISTRICT NURSES | PULSE OXIMETER-FINGER | ANA PULSE 100 | ANA WIZ LTD | ASSET ONLY NO SERVICING REQUIRED | 3 | 3-Average
OHFT44542 | KIDLINGTON HEALTH CENTRE | DISTRICT NURSES | PULSE OXIMETER-FINGER | ANA PULSE 100 | ANA WIZ LTD | ASSET ONLY NO SERVICING REQUIRED | 6 | 3-Average | 2019
OHFT44543 | KIDLINGTON HEALTH CENTRE | DISTRICT NURSES | PULSE OXIMETER-FINGER | ANA PULSE 100 | ANA WIZ LTD | ASSET ONLY NO SERVICING REQUIRED | 6 | 3-Average | 2019
OHFT44544 | KIDLINGTON HEALTH CENTRE | DISTRICT NURSES | PULSE OXIMETER-FINGER | ANA PULSE 100 | ANA WIZ LTD | ASSET ONLY NO SERVICING REQUIRED | 6 | 3-Average | 2019
OHFT44545 | KIDLINGTON HEALTH CENTRE | DISTRICT NURSES | PULSE OXIMETER-FINGER | ANA PULSE 100 | ANA WIZ LTD | ASSET ONLY NO SERVICING REQUIRED | 6 | 3-Average | 2019
OHFT44546 | WARNEFORD HOSPITAL | DISTRICT NURSES | PULSE OXIMETER-FINGER | ANA PULSE 100 | ANA WIZ LTD | ASSET ONLY NO SERVICING REQUIRED | 6 | 3-Average | 2019
OHFT44547 | KIDLINGTON HEALTH CENTRE | DISTRICT NURSES | PULSE OXIMETER-FINGER | ANA PULSE 100 | ANA WIZ LTD | ASSET ONLY NO SERVICING REQUIRED | 6 | 3-Average | 2019
OHFT44549 | KIDLINGTON HEALTH CENTRE | DISTRICT NURSES | PULSE OXIMETER-FINGER | ANA PULSE 100 | ANA WIZ LTD | ASSET ONLY NO SERVICING REQUIRED | 6 | 3-Average | 2019
OHFT44550 | KIDLINGTON HEALTH CENTRE | DISTRICT NURSES | PULSE OXIMETER-FINGER | ANA PULSE 100 | ANA WIZ LTD | ASSET ONLY NO SERVICING REQUIRED | 6 | 3-Average | 2019
OHFT46496 | KIDLINGTON HEALTH CENTRE | DISTRICT NURSES | PULSE OXIMETER-FINGER | ANA PULSE 100 | ANA WIZ LTD | ASSET ONLY NO SERVICING REQUIRED | 10 | 4-Poor | 2015
OHFTF4449 | KIDLINGTON HEALTH CENTRE | DISTRICT NURSES | PULSE OXIMETER-FINGER | ANA PULSE 100 | ANA WIZ LTD | ASSET ONLY NO SERVICING REQUIRED | 6 | 3-Average | 2019
OHFT45839 | LITTLEMORE MENTAL HEALTH CENTRE | AG PALMER | PULSE OXIMETER-FINGER | ANA PULSE 100 | ANA WIZ LTD | ASSET ONLY NO SERVICING REQUIRED | 5 | 3-Average | 2020
OHFT45125 | LITTLEMORE MENTAL HEALTH CENTRE | EVENLODE WARD | PULSE OXIMETER-FINGER | ANA PULSE 100 | ANA WIZ LTD | ASSET ONLY NO SERVICING REQUIRED | 4 | 2-Good | 2021
OHFT46467 | LITTLEMORE MENTAL HEALTH CENTRE | EVENLODE WARD | PULSE OXIMETER-FINGER | ANA PULSE 100 | ANA WIZ LTD | ASSET ONLY NO SERVICING REQUIRED | 4 | 2-Good | 2021
OHFT46468 | LITTLEMORE MENTAL HEALTH CENTRE | EVENLODE WARD | PULSE OXIMETER-FINGER | ANA PULSE 100 | ANA WIZ LTD | ASSET ONLY NO SERVICING REQUIRED | 4 | 2-Good | 2021
OHFT0251 | LITTLEMORE MENTAL HEALTH CENTRE | LAMBOURN HOUSE | PULSE OXIMETER-FINGER | ANA PULSE 100 | ANA WIZ LTD | ASSET ONLY NO SERVICING REQUIRED | 5 | 3-Average | 2020
OHFT46726 | LITTLEMORE MENTAL HEALTH CENTRE | LAMBOURN HOUSE | PULSE OXIMETER-FINGER | ANA PULSE 100 | ANA WIZ LTD | ASSET ONLY NO SERVICING REQUIRED | 3 | 3-Average
OHFT44887 | LITTLEMORE MENTAL HEALTH CENTRE | GLYME WARD | PULSE OXIMETER-FINGER | ANA PULSE 100 | ANA WIZ LTD | ASSET ONLY NO SERVICING REQUIRED | 3 | 3-Average
OHFT46699 | LITTLEMORE MENTAL HEALTH CENTRE | GLYME WARD | PULSE OXIMETER-FINGER | ANA PULSE 100 | ANA WIZ LTD | ASSET ONLY NO SERVICING REQUIRED | 6 | 3-Average | 2019
OHFT45456 | LITTLEMORE MENTAL HEALTH CENTRE | ASHURST WARD | PULSE OXIMETER-FINGER | ANA PULSE 100 | ANA WIZ LTD | ASSET ONLY NO SERVICING REQUIRED | 6 | 3-Average | 2019
OHFT45457 | LITTLEMORE MENTAL HEALTH CENTRE | ASHURST WARD | PULSE OXIMETER-FINGER | ANA PULSE 100 | ANA WIZ LTD | ASSET ONLY NO SERVICING REQUIRED | 5 | 3-Average | 2020
OHFT0406 | LUTHER STREET MEDICAL CENTRE | DENTAL CLINIC | PULSE OXIMETER-FINGER | ANA PULSE 100 | ANA WIZ LTD | ASSET ONLY NO SERVICING REQUIRED | 10 | 4-Poor | 2015
OHFT40544 | LUTHER STREET MEDICAL CENTRE | TREATMENT ROOM | PULSE OXIMETER-FINGER | ANA PULSE 100 | ANA WIZ LTD | ASSET ONLY NO SERVICING REQUIRED | 10 | 4-Poor | 2015
OHFT44453 | LUTHER STREET MEDICAL CENTRE | TREATMENT ROOM | PULSE OXIMETER-FINGER | ANA PULSE 100 | ANA WIZ LTD | ASSET ONLY NO SERVICING REQUIRED | 10 | 4-Poor | 2015
OHFT44700 | LUTHER STREET MEDICAL CENTRE | TREATMENT ROOM | PULSE OXIMETER-FINGER | ANA PULSE 100 | ANA WIZ LTD | ASSET ONLY NO SERVICING REQUIRED | 6 | 3-Average | 2019
OHFT45141 | MANZIL WAY, OXFORD | CMHT OLDER ADULTS | PULSE OXIMETER-FINGER | ANA PULSE 100 | ANA WIZ LTD | ASSET ONLY NO SERVICING REQUIRED | 4 | 2-Good | 2021
OHFT45142 | MANZIL WAY, OXFORD | CMHT OLDER ADULTS | PULSE OXIMETER-FINGER | ANA PULSE 100 | ANA WIZ LTD | ASSET ONLY NO SERVICING REQUIRED | 4 | 2-Good | 2021
OHFT45143 | MANZIL WAY, OXFORD | CMHT OLDER ADULTS | PULSE OXIMETER-FINGER | ANA PULSE 100 | ANA WIZ LTD | ASSET ONLY NO SERVICING REQUIRED | 4 | 2-Good | 2021
OHFT45144 | MANZIL WAY, OXFORD | CMHT OLDER ADULTS | PULSE OXIMETER-FINGER | ANA PULSE 100 | ANA WIZ LTD | ASSET ONLY NO SERVICING REQUIRED | 4 | 2-Good | 2021
OHFT45145 | MANZIL WAY, OXFORD | CMHT OLDER ADULTS | PULSE OXIMETER-FINGER | ANA PULSE 100 | ANA WIZ LTD | ASSET ONLY NO SERVICING REQUIRED | 4 | 2-Good | 2021
OHFT45146 | MANZIL WAY, OXFORD | CMHT OLDER ADULTS | PULSE OXIMETER-FINGER | ANA PULSE 100 | ANA WIZ LTD | ASSET ONLY NO SERVICING REQUIRED | 4 | 2-Good | 2021
OHFT45147 | MANZIL WAY, OXFORD | CMHT OLDER ADULTS | PULSE OXIMETER-FINGER | ANA PULSE 100 | ANA WIZ LTD | ASSET ONLY NO SERVICING REQUIRED | 4 | 2-Good | 2021
OHFT45148 | MANZIL WAY, OXFORD | CMHT OLDER ADULTS | PULSE OXIMETER-FINGER | ANA PULSE 100 | ANA WIZ LTD | ASSET ONLY NO SERVICING REQUIRED | 4 | 2-Good | 2021
OHFT46341 | MANZIL WAY, OXFORD | CMHT OLDER ADULTS | PULSE OXIMETER-FINGER | ANA PULSE 100 | ANA WIZ LTD | ASSET ONLY NO SERVICING REQUIRED | 7 | 4-Poor | 2018
OHFT45119 | MARLBOROUGH HOUSE-MILTON KEYNES | CHAFFRON WARD | PULSE OXIMETER-FINGER | ANA PULSE 100 | ANA WIZ LTD | ASSET ONLY NO SERVICING REQUIRED | 4 | 2-Good | 2021
OHFT45120 | MARLBOROUGH HOUSE-MILTON KEYNES | CHAFFRON WARD | PULSE OXIMETER-FINGER | ANA PULSE 100 | ANA WIZ LTD | ASSET ONLY NO SERVICING REQUIRED | 4 | 2-Good | 2021
OHFT45716 | MARLBOROUGH HOUSE-MILTON KEYNES | WATLING WARD | PULSE OXIMETER-FINGER | ANA PULSE 100 | ANA WIZ LTD | ASSET ONLY NO SERVICING REQUIRED | 5 | 3-Average | 2020
OHFT45717 | MARLBOROUGH HOUSE-MILTON KEYNES | WATLING WARD | PULSE OXIMETER-FINGER | ANA PULSE 100 | ANA WIZ LTD | ASSET ONLY NO SERVICING REQUIRED | 5 | 3-Average | 2020
OHFT46356 | MARLBOROUGH HOUSE-MILTON KEYNES | WATLING WARD | PULSE OXIMETER-FINGER | ANA PULSE 100 | ANA WIZ LTD | ASSET ONLY NO SERVICING REQUIRED | 4 | 2-Good | 2021
OHFT46357 | MARLBOROUGH HOUSE-MILTON KEYNES | WATLING WARD | PULSE OXIMETER-FINGER | ANA PULSE 100 | ANA WIZ LTD | ASSET ONLY NO SERVICING REQUIRED | 4 | 2-Good | 2021
OHFT42058 | MARLBOROUGH HOUSE-SWINDON | CAMHS | PULSE OXIMETER-FINGER | ANA PULSE 100 | ANA WIZ LTD | ASSET ONLY NO SERVICING REQUIRED | 10 | 4-Poor | 2015
OHFT40776 | WATLINGTON & CHALGROVE | DISTRICT NURSES | PULSE OXIMETER-FINGER | ANA PULSE 100 | ANA WIZ LTD | ASSET ONLY NO SERVICING REQUIRED | 12 | 4-Poor | 2013
OHFT43007 | WATLINGTON & CHALGROVE | DISTRICT NURSES | PULSE OXIMETER-FINGER | ANA PULSE 100 | ANA WIZ LTD | ASSET ONLY NO SERVICING REQUIRED | 10 | 4-Poor | 2015
OHFT43011 | WATLINGTON & CHALGROVE | DISTRICT NURSES | PULSE OXIMETER-FINGER | ANA PULSE 100 | ANA WIZ LTD | ASSET ONLY NO SERVICING REQUIRED | 10 | 4-Poor | 2015
OHFT43012 | WATLINGTON & CHALGROVE | DISTRICT NURSES | PULSE OXIMETER-FINGER | ANA PULSE 100 | ANA WIZ LTD | ASSET ONLY NO SERVICING REQUIRED | 10 | 4-Poor | 2015
OHFT43013 | WATLINGTON & CHALGROVE | DISTRICT NURSES | PULSE OXIMETER-FINGER | ANA PULSE 100 | ANA WIZ LTD | ASSET ONLY NO SERVICING REQUIRED | 10 | 4-Poor | 2015
OHFT42711 | NUFFIELD HEALTH CENTRE | CMHT ADULTS | PULSE OXIMETER-FINGER | ANA PULSE 100 | ANA WIZ LTD | ASSET ONLY NO SERVICING REQUIRED | 8 | 4-Poor | 2017
OHFT164261 | ORCHARD HEALTH CENTRE | DENTAL CLINIC | PULSE OXIMETER-FINGER | ANA PULSE 100 | ANA WIZ LTD | ASSET ONLY NO SERVICING REQUIRED | 5 | 3-Average | 2020
OHFT0551 | ORCHARD HEALTH CENTRE | COMMUNITY HEART FAILURE TEAM | PULSE OXIMETER-FINGER | ANA PULSE 100 | ANA WIZ LTD | ASSET ONLY NO SERVICING REQUIRED | 5 | 3-Average | 2020
OHFT41706 | ORCHARD HEALTH CENTRE | COMMUNITY HEART FAILURE TEAM | PULSE OXIMETER-FINGER | ANA PULSE 100 | ANA WIZ LTD | ASSET ONLY NO SERVICING REQUIRED | 3 | 3-Average
OHFT45105 | ORCHARD HEALTH CENTRE | COMMUNITY HEART FAILURE TEAM | PULSE OXIMETER-FINGER | ANA PULSE 100 | ANA WIZ LTD | ASSET ONLY NO SERVICING REQUIRED | 4 | 2-Good | 2021
OHFT40531 | RAGLAN HOUSE | INTERGRATED LOCAL TEAM | PULSE OXIMETER-FINGER | ANA PULSE 100 | ANA WIZ LTD | ASSET ONLY NO SERVICING REQUIRED | 11 | 4-Poor | 2014
OHFT42369 | NORTHWAY COMMUNITY CENTRE | COMMUNITY CHILDRENS NURSING TEAM | PULSE OXIMETER-FINGER | ANA PULSE 100 | ANA WIZ LTD | ASSET ONLY NO SERVICING REQUIRED | 10 | 4-Poor | 2015
OHFT42370 | NORTHWAY COMMUNITY CENTRE | COMMUNITY CHILDRENS NURSING TEAM | PULSE OXIMETER-FINGER | ANA PULSE 100 | ANA WIZ LTD | ASSET ONLY NO SERVICING REQUIRED | 10 | 4-Poor | 2015
OHFT45738 | NORTHWAY COMMUNITY CENTRE | COMMUNITY CHILDRENS NURSING TEAM | PULSE OXIMETER-FINGER | ANA PULSE 100 | ANA WIZ LTD | ASSET ONLY NO SERVICING REQUIRED | 5 | 3-Average | 2020
OHFT45739 | NORTHWAY COMMUNITY CENTRE | COMMUNITY CHILDRENS NURSING TEAM | PULSE OXIMETER-FINGER | ANA PULSE 100 | ANA WIZ LTD | ASSET ONLY NO SERVICING REQUIRED | 5 | 3-Average | 2020
OHFT46111 | SAFFRON HOUSE | CHILTERN WEST CMHT | PULSE OXIMETER-FINGER | ANA PULSE 100 | ANA WIZ LTD | ASSET ONLY NO SERVICING REQUIRED | 5 | 3-Average | 2020
OHFT46112 | SAFFRON HOUSE | CHILTERN WEST CMHT | PULSE OXIMETER-FINGER | ANA PULSE 100 | ANA WIZ LTD | ASSET ONLY NO SERVICING REQUIRED | 5 | 3-Average | 2020
OHFT164420 | SAVERNAKE HOSPITAL | COTSWOLD HOUSE | PULSE OXIMETER-FINGER | ANA PULSE 100 | ANA WIZ LTD | ASSET ONLY NO SERVICING REQUIRED | 4 | 2-Good | 2021
OHFT45523 | SAVERNAKE HOSPITAL | COTSWOLD HOUSE | PULSE OXIMETER-FINGER | ANA PULSE 100 | ANA WIZ LTD | ASSET ONLY NO SERVICING REQUIRED | 6 | 3-Average | 2019
OHFT45226 | SAFFRON HOUSE | CHILTERN WEST CMHT | PULSE OXIMETER-FINGER | ANA PULSE 100 | ANA WIZ LTD | ASSET ONLY NO SERVICING REQUIRED | 6 | 3-Average | 2019
OHFT45227 | SAFFRON HOUSE | CHILTERN WEST CMHT | PULSE OXIMETER-FINGER | ANA PULSE 100 | ANA WIZ LTD | ASSET ONLY NO SERVICING REQUIRED | 6 | 3-Average | 2019
OHFT46358 | THE SLADE BUILDING | JOHN SHARICH HOUSE | PULSE OXIMETER-FINGER | ANA PULSE 100 | ANA WIZ LTD | ASSET ONLY NO SERVICING REQUIRED | 4 | 2-Good | 2021
OHFT46359 | THE SLADE BUILDING | JOHN SHARICH HOUSE | PULSE OXIMETER-FINGER | ANA PULSE 100 | ANA WIZ LTD | ASSET ONLY NO SERVICING REQUIRED | 4 | 2-Good | 2021
OXFT1502 | WARNEFORD HOSPITAL | HIGHFIELD UNIT | PULSE OXIMETER-FINGER | ANA PULSE 100 | ANA WIZ LTD | ASSET ONLY NO SERVICING REQUIRED | 3 | 2-Good | 2021
OXFT1503 | WARNEFORD HOSPITAL | HIGHFIELD UNIT | PULSE OXIMETER-FINGER | ANA PULSE 100 | ANA WIZ LTD | ASSET ONLY NO SERVICING REQUIRED | 3 | 2-Good | 2021
OHFT44009 | LITTLEMORE MENTAL HEALTH CENTRE | ASHURST WARD | PULSE OXIMETER-FINGER | ANA PULSE 100 | ANA WIZ LTD | ASSET ONLY NO SERVICING REQUIRED | 7 | 4-Poor | 2018
OHFT0700 | WALLINGFORD COMMUNITY HOSPITAL | ADULT MENTAL HEALTH UNIT | PULSE OXIMETER-FINGER | ANA PULSE 100 | ANA WIZ LTD | ASSET ONLY NO SERVICING REQUIRED | 7 | 4-Poor | 2018
OHFT2331 | WALLINGFORD COMMUNITY HOSPITAL | ADULT MENTAL HEALTH UNIT | PULSE OXIMETER-FINGER | ANA PULSE 100 | ANA WIZ LTD | ASSET ONLY NO SERVICING REQUIRED | 6 | 3-Average | 2019
OHFT2332 | WALLINGFORD COMMUNITY HOSPITAL | ADULT MENTAL HEALTH UNIT | PULSE OXIMETER-FINGER | ANA PULSE 100 | ANA WIZ LTD | ASSET ONLY NO SERVICING REQUIRED | 6 | 3-Average | 2019
OHFT43603 | LITTLEMORE MENTAL HEALTH CENTRE | ASHURST WARD | PULSE OXIMETER-FINGER | ANA PULSE 100 | ANA WIZ LTD | ASSET ONLY NO SERVICING REQUIRED | 10 | 4-Poor | 2015
OHFT43372 | WARNEFORD HOSPITAL | ALLEN WARD | PULSE OXIMETER-FINGER | ANA PULSE 100 | ANA WIZ LTD | ASSET ONLY NO SERVICING REQUIRED | 10 | 4-Poor | 2015
OHFT42994 | WALLINGFORD COMMUNITY HOSPITAL | ADULT MENTAL HEALTH UNIT | PULSE OXIMETER-FINGER | ANA PULSE 100 | ANA WIZ LTD | ASSET ONLY NO SERVICING REQUIRED | 10 | 4-Poor | 2015
OHFT42990 | WALLINGFORD COMMUNITY HOSPITAL | ADULT MENTAL HEALTH UNIT | PULSE OXIMETER-FINGER | ANA PULSE 100 | ANA WIZ LTD | ASSET ONLY NO SERVICING REQUIRED | 10 | 4-Poor | 2015
OHFT42993 | WALLINGFORD COMMUNITY HOSPITAL | ADULT MENTAL HEALTH UNIT | PULSE OXIMETER-FINGER | ANA PULSE 100 | ANA WIZ LTD | ASSET ONLY NO SERVICING REQUIRED | 10 | 4-Poor | 2015
OHFT44896 | WARNEFORD HOSPITAL | ALLEN WARD | PULSE OXIMETER-FINGER | ANA PULSE 100 | ANA WIZ LTD | ASSET ONLY NO SERVICING REQUIRED | 3 | 3-Average
OHFT0572 | WINDRUSH HOUSE-WITNEY | CARE HOME SUPPORT SERVICE | PULSE OXIMETER-FINGER | ANA PULSE 100 | ANA WIZ LTD | ASSET ONLY NO SERVICING REQUIRED | 7 | 4-Poor | 2018
OHFT2391 | AMERSHAM HEALTH CENTRE | CMHT SOUTH EAST | PULSE OXIMETER-FINGER | ANA PULSE 100 | ANA WIZ LTD | ASSET ONLY NO SERVICING REQUIRED | 7 | 4-Poor | 2018
OHFT2393 | VALLEY CENTRE | CAMHS HIGH WYCOMBE | PULSE OXIMETER-FINGER | ANA PULSE 100 | ANA WIZ LTD | ASSET ONLY NO SERVICING REQUIRED | 7 | 4-Poor | 2018
OHFT2392 | VALLEY CENTRE | CAMHS HIGH WYCOMBE | PULSE OXIMETER-FINGER | ANA PULSE 100 | ANA WIZ LTD | ASSET ONLY NO SERVICING REQUIRED | 7 | 4-Poor | 2018
OHFT44727 | THE FIENNES CENTRE | COMMUNITY THERAPY SERVICES | PULSE OXIMETER-FINGER | ANA PULSE 100 | ANA WIZ LTD | ASSET ONLY NO SERVICING REQUIRED | 6 | 3-Average | 2019
OHFT44777 | THE FIENNES CENTRE | COMMUNITY THERAPY SERVICES | PULSE OXIMETER-FINGER | ANA PULSE 100 | ANA WIZ LTD | ASSET ONLY NO SERVICING REQUIRED | 6 | 3-Average | 2019
OHFT44858 | WINDRUSH HOUSE-WITNEY | CARE HOME SUPPORT SERVICE | PULSE OXIMETER-FINGER | ANA PULSE 100 | ANA WIZ LTD | ASSET ONLY NO SERVICING REQUIRED | 5 | 3-Average | 2020
OHFT44855 | WINDRUSH HOUSE-WITNEY | CARE HOME SUPPORT SERVICE | PULSE OXIMETER-FINGER | ANA PULSE 100 | ANA WIZ LTD | ASSET ONLY NO SERVICING REQUIRED | 5 | 3-Average | 2020
OHFT44856 | WINDRUSH HOUSE-WITNEY | CARE HOME SUPPORT SERVICE | PULSE OXIMETER-FINGER | ANA PULSE 100 | ANA WIZ LTD | ASSET ONLY NO SERVICING REQUIRED | 5 | 3-Average | 2020
OHFT44859 | WINDRUSH HOUSE-WITNEY | CARE HOME SUPPORT SERVICE | PULSE OXIMETER-FINGER | ANA PULSE 100 | ANA WIZ LTD | ASSET ONLY NO SERVICING REQUIRED | 5 | 3-Average | 2020
OHFT44857 | WINDRUSH HOUSE-WITNEY | CARE HOME SUPPORT SERVICE | PULSE OXIMETER-FINGER | ANA PULSE 100 | ANA WIZ LTD | ASSET ONLY NO SERVICING REQUIRED | 5 | 3-Average | 2020
OHFT45137 | WARNEFORD HOSPITAL | COTSWOLD HOUSE | PULSE OXIMETER-FINGER | ANA PULSE 100 | ANA WIZ LTD | ASSET ONLY NO SERVICING REQUIRED | 5 | 3-Average | 2020
OHFT45657 | WINDRUSH HOUSE-WITNEY | CARE HOME SUPPORT SERVICE | PULSE OXIMETER-FINGER | ANA PULSE 100 | ANA WIZ LTD | ASSET ONLY NO SERVICING REQUIRED | 5 | 3-Average | 2020
OHFT45658 | WINDRUSH HOUSE-WITNEY | CARE HOME SUPPORT SERVICE | PULSE OXIMETER-FINGER | ANA PULSE 100 | ANA WIZ LTD | ASSET ONLY NO SERVICING REQUIRED | 5 | 3-Average | 2020
OHFT47192 | THE FIENNES CENTRE | CTS SOUTH TEAM | PULSE OXIMETER-FINGER | ANA PULSE 100 | ANA WIZ LTD | ASSET ONLY NO SERVICING REQUIRED | 5 | 3-Average | 2020
OHFT47194 | THE FIENNES CENTRE | CTS SOUTH TEAM | PULSE OXIMETER-FINGER | ANA PULSE 100 | ANA WIZ LTD | ASSET ONLY NO SERVICING REQUIRED | 5 | 3-Average | 2020
OHFT47190 | THE FIENNES CENTRE | CTS SOUTH TEAM | PULSE OXIMETER-FINGER | ANA PULSE 100 | ANA WIZ LTD | ASSET ONLY NO SERVICING REQUIRED | 5 | 3-Average | 2020
OHFT47193 | THE FIENNES CENTRE | CTS SOUTH TEAM | PULSE OXIMETER-FINGER | ANA PULSE 100 | ANA WIZ LTD | ASSET ONLY NO SERVICING REQUIRED | 5 | 3-Average | 2020
OHFT47191 | THE FIENNES CENTRE | CTS SOUTH TEAM | PULSE OXIMETER-FINGER | ANA PULSE 100 | ANA WIZ LTD | ASSET ONLY NO SERVICING REQUIRED | 5 | 3-Average | 2020
OHFT164415 | WITNEY COMMUNITY HOSPITAL | COMMUNITY BLADDER AND BOWEL SERVICE | PULSE OXIMETER-FINGER | ANA PULSE 100 | ANA WIZ LTD | ASSET ONLY NO SERVICING REQUIRED | 4 | 2-Good | 2021
OHFT164416 | WITNEY COMMUNITY HOSPITAL | COMMUNITY BLADDER AND BOWEL SERVICE | PULSE OXIMETER-FINGER | ANA PULSE 100 | ANA WIZ LTD | ASSET ONLY NO SERVICING REQUIRED | 4 | 2-Good | 2021
OHFT45170 | WARNEFORD HOSPITAL | CLINICAL RESEARCH | PULSE OXIMETER-FINGER | ANA PULSE 100 | ANA WIZ LTD | ASSET ONLY NO SERVICING REQUIRED | 4 | 2-Good | 2021
OHFT45169 | WARNEFORD HOSPITAL | CLINICAL RESEARCH | PULSE OXIMETER-FINGER | ANA PULSE 100 | ANA WIZ LTD | ASSET ONLY NO SERVICING REQUIRED | 4 | 2-Good | 2021
OHFT45168 | WARNEFORD HOSPITAL | CLINICAL RESEARCH | PULSE OXIMETER-FINGER | ANA PULSE 100 | ANA WIZ LTD | ASSET ONLY NO SERVICING REQUIRED | 4 | 2-Good | 2021
OHFT45166 | WARNEFORD HOSPITAL | CLINICAL RESEARCH | PULSE OXIMETER-FINGER | ANA PULSE 100 | ANA WIZ LTD | ASSET ONLY NO SERVICING REQUIRED | 4 | 2-Good | 2021
OHFT45167 | WARNEFORD HOSPITAL | CLINICAL RESEARCH | PULSE OXIMETER-FINGER | ANA PULSE 100 | ANA WIZ LTD | ASSET ONLY NO SERVICING REQUIRED | 4 | 2-Good | 2021
OHFT46343 | WINDRUSH HOUSE-WITNEY | CARE HOME SUPPORT SERVICE | PULSE OXIMETER-FINGER | ANA PULSE 100 | ANA WIZ LTD | ASSET ONLY NO SERVICING REQUIRED | 5 | 3-Average | 2020
OHFT46345 | WINDRUSH HOUSE-WITNEY | CARE HOME SUPPORT SERVICE | PULSE OXIMETER-FINGER | ANA PULSE 100 | ANA WIZ LTD | ASSET ONLY NO SERVICING REQUIRED | 5 | 3-Average | 2020
OHFT1950 | WINDRUSH HOUSE-WITNEY | CARE HOME SUPPORT SERVICE | PULSE OXIMETER-FINGER | ANA PULSE 100 | ANA WIZ LTD | ASSET ONLY NO SERVICING REQUIRED | 10 | 4-Poor | 2015
OHFT42764 | WINDRUSH HOUSE-WITNEY | CARE HOME SUPPORT SERVICE | PULSE OXIMETER-FINGER | ANA PULSE 100 | ANA WIZ LTD | ASSET ONLY NO SERVICING REQUIRED | 10 | 4-Poor | 2015
OHFT42818 | WARNEFORD HOSPITAL | CITY AMHT | PULSE OXIMETER-FINGER | ANA PULSE 100 | ANA WIZ LTD | ASSET ONLY NO SERVICING REQUIRED | 10 | 4-Poor | 2015
OHFT42765 | WINDRUSH HOUSE-WITNEY | CARE HOME SUPPORT SERVICE | PULSE OXIMETER-FINGER | ANA PULSE 100 | ANA WIZ LTD | ASSET ONLY NO SERVICING REQUIRED | 10 | 4-Poor | 2015
OHFT42820 | WARNEFORD HOSPITAL | CITY AMHT | PULSE OXIMETER-FINGER | ANA PULSE 100 | ANA WIZ LTD | ASSET ONLY NO SERVICING REQUIRED | 10 | 4-Poor | 2015
OHFT42819 | WARNEFORD HOSPITAL | CITY AMHT | PULSE OXIMETER-FINGER | ANA PULSE 100 | ANA WIZ LTD | ASSET ONLY NO SERVICING REQUIRED | 10 | 4-Poor | 2015
OHFT43644 | WINDRUSH HOUSE-WITNEY | CARE HOME SUPPORT SERVICE | PULSE OXIMETER-FINGER | ANA PULSE 100 | ANA WIZ LTD | ASSET ONLY NO SERVICING REQUIRED | 10 | 4-Poor | 2015
OHFT42264 | TOWNLANDS COMMUNITY HOSPITAL | DISTRICT NURSES | PULSE OXIMETER-FINGER | ANA PULSE 100 | ANA WIZ LTD | ASSET ONLY NO SERVICING REQUIRED | 10 | 4-Poor | 2015
OHFT42174 | WINDRUSH HOUSE-WITNEY | CARE HOME SUPPORT SERVICE | PULSE OXIMETER-FINGER | ANA PULSE 100 | ANA WIZ LTD | ASSET ONLY NO SERVICING REQUIRED | 10 | 4-Poor | 2015
OHFT2144 | WARNEFORD HOSPITAL | COMMUNITY ACUTE SERVICES | PULSE OXIMETER-FINGER | ANA PULSE 100 | ANA WIZ LTD | ASSET ONLY NO SERVICING REQUIRED | 10 | 4-Poor | 2015
OHFT2146 | WARNEFORD HOSPITAL | COMMUNITY ACUTE SERVICES | PULSE OXIMETER-FINGER | ANA PULSE 100 | ANA WIZ LTD | ASSET ONLY NO SERVICING REQUIRED | 10 | 4-Poor | 2015
OHFT2145 | WARNEFORD HOSPITAL | COMMUNITY ACUTE SERVICES | PULSE OXIMETER-FINGER | ANA PULSE 100 | ANA WIZ LTD | ASSET ONLY NO SERVICING REQUIRED | 10 | 4-Poor | 2015
OHFT43454 | WITNEY COMMUNITY HOSPITAL | BASE BOX | PULSE OXIMETER-FINGER | ANA PULSE 100 | ANA WIZ LTD | ASSET ONLY NO SERVICING REQUIRED | 10 | 4-Poor | 2015
OHFT43455 | WITNEY COMMUNITY HOSPITAL | BASE BOX | PULSE OXIMETER-FINGER | ANA PULSE 100 | ANA WIZ LTD | ASSET ONLY NO SERVICING REQUIRED | 10 | 4-Poor | 2015
OHFT43453 | WITNEY COMMUNITY HOSPITAL | BASE BOX | PULSE OXIMETER-FINGER | ANA PULSE 100 | ANA WIZ LTD | ASSET ONLY NO SERVICING REQUIRED | 10 | 4-Poor | 2015
OHFT43715 | VALLEY CENTRE | CLINIC ROOM | PULSE OXIMETER-FINGER | ANA PULSE 100 | ANA WIZ LTD | ASSET ONLY NO SERVICING REQUIRED | 6 | 3-Average | 2019
OHFT43728 | SUE NICHOLLS CENTRE | CAMHS AYLESBURY | PULSE OXIMETER-FINGER | ANA PULSE 100 | ANA WIZ LTD | ASSET ONLY NO SERVICING REQUIRED | 6 | 3-Average | 2019
OHFT43729 | SUE NICHOLLS CENTRE | CAMHS AYLESBURY | PULSE OXIMETER-FINGER | ANA PULSE 100 | ANA WIZ LTD | ASSET ONLY NO SERVICING REQUIRED | 6 | 3-Average | 2019
OHFT43714 | VALLEY CENTRE | CLINIC ROOM | PULSE OXIMETER-FINGER | ANA PULSE 100 | ANA WIZ LTD | ASSET ONLY NO SERVICING REQUIRED | 6 | 3-Average | 2019
OHFT43701 | WITNEY COMMUNITY HOSPITAL | BASE BOX | PULSE OXIMETER-FINGER | ANA PULSE 100 | ANA WIZ LTD | ASSET ONLY NO SERVICING REQUIRED | 6 | 3-Average | 2019
OHFT0632 | THE LEYS HEALTH CENTRE | DISTRICT NURSES | PULSE OXIMETER-FINGER | ANA PULSE 100 | ANA WIZ LTD | ASSET ONLY NO SERVICING REQUIRED | 7 | 4-Poor | 2018
OHFT43557 | JERICHO HEALTH CENTRE | DISTRICT NURSES | PULSE OXIMETER-FINGER | ANA PULSE 100 | ANA WIZ LTD | ASSET ONLY NO SERVICING REQUIRED | 7 | 4-Poor | 2018
OHFT44211 | JERICHO HEALTH CENTRE | DISTRICT NURSES | PULSE OXIMETER-FINGER | ANA PULSE 100 | ANA WIZ LTD | ASSET ONLY NO SERVICING REQUIRED | 6 | 3-Average | 2019
OHFT44218 | JULIER CENTRE | DISTRICT NURSES | PULSE OXIMETER-FINGER | ANA PULSE 100 | ANA WIZ LTD | ASSET ONLY NO SERVICING REQUIRED | 6 | 3-Average | 2019
OHFT0494 | THE CHILTERN SURGERY | DISTRICT NURSES | PULSE OXIMETER-FINGER | ANA PULSE 100 | ANA WIZ LTD | ASSET ONLY NO SERVICING REQUIRED | 7 | 4-Poor | 2018
OHFT43022 | THE CHILTERN SURGERY | DISTRICT NURSES | PULSE OXIMETER-FINGER | ANA PULSE 100 | ANA WIZ LTD | ASSET ONLY NO SERVICING REQUIRED | 10 | 4-Poor | 2015
OHFT43017 | THE CHILTERN SURGERY | DISTRICT NURSES | PULSE OXIMETER-FINGER | ANA PULSE 100 | ANA WIZ LTD | ASSET ONLY NO SERVICING REQUIRED | 8 | 4-Poor | 2017
OHFT46509 | THE FIENNES CENTRE | DISTRICT NURSES | PULSE OXIMETER-FINGER | ANA PULSE 100 | ANA WIZ LTD | ASSET ONLY NO SERVICING REQUIRED | 3 | 3-Average
OHFT44706 | THE FIENNES CENTRE | DISTRICT NURSES | PULSE OXIMETER-FINGER | ANA PULSE 100 | ANA WIZ LTD | ASSET ONLY NO SERVICING REQUIRED | 3 | 3-Average
OHFT44715 | THE FIENNES CENTRE | DISTRICT NURSES | PULSE OXIMETER-FINGER | ANA PULSE 100 | ANA WIZ LTD | ASSET ONLY NO SERVICING REQUIRED | 3 | 3-Average
OHFT44716 | THE FIENNES CENTRE | DISTRICT NURSES | PULSE OXIMETER-FINGER | ANA PULSE 100 | ANA WIZ LTD | ASSET ONLY NO SERVICING REQUIRED | 3 | 3-Average
OHFT44717 | THE FIENNES CENTRE | DISTRICT NURSES | PULSE OXIMETER-FINGER | ANA PULSE 100 | ANA WIZ LTD | ASSET ONLY NO SERVICING REQUIRED | 3 | 3-Average
OHFT44718 | THE FIENNES CENTRE | DISTRICT NURSES | PULSE OXIMETER-FINGER | ANA PULSE 100 | ANA WIZ LTD | ASSET ONLY NO SERVICING REQUIRED | 3 | 3-Average
OHFT44719 | THE FIENNES CENTRE | DISTRICT NURSES | PULSE OXIMETER-FINGER | ANA PULSE 100 | ANA WIZ LTD | ASSET ONLY NO SERVICING REQUIRED | 3 | 3-Average
OHFT44720 | THE FIENNES CENTRE | DISTRICT NURSES | PULSE OXIMETER-FINGER | ANA PULSE 100 | ANA WIZ LTD | ASSET ONLY NO SERVICING REQUIRED | 3 | 3-Average
OHFT44065 | THE FIENNES CENTRE | DISTRICT NURSES | PULSE OXIMETER-FINGER | ANA PULSE 100 | ANA WIZ LTD | ASSET ONLY NO SERVICING REQUIRED | 6 | 3-Average | 2019
OHFT44139 | THE FIENNES CENTRE | DISTRICT NURSES | PULSE OXIMETER-FINGER | ANA PULSE 100 | ANA WIZ LTD | ASSET ONLY NO SERVICING REQUIRED | 6 | 3-Average | 2019
OHFT44075 | THE FIENNES CENTRE | DISTRICT NURSES | PULSE OXIMETER-FINGER | ANA PULSE 100 | ANA WIZ LTD | ASSET ONLY NO SERVICING REQUIRED | 6 | 3-Average | 2019
OHFT0790 | THE FIENNES CENTRE | DISTRICT NURSES | PULSE OXIMETER-FINGER | ANA PULSE 100 | ANA WIZ LTD | ASSET ONLY NO SERVICING REQUIRED | 10 | 4-Poor | 2015
OHFT46514 | THE FIENNES CENTRE | DISTRICT NURSES | PULSE OXIMETER-FINGER | ANA PULSE 100 | ANA WIZ LTD | ASSET ONLY NO SERVICING REQUIRED | 5 | 3-Average | 2020
OHFT46511 | THE FIENNES CENTRE | DISTRICT NURSES | PULSE OXIMETER-FINGER | ANA PULSE 100 | ANA WIZ LTD | ASSET ONLY NO SERVICING REQUIRED | 5 | 3-Average | 2020
OHFT46513 | THE FIENNES CENTRE | DISTRICT NURSES | PULSE OXIMETER-FINGER | ANA PULSE 100 | ANA WIZ LTD | ASSET ONLY NO SERVICING REQUIRED | 5 | 3-Average | 2020
OHFT 46509 | THE FIENNES CENTRE | DISTRICT NURSES | PULSE OXIMETER-FINGER | ANA PULSE 100 | ANA WIZ LTD | ASSET ONLY NO SERVICING REQUIRED | 5 | 3-Average | 2020
OHFT46512 | THE FIENNES CENTRE | DISTRICT NURSES | PULSE OXIMETER-FINGER | ANA PULSE 100 | ANA WIZ LTD | ASSET ONLY NO SERVICING REQUIRED | 5 | 3-Average | 2020
OHFT46510 | THE FIENNES CENTRE | DISTRICT NURSES | PULSE OXIMETER-FINGER | ANA PULSE 100 | ANA WIZ LTD | ASSET ONLY NO SERVICING REQUIRED | 5 | 3-Average | 2020
OHFT43984 | THE FIENNES CENTRE | DISTRICT NURSES | PULSE OXIMETER-FINGER | ANA PULSE 100 | ANA WIZ LTD | ASSET ONLY NO SERVICING REQUIRED | 13 | 4-Poor | 2012
OHFT44395 | THE FIENNES CENTRE | DISTRICT NURSES | PULSE OXIMETER-FINGER | ANA PULSE 100 | ANA WIZ LTD | ASSET ONLY NO SERVICING REQUIRED | 6 | 3-Average | 2019
OHFT44022 | THE FIENNES CENTRE | DISTRICT NURSES | PULSE OXIMETER-FINGER | ANA PULSE 100 | ANA WIZ LTD | ASSET ONLY NO SERVICING REQUIRED | 6 | 3-Average | 2019
OHFT2292 | THE FIENNES CENTRE | DISTRICT NURSES | PULSE OXIMETER-FINGER | ANA PULSE 100 | ANA WIZ LTD | ASSET ONLY NO SERVICING REQUIRED | 6 | 3-Average | 2019
OHFT0680 | THE FIENNES CENTRE | DISTRICT NURSES | PULSE OXIMETER-FINGER | ANA PULSE 100 | ANA WIZ LTD | ASSET ONLY NO SERVICING REQUIRED | 6 | 3-Average | 2019
OHFT44020 | THE FIENNES CENTRE | DISTRICT NURSES | PULSE OXIMETER-FINGER | ANA PULSE 100 | ANA WIZ LTD | ASSET ONLY NO SERVICING REQUIRED | 6 | 3-Average | 2019
OHFT44019 | THE FIENNES CENTRE | DISTRICT NURSES | PULSE OXIMETER-FINGER | ANA PULSE 100 | ANA WIZ LTD | ASSET ONLY NO SERVICING REQUIRED | 6 | 3-Average | 2019
OHFT0473 | THE FIENNES CENTRE | DISTRICT NURSES | PULSE OXIMETER-FINGER | ANA PULSE 100 | ANA WIZ LTD | ASSET ONLY NO SERVICING REQUIRED | 7 | 4-Poor | 2018
OHFT43932 | THE FIENNES CENTRE | DISTRICT NURSES | PULSE OXIMETER-FINGER | ANA PULSE 100 | ANA WIZ LTD | ASSET ONLY NO SERVICING REQUIRED | 7 | 4-Poor | 2018
OHFT43933 | THE FIENNES CENTRE | DISTRICT NURSES | PULSE OXIMETER-FINGER | ANA PULSE 100 | ANA WIZ LTD | ASSET ONLY NO SERVICING REQUIRED | 7 | 4-Poor | 2018
OHFT43934 | THE FIENNES CENTRE | DISTRICT NURSES | PULSE OXIMETER-FINGER | ANA PULSE 100 | ANA WIZ LTD | ASSET ONLY NO SERVICING REQUIRED | 7 | 4-Poor | 2018
OHFT44393 | THE FIENNES CENTRE | DISTRICT NURSES | PULSE OXIMETER-FINGER | ANA PULSE 100 | ANA WIZ LTD | ASSET ONLY NO SERVICING REQUIRED | 6 | 3-Average | 2019
OHFT44936(TBA) | THE FIENNES CENTRE | DISTRICT NURSES | PULSE OXIMETER-FINGER | ANA PULSE 100 | ANA WIZ LTD | ASSET ONLY NO SERVICING REQUIRED | 6 | 3-Average | 2019
OHFT2291 | THE FIENNES CENTRE | DISTRICT NURSES | PULSE OXIMETER-FINGER | ANA PULSE 100 | ANA WIZ LTD | ASSET ONLY NO SERVICING REQUIRED | 6 | 3-Average | 2019
OHFT2290 | THE FIENNES CENTRE | DISTRICT NURSES | PULSE OXIMETER-FINGER | ANA PULSE 100 | ANA WIZ LTD | ASSET ONLY NO SERVICING REQUIRED | 6 | 3-Average | 2019
OHFT2316 | THE FIENNES CENTRE | DISTRICT NURSES | PULSE OXIMETER-FINGER | ANA PULSE 100 | ANA WIZ LTD | ASSET ONLY NO SERVICING REQUIRED | 6 | 3-Average | 2019
OHFT0792 | THE FIENNES CENTRE | DISTRICT NURSES | PULSE OXIMETER-FINGER | ANA PULSE 100 | ANA WIZ LTD | ASSET ONLY NO SERVICING REQUIRED | 6 | 3-Average | 2019
OHFT44812 | THE FIENNES CENTRE | DISTRICT NURSES | PULSE OXIMETER-FINGER | ANA PULSE 100 | ANA WIZ LTD | ASSET ONLY NO SERVICING REQUIRED | 5 | 3-Average | 2020
OHFT44810 | THE FIENNES CENTRE | DISTRICT NURSES | PULSE OXIMETER-FINGER | ANA PULSE 100 | ANA WIZ LTD | ASSET ONLY NO SERVICING REQUIRED | 5 | 3-Average | 2020
OHFT44814 | THE FIENNES CENTRE | DISTRICT NURSES | PULSE OXIMETER-FINGER | ANA PULSE 100 | ANA WIZ LTD | ASSET ONLY NO SERVICING REQUIRED | 5 | 3-Average | 2020
OHFT44813 | THE FIENNES CENTRE | DISTRICT NURSES | PULSE OXIMETER-FINGER | ANA PULSE 100 | ANA WIZ LTD | ASSET ONLY NO SERVICING REQUIRED | 5 | 3-Average | 2020
OHFT44811 | THE FIENNES CENTRE | DISTRICT NURSES | PULSE OXIMETER-FINGER | ANA PULSE 100 | ANA WIZ LTD | ASSET ONLY NO SERVICING REQUIRED | 5 | 3-Average | 2020
OHFT44815 | THE FIENNES CENTRE | DISTRICT NURSES | PULSE OXIMETER-FINGER | ANA PULSE 100 | ANA WIZ LTD | ASSET ONLY NO SERVICING REQUIRED | 5 | 3-Average | 2020
OHFT44937(TBA) | THE FIENNES CENTRE | DISTRICT NURSES | PULSE OXIMETER-FINGER | ANA PULSE 100 | ANA WIZ LTD | ASSET ONLY NO SERVICING REQUIRED | 6 | 3-Average | 2019
OHFT44851 | THE FIENNES CENTRE | DISTRICT NURSES | PULSE OXIMETER-FINGER | ANA PULSE 100 | ANA WIZ LTD | ASSET ONLY NO SERVICING REQUIRED | 5 | 3-Average | 2020
OHFT2337 | THE FIENNES CENTRE | DISTRICT NURSES | PULSE OXIMETER-FINGER | ANA PULSE 100 | ANA WIZ LTD | ASSET ONLY NO SERVICING REQUIRED | 10 | 4-Poor | 2015
OHFT2336 | THE FIENNES CENTRE | DISTRICT NURSES | PULSE OXIMETER-FINGER | ANA PULSE 100 | ANA WIZ LTD | ASSET ONLY NO SERVICING REQUIRED | 10 | 4-Poor | 2015
OHFT44184 | THE LEYS HEALTH CENTRE | DISTRICT NURSES | PULSE OXIMETER-FINGER | ANA PULSE 100 | ANA WIZ LTD | ASSET ONLY NO SERVICING REQUIRED | 6 | 3-Average | 2019
OHFT44204 | THE LEYS HEALTH CENTRE | DISTRICT NURSES | PULSE OXIMETER-FINGER | ANA PULSE 100 | ANA WIZ LTD | ASSET ONLY NO SERVICING REQUIRED | 6 | 3-Average | 2019
OHFT44205 | THE LEYS HEALTH CENTRE | DISTRICT NURSES | PULSE OXIMETER-FINGER | ANA PULSE 100 | ANA WIZ LTD | ASSET ONLY NO SERVICING REQUIRED | 6 | 3-Average | 2019
OHFT44201 | THE LEYS HEALTH CENTRE | DISTRICT NURSES | PULSE OXIMETER-FINGER | ANA PULSE 100 | ANA WIZ LTD | ASSET ONLY NO SERVICING REQUIRED | 6 | 3-Average | 2019
OHFT0398 | THE LEYS HEALTH CENTRE | DISTRICT NURSES | PULSE OXIMETER-FINGER | ANA PULSE 100 | ANA WIZ LTD | ASSET ONLY NO SERVICING REQUIRED | 6 | 3-Average | 2019
OHFT0397 | THE LEYS HEALTH CENTRE | DISTRICT NURSES | PULSE OXIMETER-FINGER | ANA PULSE 100 | ANA WIZ LTD | ASSET ONLY NO SERVICING REQUIRED | 6 | 3-Average | 2019
OHFT43004 | THE LEYS HEALTH CENTRE | DISTRICT NURSES | PULSE OXIMETER-FINGER | ANA PULSE 100 | ANA WIZ LTD | ASSET ONLY NO SERVICING REQUIRED | 10 | 4-Poor | 2015
OHFT43566 | THE LEYS HEALTH CENTRE | DISTRICT NURSES | PULSE OXIMETER-FINGER | ANA PULSE 100 | ANA WIZ LTD | ASSET ONLY NO SERVICING REQUIRED | 3 | 3-Average
OHFT43809 | TOWNLANDS COMMUNITY HOSPITAL | DISTRICT NURSES | PULSE OXIMETER-FINGER | ANA PULSE 100 | ANA WIZ LTD | ASSET ONLY NO SERVICING REQUIRED | 8 | 4-Poor | 2017
OHFT44567 | TOWNLANDS COMMUNITY HOSPITAL | DISTRICT NURSES | PULSE OXIMETER-FINGER | ANA PULSE 100 | ANA WIZ LTD | ASSET ONLY NO SERVICING REQUIRED | 6 | 3-Average | 2019
OHFT44566 | TOWNLANDS COMMUNITY HOSPITAL | DISTRICT NURSES | PULSE OXIMETER-FINGER | ANA PULSE 100 | ANA WIZ LTD | ASSET ONLY NO SERVICING REQUIRED | 6 | 3-Average | 2019
OHFT44568 | TOWNLANDS COMMUNITY HOSPITAL | DISTRICT NURSES | PULSE OXIMETER-FINGER | ANA PULSE 100 | ANA WIZ LTD | ASSET ONLY NO SERVICING REQUIRED | 6 | 3-Average | 2019
OHFT46654 | TOWNLANDS COMMUNITY HOSPITAL | DISTRICT NURSES | PULSE OXIMETER-FINGER | ANA PULSE 100 | ANA WIZ LTD | ASSET ONLY NO SERVICING REQUIRED | 3 | 3-Average
OHFT43025 | WALLINGFORD COMMUNITY HOSPITAL | DISTRICT NURSES | PULSE OXIMETER-FINGER | ANA PULSE 100 | ANA WIZ LTD | ASSET ONLY NO SERVICING REQUIRED | 8 | 4-Poor | 2017
OHFT43008 | WALLINGFORD COMMUNITY HOSPITAL | DISTRICT NURSES | PULSE OXIMETER-FINGER | ANA PULSE 100 | ANA WIZ LTD | ASSET ONLY NO SERVICING REQUIRED | 10 | 4-Poor | 2015
OHFT43028 | WALLINGFORD COMMUNITY HOSPITAL | DISTRICT NURSES | PULSE OXIMETER-FINGER | ANA PULSE 100 | ANA WIZ LTD | ASSET ONLY NO SERVICING REQUIRED | 10 | 4-Poor | 2015
OHFT43021 | WALLINGFORD COMMUNITY HOSPITAL | DISTRICT NURSES | PULSE OXIMETER-FINGER | ANA PULSE 100 | ANA WIZ LTD | ASSET ONLY NO SERVICING REQUIRED | 10 | 4-Poor | 2015
OHFT43020 | TOWNLANDS COMMUNITY HOSPITAL | DISTRICT NURSES | PULSE OXIMETER-FINGER | ANA PULSE 100 | ANA WIZ LTD | ASSET ONLY NO SERVICING REQUIRED | 10 | 4-Poor | 2015
OHFT43027 | WALLINGFORD COMMUNITY HOSPITAL | DISTRICT NURSES | PULSE OXIMETER-FINGER | ANA PULSE 100 | ANA WIZ LTD | ASSET ONLY NO SERVICING REQUIRED | 10 | 4-Poor | 2015
OHFT43015 | WALLINGFORD COMMUNITY HOSPITAL | DISTRICT NURSES | PULSE OXIMETER-FINGER | ANA PULSE 100 | ANA WIZ LTD | ASSET ONLY NO SERVICING REQUIRED | 10 | 4-Poor | 2015
OHFT43006 | WALLINGFORD COMMUNITY HOSPITAL | DISTRICT NURSES | PULSE OXIMETER-FINGER | ANA PULSE 100 | ANA WIZ LTD | ASSET ONLY NO SERVICING REQUIRED | 10 | 4-Poor | 2015
OHFT43031 | WALLINGFORD COMMUNITY HOSPITAL | DISTRICT NURSES | PULSE OXIMETER-FINGER | ANA PULSE 100 | ANA WIZ LTD | ASSET ONLY NO SERVICING REQUIRED | 10 | 4-Poor | 2015
OHFT43016 | WALLINGFORD COMMUNITY HOSPITAL | DISTRICT NURSES | PULSE OXIMETER-FINGER | ANA PULSE 100 | ANA WIZ LTD | ASSET ONLY NO SERVICING REQUIRED | 10 | 4-Poor | 2015
OHFT43018 | WALLINGFORD COMMUNITY HOSPITAL | DISTRICT NURSES | PULSE OXIMETER-FINGER | ANA PULSE 100 | ANA WIZ LTD | ASSET ONLY NO SERVICING REQUIRED | 10 | 4-Poor | 2015
OHFT43005 | WALLINGFORD COMMUNITY HOSPITAL | DISTRICT NURSES | PULSE OXIMETER-FINGER | ANA PULSE 100 | ANA WIZ LTD | ASSET ONLY NO SERVICING REQUIRED | 10 | 4-Poor | 2015
OHFT43023 | WALLINGFORD COMMUNITY HOSPITAL | DISTRICT NURSES | PULSE OXIMETER-FINGER | ANA PULSE 100 | ANA WIZ LTD | ASSET ONLY NO SERVICING REQUIRED | 10 | 4-Poor | 2015
OHFT43009 | WALLINGFORD COMMUNITY HOSPITAL | DISTRICT NURSES | PULSE OXIMETER-FINGER | ANA PULSE 100 | ANA WIZ LTD | ASSET ONLY NO SERVICING REQUIRED | 10 | 4-Poor | 2015
OHFT43026 | WALLINGFORD COMMUNITY HOSPITAL | DISTRICT NURSES | PULSE OXIMETER-FINGER | ANA PULSE 100 | ANA WIZ LTD | ASSET ONLY NO SERVICING REQUIRED | 10 | 4-Poor | 2015
OHFT43030 | WALLINGFORD COMMUNITY HOSPITAL | DISTRICT NURSES | PULSE OXIMETER-FINGER | ANA PULSE 100 | ANA WIZ LTD | ASSET ONLY NO SERVICING REQUIRED | 10 | 4-Poor | 2015
OHFT43033 | THE CHILTERN SURGERY | DISTRICT NURSES | PULSE OXIMETER-FINGER | ANA PULSE 100 | ANA WIZ LTD | ASSET ONLY NO SERVICING REQUIRED | 10 | 4-Poor | 2015
OHFT43032 | WALLINGFORD COMMUNITY HOSPITAL | DISTRICT NURSES | PULSE OXIMETER-FINGER | ANA PULSE 100 | ANA WIZ LTD | ASSET ONLY NO SERVICING REQUIRED | 10 | 4-Poor | 2015
OHFT43029 | WALLINGFORD COMMUNITY HOSPITAL | DISTRICT NURSES | PULSE OXIMETER-FINGER | ANA PULSE 100 | ANA WIZ LTD | ASSET ONLY NO SERVICING REQUIRED | 10 | 4-Poor | 2015
OHFT43024 | WANTAGE HEALTH CENTRE | DISTRICT NURSES | PULSE OXIMETER-FINGER | ANA PULSE 100 | ANA WIZ LTD | ASSET ONLY NO SERVICING REQUIRED | 10 | 4-Poor | 2015
OHFT43019 | WATLINGTON & CHALGROVE | DISTRICT NURSES | PULSE OXIMETER-FINGER | ANA PULSE 100 | ANA WIZ LTD | ASSET ONLY NO SERVICING REQUIRED | 10 | 4-Poor | 2015
OHFT43892 | WALLINGFORD COMMUNITY HOSPITAL | DISTRICT NURSES | PULSE OXIMETER-FINGER | ANA PULSE 100 | ANA WIZ LTD | ASSET ONLY NO SERVICING REQUIRED | 7 | 4-Poor | 2018
OHFT0498 | WALLINGFORD COMMUNITY HOSPITAL | DISTRICT NURSES | PULSE OXIMETER-FINGER | ANA PULSE 100 | ANA WIZ LTD | ASSET ONLY NO SERVICING REQUIRED | 7 | 4-Poor | 2018
OHFT0495 | WALLINGFORD COMMUNITY HOSPITAL | DISTRICT NURSES | PULSE OXIMETER-FINGER | ANA PULSE 100 | ANA WIZ LTD | ASSET ONLY NO SERVICING REQUIRED | 7 | 4-Poor | 2018
OHFT44257 | WALLINGFORD COMMUNITY HOSPITAL | DISTRICT NURSES | PULSE OXIMETER-FINGER | ANA PULSE 100 | ANA WIZ LTD | ASSET ONLY NO SERVICING REQUIRED | 6 | 3-Average | 2019
OHFT44258 | WALLINGFORD COMMUNITY HOSPITAL | DISTRICT NURSES | PULSE OXIMETER-FINGER | ANA PULSE 100 | ANA WIZ LTD | ASSET ONLY NO SERVICING REQUIRED | 6 | 3-Average | 2019
OHFT44309 | WALLINGFORD COMMUNITY HOSPITAL | DISTRICT NURSES | PULSE OXIMETER-FINGER | ANA PULSE 100 | ANA WIZ LTD | ASSET ONLY NO SERVICING REQUIRED | 6 | 3-Average | 2019
OHFT44259 | WATLINGTON & CHALGROVE | DISTRICT NURSES | PULSE OXIMETER-FINGER | ANA PULSE 100 | ANA WIZ LTD | ASSET ONLY NO SERVICING REQUIRED | 6 | 3-Average | 2019
OHFT44256 | WALLINGFORD COMMUNITY HOSPITAL | DISTRICT NURSES | PULSE OXIMETER-FINGER | ANA PULSE 100 | ANA WIZ LTD | ASSET ONLY NO SERVICING REQUIRED | 6 | 3-Average | 2019
OHFT44991 | WALLINGFORD COMMUNITY HOSPITAL | DISTRICT NURSES | PULSE OXIMETER-FINGER | ANA PULSE 100 | ANA WIZ LTD | ASSET ONLY NO SERVICING REQUIRED | 5 | 3-Average | 2020
OHFT44987 | WANTAGE HEALTH CENTRE | DISTRICT NURSES | PULSE OXIMETER-FINGER | ANA PULSE 100 | ANA WIZ LTD | ASSET ONLY NO SERVICING REQUIRED | 5 | 3-Average | 2020
OHFT44988 | WALLINGFORD COMMUNITY HOSPITAL | DISTRICT NURSES | PULSE OXIMETER-FINGER | ANA PULSE 100 | ANA WIZ LTD | ASSET ONLY NO SERVICING REQUIRED | 5 | 3-Average | 2020
OHFT44990 | WALLINGFORD COMMUNITY HOSPITAL | DISTRICT NURSES | PULSE OXIMETER-FINGER | ANA PULSE 100 | ANA WIZ LTD | ASSET ONLY NO SERVICING REQUIRED | 5 | 3-Average | 2020
OHFT44989 | WALLINGFORD COMMUNITY HOSPITAL | DISTRICT NURSES | PULSE OXIMETER-FINGER | ANA PULSE 100 | ANA WIZ LTD | ASSET ONLY NO SERVICING REQUIRED | 5 | 3-Average | 2020
OHFT46498 | WANTAGE HEALTH CENTRE | DISTRICT NURSES | PULSE OXIMETER-FINGER | ANA PULSE 100 | ANA WIZ LTD | ASSET ONLY NO SERVICING REQUIRED | 4 | 2-Good | 2021
OHFT0407 | WANTAGE HEALTH CENTRE | DENTAL CLINIC | PULSE OXIMETER-FINGER | ANA PULSE 100 | ANA WIZ LTD | ASSET ONLY NO SERVICING REQUIRED | 10 | 4-Poor | 2015
OHFT164414 | WANTAGE HEALTH CENTRE | DISTRICT NURSES | PULSE OXIMETER-FINGER | ANA PULSE 100 | ANA WIZ LTD | ASSET ONLY NO SERVICING REQUIRED | 4 | 2-Good | 2021
OHFT164413 | WANTAGE HEALTH CENTRE | DISTRICT NURSES | PULSE OXIMETER-FINGER | ANA PULSE 100 | ANA WIZ LTD | ASSET ONLY NO SERVICING REQUIRED | 4 | 2-Good | 2021
OHFT42456 | WANTAGE HEALTH CENTRE | DISTRICT NURSES | PULSE OXIMETER-FINGER | ANA PULSE 100 | ANA WIZ LTD | ASSET ONLY NO SERVICING REQUIRED | 10 | 4-Poor | 2015
OHFT42636 | WANTAGE HEALTH CENTRE | DISTRICT NURSES | PULSE OXIMETER-FINGER | ANA PULSE 100 | ANA WIZ LTD | ASSET ONLY NO SERVICING REQUIRED | 10 | 4-Poor | 2015
OHFT42166 | WANTAGE HEALTH CENTRE | DISTRICT NURSES | PULSE OXIMETER-FINGER | ANA PULSE 100 | ANA WIZ LTD | ASSET ONLY NO SERVICING REQUIRED | 10 | 4-Poor | 2015
OHFT42167 | WANTAGE HEALTH CENTRE | DISTRICT NURSES | PULSE OXIMETER-FINGER | ANA PULSE 100 | ANA WIZ LTD | ASSET ONLY NO SERVICING REQUIRED | 10 | 4-Poor | 2015
OHFT42175 | WANTAGE HEALTH CENTRE | DISTRICT NURSES | PULSE OXIMETER-FINGER | ANA PULSE 100 | ANA WIZ LTD | ASSET ONLY NO SERVICING REQUIRED | 10 | 4-Poor | 2015
OHFT42173 | WANTAGE HEALTH CENTRE | DISTRICT NURSES | PULSE OXIMETER-FINGER | ANA PULSE 100 | ANA WIZ LTD | ASSET ONLY NO SERVICING REQUIRED | 10 | 4-Poor | 2015
OHFT42168 | WANTAGE HEALTH CENTRE | DISTRICT NURSES | PULSE OXIMETER-FINGER | ANA PULSE 100 | ANA WIZ LTD | ASSET ONLY NO SERVICING REQUIRED | 10 | 4-Poor | 2015
OHFT42165 | WANTAGE HEALTH CENTRE | DISTRICT NURSES | PULSE OXIMETER-FINGER | ANA PULSE 100 | ANA WIZ LTD | ASSET ONLY NO SERVICING REQUIRED | 10 | 4-Poor | 2015
OHFT42170 | WANTAGE HEALTH CENTRE | DISTRICT NURSES | PULSE OXIMETER-FINGER | ANA PULSE 100 | ANA WIZ LTD | ASSET ONLY NO SERVICING REQUIRED | 10 | 4-Poor | 2015
OHFT0674 | WANTAGE HEALTH CENTRE | DISTRICT NURSES | PULSE OXIMETER-FINGER | ANA PULSE 100 | ANA WIZ LTD | ASSET ONLY NO SERVICING REQUIRED | 10 | 4-Poor | 2015
OHFT43606 | WANTAGE HEALTH CENTRE | DISTRICT NURSES | PULSE OXIMETER-FINGER | ANA PULSE 100 | ANA WIZ LTD | ASSET ONLY NO SERVICING REQUIRED | 6 | 3-Average | 2019
OHFT43605 | WANTAGE HEALTH CENTRE | DISTRICT NURSES | PULSE OXIMETER-FINGER | ANA PULSE 100 | ANA WIZ LTD | ASSET ONLY NO SERVICING REQUIRED | 6 | 3-Average | 2019
OHFT44879 | WANTAGE HEALTH CENTRE | DISTRICT NURSES | PULSE OXIMETER-FINGER | ANA PULSE 100 | ANA WIZ LTD | ASSET ONLY NO SERVICING REQUIRED | 3 | 3-Average
OHFT44880 | WANTAGE HEALTH CENTRE | DISTRICT NURSES | PULSE OXIMETER-FINGER | ANA PULSE 100 | ANA WIZ LTD | ASSET ONLY NO SERVICING REQUIRED | 3 | 3-Average
OHFT44878 | WANTAGE HEALTH CENTRE | DISTRICT NURSES | PULSE OXIMETER-FINGER | ANA PULSE 100 | ANA WIZ LTD | ASSET ONLY NO SERVICING REQUIRED | 3 | 3-Average
OHFT0682 | WANTAGE HEALTH CENTRE | DISTRICT NURSES | PULSE OXIMETER-FINGER | ANA PULSE 100 | ANA WIZ LTD | ASSET ONLY NO SERVICING REQUIRED | 7 | 4-Poor | 2018
OHFT43973 | WINDRUSH HOUSE-WITNEY | DISTRICT NURSES | PULSE OXIMETER-FINGER | ANA PULSE 100 | ANA WIZ LTD | ASSET ONLY NO SERVICING REQUIRED | 7 | 4-Poor | 2018
OHFT44722 | WINDRUSH HOUSE-WITNEY | DISTRICT NURSES | PULSE OXIMETER-FINGER | ANA PULSE 100 | ANA WIZ LTD | ASSET ONLY NO SERVICING REQUIRED | 6 | 3-Average | 2019
OHFT44823 | WINDRUSH HOUSE-WITNEY | DISTRICT NURSES | PULSE OXIMETER-FINGER | ANA PULSE 100 | ANA WIZ LTD | ASSET ONLY NO SERVICING REQUIRED | 6 | 3-Average | 2019
OHFT44821 | WINDRUSH HOUSE-WITNEY | DISTRICT NURSES | PULSE OXIMETER-FINGER | ANA PULSE 100 | ANA WIZ LTD | ASSET ONLY NO SERVICING REQUIRED | 6 | 3-Average | 2019
OHFT44820 | WINDRUSH HOUSE-WITNEY | DISTRICT NURSES | PULSE OXIMETER-FINGER | ANA PULSE 100 | ANA WIZ LTD | ASSET ONLY NO SERVICING REQUIRED | 6 | 3-Average | 2019
OHFT44819 | WINDRUSH HOUSE-WITNEY | DISTRICT NURSES | PULSE OXIMETER-FINGER | ANA PULSE 100 | ANA WIZ LTD | ASSET ONLY NO SERVICING REQUIRED | 6 | 3-Average | 2019
OHFT44598 | WINDRUSH HOUSE-WITNEY | DISTRICT NURSES | PULSE OXIMETER-FINGER | ANA PULSE 100 | ANA WIZ LTD | ASSET ONLY NO SERVICING REQUIRED | 6 | 3-Average | 2019
OHFT44683 | WINDRUSH HOUSE-WITNEY | DISTRICT NURSES | PULSE OXIMETER-FINGER | ANA PULSE 100 | ANA WIZ LTD | ASSET ONLY NO SERVICING REQUIRED | 6 | 3-Average | 2019
OHFT44684 | WINDRUSH HOUSE-WITNEY | DISTRICT NURSES | PULSE OXIMETER-FINGER | ANA PULSE 100 | ANA WIZ LTD | ASSET ONLY NO SERVICING REQUIRED | 6 | 3-Average | 2019
OHFT2384 | WINDRUSH HOUSE-WITNEY | DISTRICT NURSES | PULSE OXIMETER-FINGER | ANA PULSE 100 | ANA WIZ LTD | ASSET ONLY NO SERVICING REQUIRED | 6 | 3-Average | 2019
OHFT2389 | WINDRUSH HOUSE-WITNEY | DISTRICT NURSES | PULSE OXIMETER-FINGER | ANA PULSE 100 | ANA WIZ LTD | ASSET ONLY NO SERVICING REQUIRED | 6 | 3-Average | 2019
OHFT2390 | WINDRUSH HOUSE-WITNEY | DISTRICT NURSES | PULSE OXIMETER-FINGER | ANA PULSE 100 | ANA WIZ LTD | ASSET ONLY NO SERVICING REQUIRED | 6 | 3-Average | 2019
OHFT2385 | WINDRUSH HOUSE-WITNEY | DISTRICT NURSES | PULSE OXIMETER-FINGER | ANA PULSE 100 | ANA WIZ LTD | ASSET ONLY NO SERVICING REQUIRED | 6 | 3-Average | 2019
OHFT43688 | WINDRUSH HOUSE-WITNEY | DISTRICT NURSES | PULSE OXIMETER-FINGER | ANA PULSE 100 | ANA WIZ LTD | ASSET ONLY NO SERVICING REQUIRED | 8 | 4-Poor | 2017
OHFT43690 | WINDRUSH HOUSE-WITNEY | DISTRICT NURSES | PULSE OXIMETER-FINGER | ANA PULSE 100 | ANA WIZ LTD | ASSET ONLY NO SERVICING REQUIRED | 8 | 4-Poor | 2017
OHFT43696 | WINDRUSH HOUSE-WITNEY | DISTRICT NURSES | PULSE OXIMETER-FINGER | ANA PULSE 100 | ANA WIZ LTD | ASSET ONLY NO SERVICING REQUIRED | 8 | 4-Poor | 2017
OHFT43691 | WINDRUSH HOUSE-WITNEY | DISTRICT NURSES | PULSE OXIMETER-FINGER | ANA PULSE 100 | ANA WIZ LTD | ASSET ONLY NO SERVICING REQUIRED | 8 | 4-Poor | 2017
OHFT43686 | WINDRUSH HOUSE-WITNEY | DISTRICT NURSES | PULSE OXIMETER-FINGER | ANA PULSE 100 | ANA WIZ LTD | ASSET ONLY NO SERVICING REQUIRED | 8 | 4-Poor | 2017
OHFT43687 | WINDRUSH HOUSE-WITNEY | DISTRICT NURSES | PULSE OXIMETER-FINGER | ANA PULSE 100 | ANA WIZ LTD | ASSET ONLY NO SERVICING REQUIRED | 8 | 4-Poor | 2017
OHFT164081 | WINDRUSH HOUSE-WITNEY | DISTRICT NURSES | PULSE OXIMETER-FINGER | ANA PULSE 100 | ANA WIZ LTD | ASSET ONLY NO SERVICING REQUIRED | 4 | 2-Good | 2021
OHFT164080 | WINDRUSH HOUSE-WITNEY | DISTRICT NURSES | PULSE OXIMETER-FINGER | ANA PULSE 100 | ANA WIZ LTD | ASSET ONLY NO SERVICING REQUIRED | 4 | 2-Good | 2021
OHFT164083 | WINDRUSH HOUSE-WITNEY | DISTRICT NURSES | PULSE OXIMETER-FINGER | ANA PULSE 100 | ANA WIZ LTD | ASSET ONLY NO SERVICING REQUIRED | 4 | 2-Good | 2021
OHFT164254 | WINDRUSH HOUSE-WITNEY | DISTRICT NURSES | PULSE OXIMETER-FINGER | ANA PULSE 100 | ANA WIZ LTD | ASSET ONLY NO SERVICING REQUIRED | 4 | 2-Good | 2021
OHFT0412 | WITNEY COMMUNITY HOSPITAL | DENTAL CLINIC | PULSE OXIMETER-FINGER | ANA PULSE 100 | ANA WIZ LTD | ASSET ONLY NO SERVICING REQUIRED | 10 | 4-Poor | 2015
OHFT44849 | DIDCOT HEALTH CENTRE | DISTRICT NURSES | PULSE OXIMETER-FINGER | ANA PULSE 100 | ANA WIZ LTD | ASSET ONLY NO SERVICING REQUIRED | 5 | 3-Average | 2020
OHFT42445 | DIDCOT HEALTH CENTRE | DISTRICT NURSES | PULSE OXIMETER-FINGER | ANA PULSE 100 | ANA WIZ LTD | ASSET ONLY NO SERVICING REQUIRED | 10 | 4-Poor | 2015
OHFT43983 | WHITELEAF CENTRE | EARLY INTERVENTION SERVICE | PULSE OXIMETER-FINGER | ANA PULSE 100 | ANA WIZ LTD | ASSET ONLY NO SERVICING REQUIRED | 7 | 4-Poor | 2018
OHFT42766 | WINDRUSH HOUSE-WITNEY | FALLS PREVENTION SERVICE | PULSE OXIMETER-FINGER | ANA PULSE 100 | ANA WIZ LTD | ASSET ONLY NO SERVICING REQUIRED | 10 | 4-Poor | 2015
OHFT42767 | WINDRUSH HOUSE-WITNEY | FALLS PREVENTION SERVICE | PULSE OXIMETER-FINGER | ANA PULSE 100 | ANA WIZ LTD | ASSET ONLY NO SERVICING REQUIRED | 10 | 4-Poor | 2015
OHFT2188 | WINDRUSH HOUSE-WITNEY | FALLS PREVENTION SERVICE | PULSE OXIMETER-FINGER | ANA PULSE 100 | ANA WIZ LTD | ASSET ONLY NO SERVICING REQUIRED | 12 | 4-Poor | 2013
OHFT46342 | WINDRUSH HOUSE-WITNEY | FALLS PREVENTION SERVICE | PULSE OXIMETER-FINGER | ANA PULSE 100 | ANA WIZ LTD | ASSET ONLY NO SERVICING REQUIRED | 6 | 3-Average | 2019
OHFT0453 | WINDRUSH HOUSE-WITNEY | FALLS PREVENTION SERVICE | PULSE OXIMETER-FINGER | ANA PULSE 100 | ANA WIZ LTD | ASSET ONLY NO SERVICING REQUIRED | 7 | 4-Poor | 2018
OHFT0454 | WINDRUSH HOUSE-WITNEY | FALLS PREVENTION SERVICE | PULSE OXIMETER-FINGER | ANA PULSE 100 | ANA WIZ LTD | ASSET ONLY NO SERVICING REQUIRED | 7 | 4-Poor | 2018
OHFT0456 | WINDRUSH HOUSE-WITNEY | FALLS PREVENTION SERVICE | PULSE OXIMETER-FINGER | ANA PULSE 100 | ANA WIZ LTD | ASSET ONLY NO SERVICING REQUIRED | 7 | 4-Poor | 2018
OHFT0457 | WINDRUSH HOUSE-WITNEY | FALLS PREVENTION SERVICE | PULSE OXIMETER-FINGER | ANA PULSE 100 | ANA WIZ LTD | ASSET ONLY NO SERVICING REQUIRED | 7 | 4-Poor | 2018
OHFT0458 | WINDRUSH HOUSE-WITNEY | FALLS PREVENTION SERVICE | PULSE OXIMETER-FINGER | ANA PULSE 100 | ANA WIZ LTD | ASSET ONLY NO SERVICING REQUIRED | 7 | 4-Poor | 2018
OHFT0455 | WINDRUSH HOUSE-WITNEY | FALLS PREVENTION SERVICE | PULSE OXIMETER-FINGER | ANA PULSE 100 | ANA WIZ LTD | ASSET ONLY NO SERVICING REQUIRED | 7 | 4-Poor | 2018
OHFT43452 | WINDRUSH HOUSE-WITNEY | FALLS PREVENTION SERVICE | PULSE OXIMETER-FINGER | ANA PULSE 100 | ANA WIZ LTD | ASSET ONLY NO SERVICING REQUIRED | 11 | 4-Poor | 2014
OHFT42656 | WINDRUSH HOUSE-WITNEY | FALLS PREVENTION SERVICE | PULSE OXIMETER-FINGER | ANA PULSE 100 | ANA WIZ LTD | ASSET ONLY NO SERVICING REQUIRED | 10 | 4-Poor | 2015
OHFT1957 | WINDRUSH HOUSE-WITNEY | FALLS PREVENTION SERVICE | PULSE OXIMETER-FINGER | ANA PULSE 100 | ANA WIZ LTD | ASSET ONLY NO SERVICING REQUIRED | 10 | 4-Poor | 2015
OHFT1949 | WINDRUSH HOUSE-WITNEY | FALLS PREVENTION SERVICE | PULSE OXIMETER-FINGER | ANA PULSE 100 | ANA WIZ LTD | ASSET ONLY NO SERVICING REQUIRED | 10 | 4-Poor | 2015
OHFT40625 | WINDRUSH HOUSE-WITNEY | FALLS PREVENTION SERVICE | PULSE OXIMETER-FINGER | ANA PULSE 100 | ANA WIZ LTD | ASSET ONLY NO SERVICING REQUIRED | 10 | 4-Poor | 2015
OHFT40630 | WINDRUSH HOUSE-WITNEY | FALLS PREVENTION SERVICE | PULSE OXIMETER-FINGER | ANA PULSE 100 | ANA WIZ LTD | ASSET ONLY NO SERVICING REQUIRED | 10 | 4-Poor | 2015
OHFT40624 | WINDRUSH HOUSE-WITNEY | FALLS PREVENTION SERVICE | PULSE OXIMETER-FINGER | ANA PULSE 100 | ANA WIZ LTD | ASSET ONLY NO SERVICING REQUIRED | 10 | 4-Poor | 2015
OHFT2259 | WINDRUSH HOUSE-WITNEY | FALLS PREVENTION SERVICE | PULSE OXIMETER-FINGER | ANA PULSE 100 | ANA WIZ LTD | ASSET ONLY NO SERVICING REQUIRED | 12 | 4-Poor | 2013
OHFT2060 | WINDRUSH HOUSE-WITNEY | FALLS PREVENTION SERVICE | PULSE OXIMETER-FINGER | ANA PULSE 100 | ANA WIZ LTD | ASSET ONLY NO SERVICING REQUIRED | 12 | 4-Poor | 2013
OHFT2062 | WINDRUSH HOUSE-WITNEY | FALLS PREVENTION SERVICE | PULSE OXIMETER-FINGER | ANA PULSE 100 | ANA WIZ LTD | ASSET ONLY NO SERVICING REQUIRED | 12 | 4-Poor | 2013
OHFT43208 | WINDRUSH HOUSE-WITNEY | FALLS PREVENTION SERVICE | PULSE OXIMETER-FINGER | ANA PULSE 100 | ANA WIZ LTD | ASSET ONLY NO SERVICING REQUIRED | 12 | 4-Poor | 2013
OHFT2129 | WINDRUSH HOUSE-WITNEY | FALLS PREVENTION SERVICE | PULSE OXIMETER-FINGER | ANA PULSE 100 | ANA WIZ LTD | ASSET ONLY NO SERVICING REQUIRED | 12 | 4-Poor | 2013
OHFT2126 | WINDRUSH HOUSE-WITNEY | FALLS PREVENTION SERVICE | PULSE OXIMETER-FINGER | ANA PULSE 100 | ANA WIZ LTD | ASSET ONLY NO SERVICING REQUIRED | 12 | 4-Poor | 2013
OHFT2133 | WINDRUSH HOUSE-WITNEY | FALLS PREVENTION SERVICE | PULSE OXIMETER-FINGER | ANA PULSE 100 | ANA WIZ LTD | ASSET ONLY NO SERVICING REQUIRED | 12 | 4-Poor | 2013
OHFT2131 | WINDRUSH HOUSE-WITNEY | FALLS PREVENTION SERVICE | PULSE OXIMETER-FINGER | ANA PULSE 100 | ANA WIZ LTD | ASSET ONLY NO SERVICING REQUIRED | 12 | 4-Poor | 2013
OHFT2265 | WINDRUSH HOUSE-WITNEY | FALLS PREVENTION SERVICE | PULSE OXIMETER-FINGER | ANA PULSE 100 | ANA WIZ LTD | ASSET ONLY NO SERVICING REQUIRED | 12 | 4-Poor | 2013
OHFT43421 | WINDRUSH HOUSE-WITNEY | FALLS PREVENTION SERVICE | PULSE OXIMETER-FINGER | ANA PULSE 100 | ANA WIZ LTD | ASSET ONLY NO SERVICING REQUIRED | 8 | 4-Poor | 2017
OHFT43683 | WINDRUSH HOUSE-WITNEY | FALLS PREVENTION SERVICE | PULSE OXIMETER-FINGER | ANA PULSE 100 | ANA WIZ LTD | ASSET ONLY NO SERVICING REQUIRED | 8 | 4-Poor | 2017
OHFT43694 | WINDRUSH HOUSE-WITNEY | FALLS PREVENTION SERVICE | PULSE OXIMETER-FINGER | ANA PULSE 100 | ANA WIZ LTD | ASSET ONLY NO SERVICING REQUIRED | 8 | 4-Poor | 2017
OHFT43692 | WINDRUSH HOUSE-WITNEY | FALLS PREVENTION SERVICE | PULSE OXIMETER-FINGER | ANA PULSE 100 | ANA WIZ LTD | ASSET ONLY NO SERVICING REQUIRED | 8 | 4-Poor | 2017
OHFT43693 | WINDRUSH HOUSE-WITNEY | FALLS PREVENTION SERVICE | PULSE OXIMETER-FINGER | ANA PULSE 100 | ANA WIZ LTD | ASSET ONLY NO SERVICING REQUIRED | 8 | 4-Poor | 2017
OHFT43689 | WINDRUSH HOUSE-WITNEY | FALLS PREVENTION SERVICE | PULSE OXIMETER-FINGER | ANA PULSE 100 | ANA WIZ LTD | ASSET ONLY NO SERVICING REQUIRED | 8 | 4-Poor | 2017
OHFT43685 | WINDRUSH HOUSE-WITNEY | FALLS PREVENTION SERVICE | PULSE OXIMETER-FINGER | ANA PULSE 100 | ANA WIZ LTD | ASSET ONLY NO SERVICING REQUIRED | 8 | 4-Poor | 2017
OHFT43684 | WINDRUSH HOUSE-WITNEY | FALLS PREVENTION SERVICE | PULSE OXIMETER-FINGER | ANA PULSE 100 | ANA WIZ LTD | ASSET ONLY NO SERVICING REQUIRED | 8 | 4-Poor | 2017
OHFT43423 | WINDRUSH HOUSE-WITNEY | FALLS PREVENTION SERVICE | PULSE OXIMETER-FINGER | ANA PULSE 100 | ANA WIZ LTD | ASSET ONLY NO SERVICING REQUIRED | 8 | 4-Poor | 2017
OHFT44562 | WITNEY COMMUNITY HOSPITAL | EMU | PULSE OXIMETER-FINGER | ANA PULSE 100 | ANA WIZ LTD | ASSET ONLY NO SERVICING REQUIRED | 10 | 4-Poor | 2015
OHFT41361 | WITNEY COMMUNITY HOSPITAL | EMU | PULSE OXIMETER-FINGER | ANA PULSE 100 | ANA WIZ LTD | ASSET ONLY NO SERVICING REQUIRED | 10 | 4-Poor | 2015
OHFT42274 | WITNEY COMMUNITY HOSPITAL | EMU | PULSE OXIMETER-FINGER | ANA PULSE 100 | ANA WIZ LTD | ASSET ONLY NO SERVICING REQUIRED | 10 | 4-Poor | 2015
OHFT46702 | EAST OXFORD HEALTH CENTRE | OUT OF HOURS CLINIC | PULSE OXIMETER-FINGER | ANA PULSE 100 | ANA WIZ LTD | ASSET ONLY NO SERVICING REQUIRED | 6 | 3-Average | 2019
OHFT46707 | EAST OXFORD HEALTH CENTRE | OUT OF HOURS CLINIC | PULSE OXIMETER-FINGER | ANA PULSE 100 | ANA WIZ LTD | ASSET ONLY NO SERVICING REQUIRED | 6 | 3-Average | 2019
OHFT44008 | LITTLEMORE MENTAL HEALTH CENTRE | PHOENIX WARD | PULSE OXIMETER-FINGER | ANA PULSE 100 | ANA WIZ LTD | ASSET ONLY NO SERVICING REQUIRED | 7 | 4-Poor | 2018
OHFT43602 | LITTLEMORE MENTAL HEALTH CENTRE | PHOENIX WARD | PULSE OXIMETER-FINGER | ANA PULSE 100 | ANA WIZ LTD | ASSET ONLY NO SERVICING REQUIRED | 10 | 4-Poor | 2015
OHFT45518 | THE SLADE BUILDING | PERINATAL TEAM | PULSE OXIMETER-FINGER | ANA PULSE 100 | ANA WIZ LTD | ASSET ONLY NO SERVICING REQUIRED | 5 | 3-Average | 2020
OHFT45517 | THE SLADE BUILDING | PERINATAL TEAM | PULSE OXIMETER-FINGER | ANA PULSE 100 | ANA WIZ LTD | ASSET ONLY NO SERVICING REQUIRED | 5 | 3-Average | 2020
OHFT45394 | THE SLADE BUILDING | LEARNING DISABILITY SERVICE | PULSE OXIMETER-FINGER | ANA PULSE 100 | ANA WIZ LTD | ASSET ONLY NO SERVICING REQUIRED | 4 | 2-Good | 2021
OHFT45579 | THE SLADE BUILDING | LEARNING DISABILITY SERVICE | PULSE OXIMETER-FINGER | ANA PULSE 100 | ANA WIZ LTD | ASSET ONLY NO SERVICING REQUIRED | 5 | 3-Average | 2020
OHFT45595 | THE SLADE BUILDING | LEARNING DISABILITY SERVICE | PULSE OXIMETER-FINGER | ANA PULSE 100 | ANA WIZ LTD | ASSET ONLY NO SERVICING REQUIRED | 5 | 3-Average | 2020
OHFT45588 | THE SLADE BUILDING | LEARNING DISABILITY SERVICE | PULSE OXIMETER-FINGER | ANA PULSE 100 | ANA WIZ LTD | ASSET ONLY NO SERVICING REQUIRED | 5 | 3-Average | 2020
OHFT45584 | THE SLADE BUILDING | LEARNING DISABILITY SERVICE | PULSE OXIMETER-FINGER | ANA PULSE 100 | ANA WIZ LTD | ASSET ONLY NO SERVICING REQUIRED | 5 | 3-Average | 2020
OHFT45577 | THE SLADE BUILDING | LEARNING DISABILITY SERVICE | PULSE OXIMETER-FINGER | ANA PULSE 100 | ANA WIZ LTD | ASSET ONLY NO SERVICING REQUIRED | 5 | 3-Average | 2020
OHFT45590 | THE SLADE BUILDING | LEARNING DISABILITY SERVICE | PULSE OXIMETER-FINGER | ANA PULSE 100 | ANA WIZ LTD | ASSET ONLY NO SERVICING REQUIRED | 5 | 3-Average | 2020
OHFT45585 | THE SLADE BUILDING | LEARNING DISABILITY SERVICE | PULSE OXIMETER-FINGER | ANA PULSE 100 | ANA WIZ LTD | ASSET ONLY NO SERVICING REQUIRED | 5 | 3-Average | 2020
OHFT45581 | THE SLADE BUILDING | LEARNING DISABILITY SERVICE | PULSE OXIMETER-FINGER | ANA PULSE 100 | ANA WIZ LTD | ASSET ONLY NO SERVICING REQUIRED | 5 | 3-Average | 2020
OHFT45583 | THE SLADE BUILDING | LEARNING DISABILITY SERVICE | PULSE OXIMETER-FINGER | ANA PULSE 100 | ANA WIZ LTD | ASSET ONLY NO SERVICING REQUIRED | 5 | 3-Average | 2020
OHFT45593 | THE SLADE BUILDING | LEARNING DISABILITY SERVICE | PULSE OXIMETER-FINGER | ANA PULSE 100 | ANA WIZ LTD | ASSET ONLY NO SERVICING REQUIRED | 5 | 3-Average | 2020
OHFT45597 | THE SLADE BUILDING | LEARNING DISABILITY SERVICE | PULSE OXIMETER-FINGER | ANA PULSE 100 | ANA WIZ LTD | ASSET ONLY NO SERVICING REQUIRED | 5 | 3-Average | 2020
OHFT45592 | THE SLADE BUILDING | LEARNING DISABILITY SERVICE | PULSE OXIMETER-FINGER | ANA PULSE 100 | ANA WIZ LTD | ASSET ONLY NO SERVICING REQUIRED | 5 | 3-Average | 2020
OHFT45578 | THE SLADE BUILDING | LEARNING DISABILITY SERVICE | PULSE OXIMETER-FINGER | ANA PULSE 100 | ANA WIZ LTD | ASSET ONLY NO SERVICING REQUIRED | 5 | 3-Average | 2020
OHFT45582 | THE SLADE BUILDING | LEARNING DISABILITY SERVICE | PULSE OXIMETER-FINGER | ANA PULSE 100 | ANA WIZ LTD | ASSET ONLY NO SERVICING REQUIRED | 5 | 3-Average | 2020
OHFT45587 | THE SLADE BUILDING | LEARNING DISABILITY SERVICE | PULSE OXIMETER-FINGER | ANA PULSE 100 | ANA WIZ LTD | ASSET ONLY NO SERVICING REQUIRED | 5 | 3-Average | 2020
OHFT45589 | THE SLADE BUILDING | LEARNING DISABILITY SERVICE | PULSE OXIMETER-FINGER | ANA PULSE 100 | ANA WIZ LTD | ASSET ONLY NO SERVICING REQUIRED | 5 | 3-Average | 2020
OHFT45576 | THE SLADE BUILDING | LEARNING DISABILITY SERVICE | PULSE OXIMETER-FINGER | ANA PULSE 100 | ANA WIZ LTD | ASSET ONLY NO SERVICING REQUIRED | 5 | 3-Average | 2020
OHFT45591 | THE SLADE BUILDING | LEARNING DISABILITY SERVICE | PULSE OXIMETER-FINGER | ANA PULSE 100 | ANA WIZ LTD | ASSET ONLY NO SERVICING REQUIRED | 5 | 3-Average | 2020
OHFT45594 | THE SLADE BUILDING | LEARNING DISABILITY SERVICE | PULSE OXIMETER-FINGER | ANA PULSE 100 | ANA WIZ LTD | ASSET ONLY NO SERVICING REQUIRED | 5 | 3-Average | 2020
OHFT45596 | THE SLADE BUILDING | LEARNING DISABILITY SERVICE | PULSE OXIMETER-FINGER | ANA PULSE 100 | ANA WIZ LTD | ASSET ONLY NO SERVICING REQUIRED | 5 | 3-Average | 2020
OHFT45586 | THE SLADE BUILDING | LEARNING DISABILITY SERVICE | PULSE OXIMETER-FINGER | ANA PULSE 100 | ANA WIZ LTD | ASSET ONLY NO SERVICING REQUIRED | 5 | 3-Average | 2020
OHFT45580 | THE SLADE BUILDING | LEARNING DISABILITY SERVICE | PULSE OXIMETER-FINGER | ANA PULSE 100 | ANA WIZ LTD | ASSET ONLY NO SERVICING REQUIRED | 5 | 3-Average | 2020
OHFT43266 | THE FIENNES CENTRE | OUT OF HOURS CLINIC | PULSE OXIMETER-FINGER | ANA PULSE 100 | ANA WIZ LTD | ASSET ONLY NO SERVICING REQUIRED | 10 | 4-Poor | 2015
OHFT46656 | THE FIENNES CENTRE | OUT OF HOURS CLINIC | PULSE OXIMETER-FINGER | ANA PULSE 100 | ANA WIZ LTD | ASSET ONLY NO SERVICING REQUIRED | 3 | 3-Average
OHFT43492 | THE FIENNES CENTRE | OUT OF HOURS CLINIC | PULSE OXIMETER-FINGER | ANA PULSE 100 | ANA WIZ LTD | ASSET ONLY NO SERVICING REQUIRED | 8 | 4-Poor | 2017
OHFT42265 | THE FIENNES CENTRE | OUT OF HOURS CLINIC | PULSE OXIMETER-FINGER | ANA PULSE 100 | ANA WIZ LTD | ASSET ONLY NO SERVICING REQUIRED | 10 | 4-Poor | 2015
OHFT45660 | THE FIENNES CENTRE | OUT OF HOURS CLINIC | PULSE OXIMETER-FINGER | ANA PULSE 100 | ANA WIZ LTD | ASSET ONLY NO SERVICING REQUIRED | 5 | 3-Average | 2020
OHFT45659 | THE FIENNES CENTRE | OUT OF HOURS CLINIC | PULSE OXIMETER-FINGER | ANA PULSE 100 | ANA WIZ LTD | ASSET ONLY NO SERVICING REQUIRED | 5 | 3-Average | 2020
OHFT44369 | THE FIENNES CENTRE | OUT OF HOURS CLINIC | PULSE OXIMETER-FINGER | ANA PULSE 100 | ANA WIZ LTD | ASSET ONLY NO SERVICING REQUIRED | 6 | 3-Average | 2019
OHFT44367 | THE FIENNES CENTRE | OUT OF HOURS CLINIC | PULSE OXIMETER-FINGER | ANA PULSE 100 | ANA WIZ LTD | ASSET ONLY NO SERVICING REQUIRED | 6 | 3-Average | 2019
OHFT44370 | THE FIENNES CENTRE | OUT OF HOURS CLINIC | PULSE OXIMETER-FINGER | ANA PULSE 100 | ANA WIZ LTD | ASSET ONLY NO SERVICING REQUIRED | 6 | 3-Average | 2019
OHFT44021 | THE FIENNES CENTRE | OUT OF HOURS CLINIC | PULSE OXIMETER-FINGER | ANA PULSE 100 | ANA WIZ LTD | ASSET ONLY NO SERVICING REQUIRED | 6 | 3-Average | 2019
OHFT45731 | THE FIENNES CENTRE | DISTRICT NURSES | PULSE OXIMETER-FINGER | ANA PULSE 100 | ANA WIZ LTD | ASSET ONLY NO SERVICING REQUIRED | 5 | 3-Average | 2020
OHFT45729 | THE FIENNES CENTRE | DISTRICT NURSES | PULSE OXIMETER-FINGER | ANA PULSE 100 | ANA WIZ LTD | ASSET ONLY NO SERVICING REQUIRED | 5 | 3-Average | 2020
OHFT45733 | THE FIENNES CENTRE | DISTRICT NURSES | PULSE OXIMETER-FINGER | ANA PULSE 100 | ANA WIZ LTD | ASSET ONLY NO SERVICING REQUIRED | 5 | 3-Average | 2020
OHFT45734 | THE FIENNES CENTRE | DISTRICT NURSES | PULSE OXIMETER-FINGER | ANA PULSE 100 | ANA WIZ LTD | ASSET ONLY NO SERVICING REQUIRED | 5 | 3-Average | 2020
OHFT45727 | THE FIENNES CENTRE | DISTRICT NURSES | PULSE OXIMETER-FINGER | ANA PULSE 100 | ANA WIZ LTD | ASSET ONLY NO SERVICING REQUIRED | 5 | 3-Average | 2020
OHFT45728 | THE FIENNES CENTRE | DISTRICT NURSES | PULSE OXIMETER-FINGER | ANA PULSE 100 | ANA WIZ LTD | ASSET ONLY NO SERVICING REQUIRED | 5 | 3-Average | 2020
OHFT45726 | THE FIENNES CENTRE | DISTRICT NURSES | PULSE OXIMETER-FINGER | ANA PULSE 100 | ANA WIZ LTD | ASSET ONLY NO SERVICING REQUIRED | 5 | 3-Average | 2020
OHFT45735 | THE FIENNES CENTRE | DISTRICT NURSES | PULSE OXIMETER-FINGER | ANA PULSE 100 | ANA WIZ LTD | ASSET ONLY NO SERVICING REQUIRED | 5 | 3-Average | 2020
OHFT40685 | TOWNLANDS COMMUNITY HOSPITAL | MINOR INJURIES UNIT | PULSE OXIMETER-FINGER | ANA PULSE 100 | ANA WIZ LTD | ASSET ONLY NO SERVICING REQUIRED | 10 | 4-Poor | 2015
OHFT42358 | TOWNLANDS COMMUNITY HOSPITAL | MINOR INJURIES UNIT | PULSE OXIMETER-FINGER | ANA PULSE 100 | ANA WIZ LTD | ASSET ONLY NO SERVICING REQUIRED | 11 | 4-Poor | 2014
OHFT45509 | UNIPART HOUSE | LEARNING & DEVELOPMENT | PULSE OXIMETER-FINGER | ANA PULSE 100 | ANA WIZ LTD | ASSET ONLY NO SERVICING REQUIRED | 5 | 3-Average | 2020
OHFT45512 | UNIPART HOUSE | LEARNING & DEVELOPMENT | PULSE OXIMETER-FINGER | ANA PULSE 100 | ANA WIZ LTD | ASSET ONLY NO SERVICING REQUIRED | 5 | 3-Average | 2020
OHFT45511 | UNIPART HOUSE | LEARNING & DEVELOPMENT | PULSE OXIMETER-FINGER | ANA PULSE 100 | ANA WIZ LTD | ASSET ONLY NO SERVICING REQUIRED | 5 | 3-Average | 2020
OHFT45506 | UNIPART HOUSE | LEARNING & DEVELOPMENT | PULSE OXIMETER-FINGER | ANA PULSE 100 | ANA WIZ LTD | ASSET ONLY NO SERVICING REQUIRED | 5 | 3-Average | 2020
OHFT45504 | UNIPART HOUSE | LEARNING & DEVELOPMENT | PULSE OXIMETER-FINGER | ANA PULSE 100 | ANA WIZ LTD | ASSET ONLY NO SERVICING REQUIRED | 5 | 3-Average | 2020
OHFT45510 | UNIPART HOUSE | LEARNING & DEVELOPMENT | PULSE OXIMETER-FINGER | ANA PULSE 100 | ANA WIZ LTD | ASSET ONLY NO SERVICING REQUIRED | 5 | 3-Average | 2020
OHFT45508 | UNIPART HOUSE | LEARNING & DEVELOPMENT | PULSE OXIMETER-FINGER | ANA PULSE 100 | ANA WIZ LTD | ASSET ONLY NO SERVICING REQUIRED | 5 | 3-Average | 2020
OHFT45505 | UNIPART HOUSE | LEARNING & DEVELOPMENT | PULSE OXIMETER-FINGER | ANA PULSE 100 | ANA WIZ LTD | ASSET ONLY NO SERVICING REQUIRED | 5 | 3-Average | 2020
OHFT45513 | UNIPART HOUSE | LEARNING & DEVELOPMENT | PULSE OXIMETER-FINGER | ANA PULSE 100 | ANA WIZ LTD | ASSET ONLY NO SERVICING REQUIRED | 5 | 3-Average | 2020
OHFT45507 | UNIPART HOUSE | LEARNING & DEVELOPMENT | PULSE OXIMETER-FINGER | ANA PULSE 100 | ANA WIZ LTD | ASSET ONLY NO SERVICING REQUIRED | 5 | 3-Average | 2020
OHFT164388 | UNIPART HOUSE | LEARNING & DEVELOPMENT | PULSE OXIMETER-FINGER | ANA PULSE 100 | ANA WIZ LTD | ASSET ONLY NO SERVICING REQUIRED | 5 | 3-Average | 2020
OHFT164380 | UNIPART HOUSE | LEARNING & DEVELOPMENT | PULSE OXIMETER-FINGER | ANA PULSE 100 | ANA WIZ LTD | ASSET ONLY NO SERVICING REQUIRED | 5 | 3-Average | 2020
OHFT164385 | UNIPART HOUSE | LEARNING & DEVELOPMENT | PULSE OXIMETER-FINGER | ANA PULSE 100 | ANA WIZ LTD | ASSET ONLY NO SERVICING REQUIRED | 5 | 3-Average | 2020
OHFT164374 | UNIPART HOUSE | LEARNING & DEVELOPMENT | PULSE OXIMETER-FINGER | ANA PULSE 100 | ANA WIZ LTD | ASSET ONLY NO SERVICING REQUIRED | 5 | 3-Average | 2020
OHFT164377 | UNIPART HOUSE | LEARNING & DEVELOPMENT | PULSE OXIMETER-FINGER | ANA PULSE 100 | ANA WIZ LTD | ASSET ONLY NO SERVICING REQUIRED | 5 | 3-Average | 2020
OHFT164382 | UNIPART HOUSE | LEARNING & DEVELOPMENT | PULSE OXIMETER-FINGER | ANA PULSE 100 | ANA WIZ LTD | ASSET ONLY NO SERVICING REQUIRED | 5 | 3-Average | 2020
OHFT164383 | UNIPART HOUSE | LEARNING & DEVELOPMENT | PULSE OXIMETER-FINGER | ANA PULSE 100 | ANA WIZ LTD | ASSET ONLY NO SERVICING REQUIRED | 5 | 3-Average | 2020
OHFT164386 | UNIPART HOUSE | LEARNING & DEVELOPMENT | PULSE OXIMETER-FINGER | ANA PULSE 100 | ANA WIZ LTD | ASSET ONLY NO SERVICING REQUIRED | 5 | 3-Average | 2020
OHFT164375 | UNIPART HOUSE | LEARNING & DEVELOPMENT | PULSE OXIMETER-FINGER | ANA PULSE 100 | ANA WIZ LTD | ASSET ONLY NO SERVICING REQUIRED | 4 | 2-Good | 2021
OHFT164376 | UNIPART HOUSE | LEARNING & DEVELOPMENT | PULSE OXIMETER-FINGER | ANA PULSE 100 | ANA WIZ LTD | ASSET ONLY NO SERVICING REQUIRED | 4 | 2-Good | 2021
OHFT164378 | UNIPART HOUSE | LEARNING & DEVELOPMENT | PULSE OXIMETER-FINGER | ANA PULSE 100 | ANA WIZ LTD | ASSET ONLY NO SERVICING REQUIRED | 4 | 2-Good | 2021
OHFT164387 | UNIPART HOUSE | LEARNING & DEVELOPMENT | PULSE OXIMETER-FINGER | ANA PULSE 100 | ANA WIZ LTD | ASSET ONLY NO SERVICING REQUIRED | 4 | 2-Good | 2021
OHFT164379 | UNIPART HOUSE | LEARNING & DEVELOPMENT | PULSE OXIMETER-FINGER | ANA PULSE 100 | ANA WIZ LTD | ASSET ONLY NO SERVICING REQUIRED | 4 | 2-Good | 2021
OHFT164389 | UNIPART HOUSE | LEARNING & DEVELOPMENT | PULSE OXIMETER-FINGER | ANA PULSE 100 | ANA WIZ LTD | ASSET ONLY NO SERVICING REQUIRED | 4 | 2-Good | 2021
OHFT164384 | UNIPART HOUSE | LEARNING & DEVELOPMENT | PULSE OXIMETER-FINGER | ANA PULSE 100 | ANA WIZ LTD | ASSET ONLY NO SERVICING REQUIRED | 4 | 2-Good | 2021
OHFT164381 | UNIPART HOUSE | LEARNING & DEVELOPMENT | PULSE OXIMETER-FINGER | ANA PULSE 100 | ANA WIZ LTD | ASSET ONLY NO SERVICING REQUIRED | 4 | 2-Good | 2021
OHFT164373 | UNIPART HOUSE | LEARNING & DEVELOPMENT | PULSE OXIMETER-FINGER | ANA PULSE 100 | ANA WIZ LTD | ASSET ONLY NO SERVICING REQUIRED | 4 | 2-Good | 2021
OHFT164372 | UNIPART HOUSE | LEARNING & DEVELOPMENT | PULSE OXIMETER-FINGER | ANA PULSE 100 | ANA WIZ LTD | ASSET ONLY NO SERVICING REQUIRED | 4 | 2-Good | 2021
OHFT43124 | UNIPART HOUSE | LEARNING & DEVELOPMENT | PULSE OXIMETER-FINGER | ANA PULSE 100 | ANA WIZ LTD | ASSET ONLY NO SERVICING REQUIRED | 10 | 4-Poor | 2015
OHFT43120 | UNIPART HOUSE | LEARNING & DEVELOPMENT | PULSE OXIMETER-FINGER | ANA PULSE 100 | ANA WIZ LTD | ASSET ONLY NO SERVICING REQUIRED | 10 | 4-Poor | 2015
OHFT43123 | UNIPART HOUSE | LEARNING & DEVELOPMENT | PULSE OXIMETER-FINGER | ANA PULSE 100 | ANA WIZ LTD | ASSET ONLY NO SERVICING REQUIRED | 10 | 4-Poor | 2015
OHFT43128 | UNIPART HOUSE | LEARNING & DEVELOPMENT | PULSE OXIMETER-FINGER | ANA PULSE 100 | ANA WIZ LTD | ASSET ONLY NO SERVICING REQUIRED | 10 | 4-Poor | 2015
OHFT43130 | UNIPART HOUSE | LEARNING & DEVELOPMENT | PULSE OXIMETER-FINGER | ANA PULSE 100 | ANA WIZ LTD | ASSET ONLY NO SERVICING REQUIRED | 10 | 4-Poor | 2015
OHFT43127 | UNIPART HOUSE | LEARNING & DEVELOPMENT | PULSE OXIMETER-FINGER | ANA PULSE 100 | ANA WIZ LTD | ASSET ONLY NO SERVICING REQUIRED | 10 | 4-Poor | 2015
OHFT43122 | UNIPART HOUSE | LEARNING & DEVELOPMENT | PULSE OXIMETER-FINGER | ANA PULSE 100 | ANA WIZ LTD | ASSET ONLY NO SERVICING REQUIRED | 10 | 4-Poor | 2015
OHFT43126 | UNIPART HOUSE | LEARNING & DEVELOPMENT | PULSE OXIMETER-FINGER | ANA PULSE 100 | ANA WIZ LTD | ASSET ONLY NO SERVICING REQUIRED | 10 | 4-Poor | 2015
OHFT43129 | UNIPART HOUSE | LEARNING & DEVELOPMENT | PULSE OXIMETER-FINGER | ANA PULSE 100 | ANA WIZ LTD | ASSET ONLY NO SERVICING REQUIRED | 10 | 4-Poor | 2015
OHFT43654 | UNIPART HOUSE | LEARNING & DEVELOPMENT | PULSE OXIMETER-FINGER | ANA PULSE 100 | ANA WIZ LTD | ASSET ONLY NO SERVICING REQUIRED | 10 | 4-Poor | 2015
OHFT43653 | UNIPART HOUSE | LEARNING & DEVELOPMENT | PULSE OXIMETER-FINGER | ANA PULSE 100 | ANA WIZ LTD | ASSET ONLY NO SERVICING REQUIRED | 10 | 4-Poor | 2015
OHFT43655 | UNIPART HOUSE | LEARNING & DEVELOPMENT | PULSE OXIMETER-FINGER | ANA PULSE 100 | ANA WIZ LTD | ASSET ONLY NO SERVICING REQUIRED | 10 | 4-Poor | 2015
OHFT43656 | UNIPART HOUSE | LEARNING & DEVELOPMENT | PULSE OXIMETER-FINGER | ANA PULSE 100 | ANA WIZ LTD | ASSET ONLY NO SERVICING REQUIRED | 1 | 2-Good | 2015
OHFT43657 | UNIPART HOUSE | LEARNING & DEVELOPMENT | PULSE OXIMETER-FINGER | ANA PULSE 100 | ANA WIZ LTD | ASSET ONLY NO SERVICING REQUIRED | 10 | 4-Poor | 2015
OHFT45680 | WALLINGFORD COMMUNITY HOSPITAL | TBC | PULSE OXIMETER-FINGER | ANA PULSE 100 | ANA WIZ LTD | ASSET ONLY NO SERVICING REQUIRED | 5 | 3-Average | 2020
OHFT45678 | WALLINGFORD COMMUNITY HOSPITAL | TBC | PULSE OXIMETER-FINGER | ANA PULSE 100 | ANA WIZ LTD | ASSET ONLY NO SERVICING REQUIRED | 5 | 3-Average | 2020
OHFT45679 | WALLINGFORD COMMUNITY HOSPITAL | TBC | PULSE OXIMETER-FINGER | ANA PULSE 100 | ANA WIZ LTD | ASSET ONLY NO SERVICING REQUIRED | 5 | 3-Average | 2020
OHFT45688 | WALLINGFORD COMMUNITY HOSPITAL | TBC | PULSE OXIMETER-FINGER | ANA PULSE 100 | ANA WIZ LTD | ASSET ONLY NO SERVICING REQUIRED | 5 | 3-Average | 2020
OHFT45684 | WALLINGFORD COMMUNITY HOSPITAL | TBC | PULSE OXIMETER-FINGER | ANA PULSE 100 | ANA WIZ LTD | ASSET ONLY NO SERVICING REQUIRED | 5 | 3-Average | 2020
OHFT45683 | WALLINGFORD COMMUNITY HOSPITAL | TBC | PULSE OXIMETER-FINGER | ANA PULSE 100 | ANA WIZ LTD | ASSET ONLY NO SERVICING REQUIRED | 5 | 3-Average | 2020
OHFT45687 | WALLINGFORD COMMUNITY HOSPITAL | TBC | PULSE OXIMETER-FINGER | ANA PULSE 100 | ANA WIZ LTD | ASSET ONLY NO SERVICING REQUIRED | 5 | 3-Average | 2020
OHFT45676 | WALLINGFORD COMMUNITY HOSPITAL | TBC | PULSE OXIMETER-FINGER | ANA PULSE 100 | ANA WIZ LTD | ASSET ONLY NO SERVICING REQUIRED | 5 | 3-Average | 2020
OHFT45686 | WALLINGFORD COMMUNITY HOSPITAL | TBC | PULSE OXIMETER-FINGER | ANA PULSE 100 | ANA WIZ LTD | ASSET ONLY NO SERVICING REQUIRED | 5 | 3-Average | 2020
OHFT45681 | WALLINGFORD COMMUNITY HOSPITAL | TBC | PULSE OXIMETER-FINGER | ANA PULSE 100 | ANA WIZ LTD | ASSET ONLY NO SERVICING REQUIRED | 5 | 3-Average | 2020
OHFT45689 | WALLINGFORD COMMUNITY HOSPITAL | TBC | PULSE OXIMETER-FINGER | ANA PULSE 100 | ANA WIZ LTD | ASSET ONLY NO SERVICING REQUIRED | 5 | 3-Average | 2020
OHFT45685 | WALLINGFORD COMMUNITY HOSPITAL | TBC | PULSE OXIMETER-FINGER | ANA PULSE 100 | ANA WIZ LTD | ASSET ONLY NO SERVICING REQUIRED | 5 | 3-Average | 2020
OHFT45690 | WALLINGFORD COMMUNITY HOSPITAL | TBC | PULSE OXIMETER-FINGER | ANA PULSE 100 | ANA WIZ LTD | ASSET ONLY NO SERVICING REQUIRED | 5 | 3-Average | 2020
OHFT45692 | WALLINGFORD COMMUNITY HOSPITAL | TBC | PULSE OXIMETER-FINGER | ANA PULSE 100 | ANA WIZ LTD | ASSET ONLY NO SERVICING REQUIRED | 5 | 3-Average | 2020
OHFT45695 | WALLINGFORD COMMUNITY HOSPITAL | TBC | PULSE OXIMETER-FINGER | ANA PULSE 100 | ANA WIZ LTD | ASSET ONLY NO SERVICING REQUIRED | 5 | 3-Average | 2020
OHFT45682 | WALLINGFORD COMMUNITY HOSPITAL | TBC | PULSE OXIMETER-FINGER | ANA PULSE 100 | ANA WIZ LTD | ASSET ONLY NO SERVICING REQUIRED | 5 | 3-Average | 2020
OHFT45693 | WALLINGFORD COMMUNITY HOSPITAL | TBC | PULSE OXIMETER-FINGER | ANA PULSE 100 | ANA WIZ LTD | ASSET ONLY NO SERVICING REQUIRED | 5 | 3-Average | 2020
OHFT45691 | WALLINGFORD COMMUNITY HOSPITAL | TBC | PULSE OXIMETER-FINGER | ANA PULSE 100 | ANA WIZ LTD | ASSET ONLY NO SERVICING REQUIRED | 5 | 3-Average | 2020
OHFT45677 | WALLINGFORD COMMUNITY HOSPITAL | TBC | PULSE OXIMETER-FINGER | ANA PULSE 100 | ANA WIZ LTD | ASSET ONLY NO SERVICING REQUIRED | 5 | 3-Average | 2020
OHFT45694 | WALLINGFORD COMMUNITY HOSPITAL | TBC | PULSE OXIMETER-FINGER | ANA PULSE 100 | ANA WIZ LTD | ASSET ONLY NO SERVICING REQUIRED | 5 | 3-Average | 2020
OHFT0236 | WALLINGFORD COMMUNITY HOSPITAL | ST LEONARDS WARD | PULSE OXIMETER-FINGER | ANA PULSE 100 | ANA WIZ LTD | ASSET ONLY NO SERVICING REQUIRED | 10 | 4-Poor | 2015
OHFT46116 | WALLINGFORD COMMUNITY HOSPITAL | SOUTH OXON AMHT | PULSE OXIMETER-FINGER | ANA PULSE 100 | ANA WIZ LTD | ASSET ONLY NO SERVICING REQUIRED | 5 | 3-Average | 2020
OHFT47195 | WANTAGE COMMUNITY HOSPITAL | OUTPATIENTS DEPT | PULSE OXIMETER-FINGER | ANA PULSE 100 | ANA WIZ LTD | ASSET ONLY NO SERVICING REQUIRED | 5 | 3-Average | 2020
OHFT164005 | WANTAGE COMMUNITY HOSPITAL | OUTPATIENTS DEPT | PULSE OXIMETER-FINGER | ANA PULSE 100 | ANA WIZ LTD | ASSET ONLY NO SERVICING REQUIRED | 5 | 3-Average | 2020
OHFT164006 | WANTAGE COMMUNITY HOSPITAL | OUTPATIENTS DEPT | PULSE OXIMETER-FINGER | ANA PULSE 100 | ANA WIZ LTD | ASSET ONLY NO SERVICING REQUIRED | 5 | 3-Average | 2020
OHFT47199 | WANTAGE COMMUNITY HOSPITAL | OUTPATIENTS DEPT | PULSE OXIMETER-FINGER | ANA PULSE 100 | ANA WIZ LTD | ASSET ONLY NO SERVICING REQUIRED | 5 | 3-Average | 2020
OHFT47198 | WANTAGE COMMUNITY HOSPITAL | OUTPATIENTS DEPT | PULSE OXIMETER-FINGER | ANA PULSE 100 | ANA WIZ LTD | ASSET ONLY NO SERVICING REQUIRED | 5 | 3-Average | 2020
OHFT47196 | WANTAGE COMMUNITY HOSPITAL | OUTPATIENTS DEPT | PULSE OXIMETER-FINGER | ANA PULSE 100 | ANA WIZ LTD | ASSET ONLY NO SERVICING REQUIRED | 5 | 3-Average | 2020
OHFT164002 | WANTAGE COMMUNITY HOSPITAL | OUTPATIENTS DEPT | PULSE OXIMETER-FINGER | ANA PULSE 100 | ANA WIZ LTD | ASSET ONLY NO SERVICING REQUIRED | 5 | 3-Average | 2020
OHFT164004 | WANTAGE COMMUNITY HOSPITAL | OUTPATIENTS DEPT | PULSE OXIMETER-FINGER | ANA PULSE 100 | ANA WIZ LTD | ASSET ONLY NO SERVICING REQUIRED | 5 | 3-Average | 2020
OHFT164003 | WANTAGE COMMUNITY HOSPITAL | OUTPATIENTS DEPT | PULSE OXIMETER-FINGER | ANA PULSE 100 | ANA WIZ LTD | ASSET ONLY NO SERVICING REQUIRED | 5 | 3-Average | 2020
OHFT47197 | WANTAGE COMMUNITY HOSPITAL | OUTPATIENTS DEPT | PULSE OXIMETER-FINGER | ANA PULSE 100 | ANA WIZ LTD | ASSET ONLY NO SERVICING REQUIRED | 5 | 3-Average | 2020
OHFT44994 | WARNEFORD HOSPITAL | VAUGHAN THOMAS WARD | PULSE OXIMETER-FINGER | ANA PULSE 100 | ANA WIZ LTD | ASSET ONLY NO SERVICING REQUIRED | 5 | 3-Average | 2020
OHFT44995 | WARNEFORD HOSPITAL | VAUGHAN THOMAS WARD | PULSE OXIMETER-FINGER | ANA PULSE 100 | ANA WIZ LTD | ASSET ONLY NO SERVICING REQUIRED | 5 | 3-Average | 2020
OHFT44140 | WARNEFORD HOSPITAL | NEILL UNIT | PULSE OXIMETER-FINGER | ANA PULSE 100 | ANA WIZ LTD | ASSET ONLY NO SERVICING REQUIRED | 6 | 3-Average | 2019
OHFT47099 | WESTON-ON-THE-GREEN | PHARMACY SERVICES | PULSE OXIMETER-FINGER | ANA PULSE 100 | ANA WIZ LTD | ASSET ONLY NO SERVICING REQUIRED | 4 | 2-Good | 2021
OHFT47097 | WESTON-ON-THE-GREEN | PHARMACY SERVICES | PULSE OXIMETER-FINGER | ANA PULSE 100 | ANA WIZ LTD | ASSET ONLY NO SERVICING REQUIRED | 5 | 3-Average | 2020
OHFT47098 | WESTON-ON-THE-GREEN | PHARMACY SERVICES | PULSE OXIMETER-FINGER | ANA PULSE 100 | ANA WIZ LTD | ASSET ONLY NO SERVICING REQUIRED | 5 | 3-Average | 2020
OHFT47096 | WESTON-ON-THE-GREEN | PHARMACY SERVICES | PULSE OXIMETER-FINGER | ANA PULSE 100 | ANA WIZ LTD | ASSET ONLY NO SERVICING REQUIRED | 4 | 2-Good | 2021
OHT164288 | WHITELEAF CENTRE | RUBY WARD | PULSE OXIMETER-FINGER | ANA PULSE 100 | ANA WIZ LTD | ASSET ONLY NO SERVICING REQUIRED | 5 | 3-Average | 2020
OHFT164289 | WHITELEAF CENTRE | RUBY WARD | PULSE OXIMETER-FINGER | ANA PULSE 100 | ANA WIZ LTD | ASSET ONLY NO SERVICING REQUIRED | 5 | 3-Average | 2020
OHFT42075 | WHITELEAF CENTRE | RUBY WARD | PULSE OXIMETER-FINGER | ANA PULSE 100 | ANA WIZ LTD | ASSET ONLY NO SERVICING REQUIRED | 10 | 4-Poor | 2015
OHFT42029 | WHITELEAF CENTRE | OACMHT | PULSE OXIMETER-FINGER | ANA PULSE 100 | ANA WIZ LTD | ASSET ONLY NO SERVICING REQUIRED | 10 | 4-Poor | 2015
OHFT44410 | WHITELEAF CENTRE | OACMHT | PULSE OXIMETER-FINGER | ANA PULSE 100 | ANA WIZ LTD | ASSET ONLY NO SERVICING REQUIRED | 6 | 3-Average | 2019
OHFT44412 | WHITELEAF CENTRE | OACMHT | PULSE OXIMETER-FINGER | ANA PULSE 100 | ANA WIZ LTD | ASSET ONLY NO SERVICING REQUIRED | 6 | 3-Average | 2019
OHFT44854 | WHITELEAF CENTRE | OACMHT | PULSE OXIMETER-FINGER | ANA PULSE 100 | ANA WIZ LTD | ASSET ONLY NO SERVICING REQUIRED | 5 | 3-Average | 2020
OHFT44853 | WHITELEAF CENTRE | OACMHT | PULSE OXIMETER-FINGER | ANA PULSE 100 | ANA WIZ LTD | ASSET ONLY NO SERVICING REQUIRED | 5 | 3-Average | 2020
OHFT44992 | WHITELEAF CENTRE | OACMHT | PULSE OXIMETER-FINGER | ANA PULSE 100 | ANA WIZ LTD | ASSET ONLY NO SERVICING REQUIRED | 5 | 3-Average | 2020
OHFT44993 | WHITELEAF CENTRE | OACMHT | PULSE OXIMETER-FINGER | ANA PULSE 100 | ANA WIZ LTD | ASSET ONLY NO SERVICING REQUIRED | 5 | 3-Average | 2020
OHFT0767 | WHITELEAF CENTRE | OACMHT | PULSE OXIMETER-FINGER | ANA PULSE 100 | ANA WIZ LTD | ASSET ONLY NO SERVICING REQUIRED | 7 | 4-Poor | 2018
OHFT0766 | WHITELEAF CENTRE | OACMHT | PULSE OXIMETER-FINGER | ANA PULSE 100 | ANA WIZ LTD | ASSET ONLY NO SERVICING REQUIRED | 7 | 4-Poor | 2018
OHFT0768 | WHITELEAF CENTRE | OACMHT | PULSE OXIMETER-FINGER | ANA PULSE 100 | ANA WIZ LTD | ASSET ONLY NO SERVICING REQUIRED | 6 | 3-Average | 2019
OHFT44411 | WHITELEAF CENTRE | OACMHT | PULSE OXIMETER-FINGER | ANA PULSE 100 | ANA WIZ LTD | ASSET ONLY NO SERVICING REQUIRED | 6 | 3-Average | 2019
OHFT42059 | WHITELEAF CENTRE | OPAL WARD | PULSE OXIMETER-FINGER | ANA PULSE 100 | ANA WIZ LTD | ASSET ONLY NO SERVICING REQUIRED | 10 | 4-Poor | 2015
OHFT0340 | WHITELEAF CENTRE | WOODLANDS MANOR HOUSE | PULSE OXIMETER-FINGER | ANA PULSE 100 | ANA WIZ LTD | ASSET ONLY NO SERVICING REQUIRED | 5 | 3-Average | 2020
OHFT44074 | WHITELEAF CENTRE | SAPPHIRE WARD | PULSE OXIMETER-FINGER | ANA PULSE 100 | ANA WIZ LTD | ASSET ONLY NO SERVICING REQUIRED | 7 | 4-Poor | 2018
OHFT44013 | WHITELEAF CENTRE | RUBY WARD | PULSE OXIMETER-FINGER | ANA PULSE 100 | ANA WIZ LTD | ASSET ONLY NO SERVICING REQUIRED | 6 | 3-Average | 2019
OHFT43202 | WHITELEAF CENTRE | RUBY WARD | PULSE OXIMETER-FINGER | ANA PULSE 100 | ANA WIZ LTD | ASSET ONLY NO SERVICING REQUIRED | 10 | 4-Poor | 2015
OHFT45925 | WITNEY COMMUNITY HOSPITAL | WENRISC WARD | PULSE OXIMETER-FINGER | ANA PULSE 100 | ANA WIZ LTD | ASSET ONLY NO SERVICING REQUIRED | 6 | 3-Average | 2019
OHFT45927 | WITNEY COMMUNITY HOSPITAL | WENRISC WARD | PULSE OXIMETER-FINGER | ANA PULSE 100 | ANA WIZ LTD | ASSET ONLY NO SERVICING REQUIRED | 6 | 3-Average | 2019
OHFT43425 | WITNEY COMMUNITY HOSPITAL | WENRISC WARD | PULSE OXIMETER-FINGER | ANA PULSE 100 | ANA WIZ LTD | ASSET ONLY NO SERVICING REQUIRED | 8 | 4-Poor | 2017
OHFT41808 | WITNEY COMMUNITY HOSPITAL | WENRISC WARD | PULSE OXIMETER-FINGER | ANA PULSE 100 | ANA WIZ LTD | ASSET ONLY NO SERVICING REQUIRED | 10 | 4-Poor | 2015
OHFT164259 | WITNEY COMMUNITY HOSPITAL | WENRISC WARD | PULSE OXIMETER-FINGER | ANA PULSE 100 | ANA WIZ LTD | ASSET ONLY NO SERVICING REQUIRED | 5 | 3-Average | 2020
OHFT164258 | WITNEY COMMUNITY HOSPITAL | WENRISC WARD | PULSE OXIMETER-FINGER | ANA PULSE 100 | ANA WIZ LTD | ASSET ONLY NO SERVICING REQUIRED | 5 | 3-Average | 2020
OHFT43747 | WITNEY COMMUNITY HOSPITAL | MINOR INJURIES UNIT | PULSE OXIMETER-FINGER | ANA PULSE 100 | ANA WIZ LTD | ASSET ONLY NO SERVICING REQUIRED | 6 | 3-Average | 2019
OHFT0672 | WITNEY COMMUNITY HOSPITAL | MINOR INJURIES UNIT | PULSE OXIMETER-FINGER | ANA PULSE 100 | ANA WIZ LTD | ASSET ONLY NO SERVICING REQUIRED | 3 | 3-Average
OHFT44364 | WITNEY COMMUNITY HOSPITAL | MINOR INJURIES UNIT | PULSE OXIMETER-FINGER | ANA PULSE 100 | ANA WIZ LTD | ASSET ONLY NO SERVICING REQUIRED | 6 | 3-Average | 2019
OHFT45599 | WITNEY COMMUNITY HOSPITAL | LINFOOT WARD | PULSE OXIMETER-FINGER | ANA PULSE 100 | ANA WIZ LTD | ASSET ONLY NO SERVICING REQUIRED | 5 | 3-Average | 2020
OHFT0749 | WITNEY COMMUNITY HOSPITAL | LINFOOT WARD | PULSE OXIMETER-FINGER | ANA PULSE 100 | ANA WIZ LTD | ASSET ONLY NO SERVICING REQUIRED | 6 | 3-Average | 2019
OHFT0753 | WITNEY COMMUNITY HOSPITAL | LINFOOT WARD | PULSE OXIMETER-FINGER | ANA PULSE 100 | ANA WIZ LTD | ASSET ONLY NO SERVICING REQUIRED | 6 | 3-Average | 2019
OHFT0754 | WITNEY COMMUNITY HOSPITAL | LINFOOT WARD | PULSE OXIMETER-FINGER | ANA PULSE 100 | ANA WIZ LTD | ASSET ONLY NO SERVICING REQUIRED | 6 | 3-Average | 2019
OHFT0751 | WITNEY COMMUNITY HOSPITAL | LINFOOT WARD | PULSE OXIMETER-FINGER | ANA PULSE 100 | ANA WIZ LTD | ASSET ONLY NO SERVICING REQUIRED | 6 | 3-Average | 2019
OHFT0750 | WITNEY COMMUNITY HOSPITAL | LINFOOT WARD | PULSE OXIMETER-FINGER | ANA PULSE 100 | ANA WIZ LTD | ASSET ONLY NO SERVICING REQUIRED | 6 | 3-Average | 2019
OHFT0752 | WITNEY COMMUNITY HOSPITAL | LINFOOT WARD | PULSE OXIMETER-FINGER | ANA PULSE 100 | ANA WIZ LTD | ASSET ONLY NO SERVICING REQUIRED | 6 | 3-Average | 2019
OHFT45626 | WITNEY COMMUNITY HOSPITAL | LINFOOT WARD | PULSE OXIMETER-FINGER | ANA PULSE 100 | ANA WIZ LTD | ASSET ONLY NO SERVICING REQUIRED | 5 | 3-Average | 2020
OHFT45627 | WITNEY COMMUNITY HOSPITAL | LINFOOT WARD | PULSE OXIMETER-FINGER | ANA PULSE 100 | ANA WIZ LTD | ASSET ONLY NO SERVICING REQUIRED | 5 | 3-Average | 2020
OHFT45924 | WITNEY COMMUNITY HOSPITAL | LINFOOT WARD | PULSE OXIMETER-FINGER | ANA PULSE 100 | ANA WIZ LTD | ASSET ONLY NO SERVICING REQUIRED | 5 | 3-Average | 2020
OHFT45500 | WITNEY COMMUNITY HOSPITAL | LINFOOT WARD | PULSE OXIMETER-FINGER | ANA PULSE 100 | ANA WIZ LTD | ASSET ONLY NO SERVICING REQUIRED | 5 | 3-Average | 2020
OHFT45600 | WITNEY COMMUNITY HOSPITAL | LINFOOT WARD | PULSE OXIMETER-FINGER | ANA PULSE 100 | ANA WIZ LTD | ASSET ONLY NO SERVICING REQUIRED | 5 | 3-Average | 2020
OHFT42598 | WITNEY COMMUNITY HOSPITAL | LINFOOT WARD | PULSE OXIMETER-FINGER | ANA PULSE 100 | ANA WIZ LTD | ASSET ONLY NO SERVICING REQUIRED | 10 | 4-Poor | 2015
OHFT42083 | WITNEY COMMUNITY HOSPITAL | LINFOOT WARD | PULSE OXIMETER-FINGER | ANA PULSE 100 | ANA WIZ LTD | ASSET ONLY NO SERVICING REQUIRED | 10 | 4-Poor | 2015
OHFT40635 | WITNEY COMMUNITY HOSPITAL | LINFOOT WARD | PULSE OXIMETER-FINGER | ANA PULSE 100 | ANA WIZ LTD | ASSET ONLY NO SERVICING REQUIRED | 10 | 4-Poor | 2015
OHFT45923 | WITNEY COMMUNITY HOSPITAL | LINFOOT WARD | PULSE OXIMETER-FINGER | ANA PULSE 100 | ANA WIZ LTD | ASSET ONLY NO SERVICING REQUIRED | 3 | 3-Average
OHFT44124 | BURY KNOWLE HEALTH CENTRE | DISTRICT NURSES | PULSE OXIMETER-FINGER | ANA PULSE 100 | ANA WIZ LTD | ASSET ONLY NO SERVICING REQUIRED | 6 | 3-Average | 2019
OHFTTBA 1184598 | BURY KNOWLE HEALTH CENTRE | DISTRICT NURSES | PULSE OXIMETER-FINGER | ANA PULSE 100 | ANA WIZ LTD | ASSET ONLY NO SERVICING REQUIRED | 6 | 3-Average | 2019
OHFT2395 | WARNEFORD HOSPITAL | HIGHFIELD UNIT | PULSE OXIMETER-FINGER | ANA PULSE 100 | ANA WIZ LTD | ASSET ONLY NO SERVICING REQUIRED | 6 | 3-Average | 2019
OHFT455114 | WARNEFORD HOSPITAL | HIGHFIELD UNIT | PULSE OXIMETER-FINGER | ANA PULSE 100 | ANA WIZ LTD | ASSET ONLY NO SERVICING REQUIRED | 5 | 3-Average | 2020
OHFT46416 | WARNEFORD HOSPITAL | HIGHFIELD UNIT | PULSE OXIMETER-FINGER | ANA PULSE 100 | ANA WIZ LTD | ASSET ONLY NO SERVICING REQUIRED | 4 | 2-Good | 2021
OHFT46417 | WARNEFORD HOSPITAL | HIGHFIELD UNIT | PULSE OXIMETER-FINGER | ANA PULSE 100 | ANA WIZ LTD | ASSET ONLY NO SERVICING REQUIRED | 4 | 2-Good | 2021
OHFT46506 | THE SLADE BUILDING | JOHN SHARICH HOUSE | PULSE OXIMETER-FINGER | ANA PULSE 100 | ANA WIZ LTD | ASSET ONLY NO SERVICING REQUIRED | 5 | 3-Average | 2020
OHFT46507 | THE SLADE BUILDING | JOHN SHARICH HOUSE | PULSE OXIMETER-FINGER | ANA PULSE 100 | ANA WIZ LTD | ASSET ONLY NO SERVICING REQUIRED | 5 | 3-Average | 2020
OHFT46361 | THE SLADE BUILDING | JOHN SHARICH HOUSE | PULSE OXIMETER-FINGER | ANA PULSE 100 | ANA WIZ LTD | ASSET ONLY NO SERVICING REQUIRED | 4 | 2-Good | 2021
OHFT46363 | THE SLADE BUILDING | JOHN SHARICH HOUSE | PULSE OXIMETER-FINGER | ANA PULSE 100 | ANA WIZ LTD | ASSET ONLY NO SERVICING REQUIRED | 4 | 2-Good | 2021
OHFT46362 | THE SLADE BUILDING | JOHN SHARICH HOUSE | PULSE OXIMETER-FINGER | ANA PULSE 100 | ANA WIZ LTD | ASSET ONLY NO SERVICING REQUIRED | 4 | 2-Good | 2021
OHFT46360 | THE SLADE BUILDING | JOHN SHARICH HOUSE | PULSE OXIMETER-FINGER | ANA PULSE 100 | ANA WIZ LTD | ASSET ONLY NO SERVICING REQUIRED | 4 | 2-Good | 2021
OHFT46364 | THE SLADE BUILDING | JOHN SHARICH HOUSE | PULSE OXIMETER-FINGER | ANA PULSE 100 | ANA WIZ LTD | ASSET ONLY NO SERVICING REQUIRED | 4 | 2-Good | 2021
OHFT46508 | THE SLADE BUILDING | JOHN SHARICH HOUSE | PULSE OXIMETER-FINGER | ANA PULSE 100 | ANA WIZ LTD | ASSET ONLY NO SERVICING REQUIRED | 4 | 2-Good | 2021
OHFT46505 | THE SLADE BUILDING | JOHN SHARICH HOUSE | PULSE OXIMETER-FINGER | ANA PULSE 100 | ANA WIZ LTD | ASSET ONLY NO SERVICING REQUIRED | 4 | 2-Good | 2021
OHFT46365 | THE SLADE BUILDING | JOHN SHARICH HOUSE | PULSE OXIMETER-FINGER | ANA PULSE 100 | ANA WIZ LTD | ASSET ONLY NO SERVICING REQUIRED | 4 | 2-Good | 2021
OHFT44440 | WINDRUSH HOUSE-WITNEY | INTEGRATED LOCALITY TEAM WEST | PULSE OXIMETER-FINGER | ANA PULSE 100 | ANA WIZ LTD | ASSET ONLY NO SERVICING REQUIRED | 6 | 3-Average | 2019
OHFT45635 | WINDRUSH HOUSE-WITNEY | INTEGRATED LOCALITY TEAM WEST | PULSE OXIMETER-FINGER | ANA PULSE 100 | ANA WIZ LTD | ASSET ONLY NO SERVICING REQUIRED | 5 | 3-Average | 2020
OHFT45632 | WINDRUSH HOUSE-WITNEY | INTEGRATED LOCALITY TEAM WEST | PULSE OXIMETER-FINGER | ANA PULSE 100 | ANA WIZ LTD | ASSET ONLY NO SERVICING REQUIRED | 5 | 3-Average | 2020
OHFT45633 | WINDRUSH HOUSE-WITNEY | INTEGRATED LOCALITY TEAM WEST | PULSE OXIMETER-FINGER | ANA PULSE 100 | ANA WIZ LTD | ASSET ONLY NO SERVICING REQUIRED | 5 | 3-Average | 2020
OHFT45630 | BICESTER COMMUNITY HOSPITAL | COMMUNITY THERAPY SERVICES | PULSE OXIMETER-FINGER | ANA PULSE 100 | ANA WIZ LTD | ASSET ONLY NO SERVICING REQUIRED | 5 | 3-Average | 2020
OHFT45637 | WINDRUSH HOUSE-WITNEY | INTEGRATED LOCALITY TEAM WEST | PULSE OXIMETER-FINGER | ANA PULSE 100 | ANA WIZ LTD | ASSET ONLY NO SERVICING REQUIRED | 5 | 3-Average | 2020
OHFT45631 | WINDRUSH HOUSE-WITNEY | INTEGRATED LOCALITY TEAM WEST | PULSE OXIMETER-FINGER | ANA PULSE 100 | ANA WIZ LTD | ASSET ONLY NO SERVICING REQUIRED | 5 | 3-Average | 2020
OHFT45636 | WINDRUSH HOUSE-WITNEY | INTEGRATED LOCALITY TEAM WEST | PULSE OXIMETER-FINGER | ANA PULSE 100 | ANA WIZ LTD | ASSET ONLY NO SERVICING REQUIRED | 5 | 3-Average | 2020
OHFT45634 | WINDRUSH HOUSE-WITNEY | INTEGRATED LOCALITY TEAM WEST | PULSE OXIMETER-FINGER | ANA PULSE 100 | ANA WIZ LTD | ASSET ONLY NO SERVICING REQUIRED | 5 | 3-Average | 2020
OHFT42655 | WINDRUSH HOUSE-WITNEY | DELEGATED HEALTHCARE NURSE TRAINERS | PULSE OXIMETER-FINGER | ANA PULSE 100 | ANA WIZ LTD | ASSET ONLY NO SERVICING REQUIRED | 10 | 4-Poor | 2015
OXFT1751 | WINDRUSH HOUSE-WITNEY | UCR-URGENT COMMUNITY RESPONSE | PULSE OXIMETER-FINGER | ANA PULSE 100 | ANA WIZ LTD | ASSET ONLY NO SERVICING REQUIRED | 3 | 2-Good | 2021
OXFT1753 | WINDRUSH HOUSE-WITNEY | DISTRICT NURSES | PULSE OXIMETER-FINGER | ANA PULSE 100 | ANA WIZ LTD | ASSET ONLY NO SERVICING REQUIRED | 3 | 2-Good | 2021
OXFT1756 | WINDRUSH HOUSE-WITNEY | DISTRICT NURSES | PULSE OXIMETER-FINGER | ANA PULSE 100 | ANA WIZ LTD | ASSET ONLY NO SERVICING REQUIRED | 3 | 2-Good
OXFT1755 | WINDRUSH HOUSE-WITNEY | DISTRICT NURSES | PULSE OXIMETER-FINGER | ANA PULSE 100 | ANA WIZ LTD | ASSET ONLY NO SERVICING REQUIRED | 3 | 2-Good
21013811341 | WHITELEAF CENTRE | RUBY WARD | PULSE OXIMETER-FINGER | ANA PULSE 100 | ANA WIZ LTD | ASSET ONLY NO SERVICING REQUIRED | 3 | 2-Good | 2021
21013808687 | WHITELEAF CENTRE | RUBY WARD | PULSE OXIMETER-FINGER | ANA PULSE 100 | ANA WIZ LTD | ASSET ONLY NO SERVICING REQUIRED | 3 | 2-Good | 2021
DQEA249603 | MARLBOROUGH HOUSE-SWINDON | CAMHS | PULSE OXIMETER-FINGER | ANA PULSE 100 | ANA WIZ LTD | ASSET ONLY NO SERVICING REQUIRED | 3 | 2-Good
DQEA275416 | MARLBOROUGH HOUSE-SWINDON | CAMHS | PULSE OXIMETER-FINGER | ANA PULSE 100 | ANA WIZ LTD | ASSET ONLY NO SERVICING REQUIRED | 3 | 2-Good
DQEA271551 | MARLBOROUGH HOUSE-SWINDON | CAMHS | PULSE OXIMETER-FINGER | ANA PULSE 100 | ANA WIZ LTD | ASSET ONLY NO SERVICING REQUIRED | 3 | 2-Good
DQEA249657 | MARLBOROUGH HOUSE-SWINDON | CAMHS | PULSE OXIMETER-FINGER | ANA PULSE 100 | ANA WIZ LTD | ASSET ONLY NO SERVICING REQUIRED | 3 | 2-Good
OHFT42666 | DIDCOT HEALTH CENTRE | DISTRICT NURSES | PULSE OXIMETER-FINGER | ANA PULSE 100 | ANA WIZ LTD | ASSET ONLY NO SERVICING REQUIRED | 10 | 4-Poor | 2015
OXFT1840 | ORCHARD HEALTH CENTRE | COMMUNITY HEART FAILURE TEAM | PULSE OXIMETER-FINGER | ANA PULSE 100 | ANA WIZ LTD | ASSET ONLY NO SERVICING REQUIRED | 3 | 2-Good | 2021
OXFT1961 | THE FIENNES CENTRE | DISTRICT NURSES | PULSE OXIMETER-FINGER | ANA PULSE 100 | ANA WIZ LTD | ASSET ONLY NO SERVICING REQUIRED | 3 | 2-Good | 2021
OXFT1962 | THE FIENNES CENTRE | DISTRICT NURSES | PULSE OXIMETER-FINGER | ANA PULSE 100 | ANA WIZ LTD | ASSET ONLY NO SERVICING REQUIRED | 3 | 2-Good | 2021
OXFT1963 | THE FIENNES CENTRE | DISTRICT NURSES | PULSE OXIMETER-FINGER | ANA PULSE 100 | ANA WIZ LTD | ASSET ONLY NO SERVICING REQUIRED | 3 | 2-Good | 2021
OXFT1964 | THE FIENNES CENTRE | DISTRICT NURSES | PULSE OXIMETER-FINGER | ANA PULSE 100 | ANA WIZ LTD | ASSET ONLY NO SERVICING REQUIRED | 3 | 2-Good | 2021
OXFT1965 | THE FIENNES CENTRE | DISTRICT NURSES | PULSE OXIMETER-FINGER | ANA PULSE 100 | ANA WIZ LTD | ASSET ONLY NO SERVICING REQUIRED | 3 | 2-Good | 2021
OXFT1966 | THE FIENNES CENTRE | DISTRICT NURSES | PULSE OXIMETER-FINGER | ANA PULSE 100 | ANA WIZ LTD | ASSET ONLY NO SERVICING REQUIRED | 3 | 2-Good | 2020
OXFT1967 | THE FIENNES CENTRE | DISTRICT NURSES | PULSE OXIMETER-FINGER | ANA PULSE 100 | ANA WIZ LTD | ASSET ONLY NO SERVICING REQUIRED | 3 | 2-Good | 2021
OXFT1968 | THE FIENNES CENTRE | DISTRICT NURSES | PULSE OXIMETER-FINGER | ANA PULSE 100 | ANA WIZ LTD | ASSET ONLY NO SERVICING REQUIRED | 3 | 2-Good | 2021
OXFT1969 | THE FIENNES CENTRE | DISTRICT NURSES | PULSE OXIMETER-FINGER | ANA PULSE 100 | ANA WIZ LTD | ASSET ONLY NO SERVICING REQUIRED | 3 | 2-Good | 2021
OXFT1970 | THE FIENNES CENTRE | DISTRICT NURSES | PULSE OXIMETER-FINGER | ANA PULSE 100 | ANA WIZ LTD | ASSET ONLY NO SERVICING REQUIRED | 3 | 2-Good | 2021
OXFT2786 | ORCHARD HEALTH CENTRE | COMMUNITY HEART FAILURE TEAM | PULSE OXIMETER-FINGER | ANA PULSE 100 | ANA WIZ LTD | ASSET ONLY NO SERVICING REQUIRED | 3 | 2-Good
OXFT2868 | WHITELEAF CENTRE | SAPPHIRE WARD | PULSE OXIMETER-FINGER | ANA PULSE 100 | ANA WIZ LTD | ASSET ONLY NO SERVICING REQUIRED | 3 | 2-Good | 2021
OXFT2920 | THE CHILTERN SURGERY | CHILTERN WEST CMHT | PULSE OXIMETER-FINGER | ANA PULSE 100 | ANA WIZ LTD | ASSET ONLY NO SERVICING REQUIRED | 2 | 2-Good | 2021
OXFT2921 | THE CHILTERN SURGERY | CHILTERN WEST CMHT | PULSE OXIMETER-FINGER | ANA PULSE 100 | ANA WIZ LTD | ASSET ONLY NO SERVICING REQUIRED | 2 | 2-Good | 2021
OXFT2922 | THE CHILTERN SURGERY | CHILTERN WEST CMHT | PULSE OXIMETER-FINGER | ANA PULSE 100 | ANA WIZ LTD | ASSET ONLY NO SERVICING REQUIRED | 2 | 2-Good | 2021
OXFT2923 | THE CHILTERN SURGERY | CHILTERN WEST CMHT | PULSE OXIMETER-FINGER | ANA PULSE 100 | ANA WIZ LTD | ASSET ONLY NO SERVICING REQUIRED | 2 | 2-Good | 2021
OXFT2924 | THE CHILTERN SURGERY | CHILTERN WEST CMHT | PULSE OXIMETER-FINGER | ANA PULSE 100 | ANA WIZ LTD | ASSET ONLY NO SERVICING REQUIRED | 2 | 2-Good | 2021
OXFT6135 | FULBROOK CENTRE | CITY COMMUNITY HOSPITAL | PULSE OXIMETER-FINGER | ANA PULSE 100 | ANA WIZ LTD | ASSET ONLY NO SERVICING REQUIRED | 2 | 2-Good | 2020
OXFT2925 | THE CHILTERN SURGERY | CHILTERN WEST CMHT | PULSE OXIMETER-FINGER | ANA PULSE 100 | ANA WIZ LTD | ASSET ONLY NO SERVICING REQUIRED | 2 | 2-Good | 2020
OXFT2926 | THE CHILTERN SURGERY | CHILTERN WEST CMHT | PULSE OXIMETER-FINGER | ANA PULSE 100 | ANA WIZ LTD | ASSET ONLY NO SERVICING REQUIRED | 2 | 2-Good | 2021
OXFT2927 | THE CHILTERN SURGERY | CHILTERN WEST CMHT | PULSE OXIMETER-FINGER | ANA PULSE 100 | ANA WIZ LTD | ASSET ONLY NO SERVICING REQUIRED | 2 | 2-Good | 2021
OXFT2928 | THE CHILTERN SURGERY | CHILTERN WEST CMHT | PULSE OXIMETER-FINGER | ANA PULSE 100 | ANA WIZ LTD | ASSET ONLY NO SERVICING REQUIRED | 2 | 2-Good | 2021
OXFT2929 | THE CHILTERN SURGERY | CHILTERN WEST CMHT | PULSE OXIMETER-FINGER | ANA PULSE 100 | ANA WIZ LTD | ASSET ONLY NO SERVICING REQUIRED | 2 | 2-Good | 2021
OXFT6138 | FULBROOK CENTRE | CITY COMMUNITY HOSPITAL | PULSE OXIMETER-FINGER | ANA PULSE 100 | ANA WIZ LTD | ASSET ONLY NO SERVICING REQUIRED | 2 | 2-Good | 2020
OXFT6130 | WINDRUSH HOUSE-WITNEY | UCR-URGENT COMMUNITY RESPONSE | PULSE OXIMETER-FINGER | ANA PULSE 100 | ANA WIZ LTD | ASSET ONLY NO SERVICING REQUIRED | 2 | 2-Good | 2021
OXFT6131 | WINDRUSH HOUSE-WITNEY | UCR-URGENT COMMUNITY RESPONSE | PULSE OXIMETER-FINGER | ANA PULSE 100 | ANA WIZ LTD | ASSET ONLY NO SERVICING REQUIRED | 2 | 2-Good | 2021
OXFT6132 | WINDRUSH HOUSE-WITNEY | UCR-URGENT COMMUNITY RESPONSE | PULSE OXIMETER-FINGER | ANA PULSE 100 | ANA WIZ LTD | ASSET ONLY NO SERVICING REQUIRED | 2 | 2-Good | 2021
OXFT6133 | WINDRUSH HOUSE-WITNEY | UCR-URGENT COMMUNITY RESPONSE | PULSE OXIMETER-FINGER | ANA PULSE 100 | ANA WIZ LTD | ASSET ONLY NO SERVICING REQUIRED | 2 | 2-Good | 2021
OXFT6134 | WINDRUSH HOUSE-WITNEY | UCR-URGENT COMMUNITY RESPONSE | PULSE OXIMETER-FINGER | ANA PULSE 100 | ANA WIZ LTD | ASSET ONLY NO SERVICING REQUIRED | 2 | 2-Good | 2021
OXFT6237 | THE FIENNES CENTRE | DISTRICT NURSES | PULSE OXIMETER-FINGER | ANA PULSE 100 | ANA WIZ LTD | ASSET ONLY NO SERVICING REQUIRED | 2 | 2-Good | 2020
OXFT6238 | THE FIENNES CENTRE | DISTRICT NURSES | PULSE OXIMETER-FINGER | ANA PULSE 100 | ANA WIZ LTD | ASSET ONLY NO SERVICING REQUIRED | 2 | 2-Good | 2021
OXFT6239 | THE FIENNES CENTRE | DISTRICT NURSES | PULSE OXIMETER-FINGER | ANA PULSE 100 | ANA WIZ LTD | ASSET ONLY NO SERVICING REQUIRED | 2 | 2-Good | 2021
OXFT6240 | THE FIENNES CENTRE | DISTRICT NURSES | PULSE OXIMETER-FINGER | ANA PULSE 100 | ANA WIZ LTD | ASSET ONLY NO SERVICING REQUIRED | 2 | 2-Good | 2021
OXFT6136 | FULBROOK CENTRE | CITY COMMUNITY HOSPITAL | PULSE OXIMETER-FINGER | ANA PULSE 100 | ANA WIZ LTD | ASSET ONLY NO SERVICING REQUIRED | 2 | 2-Good | 2021
OXFT6137 | FULBROOK CENTRE | CITY COMMUNITY HOSPITAL | PULSE OXIMETER-FINGER | ANA PULSE 100 | ANA WIZ LTD | ASSET ONLY NO SERVICING REQUIRED | 2 | 2-Good | 2020
OXFT3420 | BLACKBIRD LEYS CENTRE | COMMUNITY THERAPY SERVICES | PULSE OXIMETER-FINGER | ANA PULSE 100 | ANA WIZ LTD | ASSET ONLY NO SERVICING REQUIRED | 2 | 2-Good | 2021
OXFT3421 | BLACKBIRD LEYS CENTRE | COMMUNITY THERAPY SERVICES | PULSE OXIMETER-FINGER | ANA PULSE 100 | ANA WIZ LTD | ASSET ONLY NO SERVICING REQUIRED | 2 | 2-Good | 2021
OXFT3422 | BLACKBIRD LEYS CENTRE | COMMUNITY THERAPY SERVICES | PULSE OXIMETER-FINGER | ANA PULSE 100 | ANA WIZ LTD | ASSET ONLY NO SERVICING REQUIRED | 2 | 2-Good | 2021
OXFT3423 | BLACKBIRD LEYS CENTRE | COMMUNITY THERAPY SERVICES | PULSE OXIMETER-FINGER | ANA PULSE 100 | ANA WIZ LTD | ASSET ONLY NO SERVICING REQUIRED | 2 | 2-Good | 2020
OXFT3437 | THE FIENNES CENTRE | COMMUNITY THERAPY SERVICES | PULSE OXIMETER-FINGER | ANA PULSE 100 | ANA WIZ LTD | ASSET ONLY NO SERVICING REQUIRED | 2 | 2-Good | 2021
OXFT6236 | THE FIENNES CENTRE | DISTRICT NURSES | PULSE OXIMETER-FINGER | ANA PULSE 100 | ANA WIZ LTD | ASSET ONLY NO SERVICING REQUIRED | 2 | 2-Good | 2020
OXFT3463 | LITTLEMORE MENTAL HEALTH CENTRE | SPECIALIST COMMUNITY FORENSIC TEAM | PULSE OXIMETER-FINGER | ANA PULSE 100 | ANA WIZ LTD | ASSET ONLY NO SERVICING REQUIRED | 1 | 2-Good | 2021
OXFT3464 | LITTLEMORE MENTAL HEALTH CENTRE | SPECIALIST COMMUNITY FORENSIC TEAM | PULSE OXIMETER-FINGER | ANA PULSE 100 | ANA WIZ LTD | ASSET ONLY NO SERVICING REQUIRED | 1 | 2-Good | 2021
OXFT3489 | THE FIENNES CENTRE | COMMUNITY THERAPY SERVICES | PULSE OXIMETER-FINGER | ANA PULSE 100 | ANA WIZ LTD | ASSET ONLY NO SERVICING REQUIRED | 1 | 2-Good | 2020
OXFT3487 | THE FIENNES CENTRE | COMMUNITY THERAPY SERVICES | PULSE OXIMETER-FINGER | ANA PULSE 100 | ANA WIZ LTD | ASSET ONLY NO SERVICING REQUIRED | 1 | 2-Good | 2020
OXFT3488 | THE FIENNES CENTRE | COMMUNITY THERAPY SERVICES | PULSE OXIMETER-FINGER | ANA PULSE 100 | ANA WIZ LTD | ASSET ONLY NO SERVICING REQUIRED | 1 | 2-Good | 2020
OXFT3419 | BLACKBIRD LEYS CENTRE | COMMUNITY THERAPY SERVICES | PULSE OXIMETER-FINGER | ANA PULSE 100 | ANA WIZ LTD | ASSET ONLY NO SERVICING REQUIRED | 2 | 2-Good | 2021
OXFT3495 | LITTLEMORE MENTAL HEALTH CENTRE | KINGFISHER WARD | PULSE OXIMETER-FINGER | ANA PULSE 100 | ANA WIZ LTD | ASSET ONLY NO SERVICING REQUIRED | 1 | 2-Good | 2020
OXFT3515 | DIDCOT HEALTH CENTRE | DISTRICT NURSES | PULSE OXIMETER-FINGER | ANA PULSE 100 | ANA WIZ LTD | ASSET ONLY NO SERVICING REQUIRED | 1 | 2-Good | 2020
OXFT3513 | DIDCOT HEALTH CENTRE | DISTRICT NURSES | PULSE OXIMETER-FINGER | ANA PULSE 100 | ANA WIZ LTD | ASSET ONLY NO SERVICING REQUIRED | 1 | 2-Good | 2020
OXFT3514 | DIDCOT HEALTH CENTRE | DISTRICT NURSES | PULSE OXIMETER-FINGER | ANA PULSE 100 | ANA WIZ LTD | ASSET ONLY NO SERVICING REQUIRED | 1 | 2-Good | 2020
OXFT3645 | LITTLEMORE MENTAL HEALTH CENTRE | PHOENIX WARD | PULSE OXIMETER-FINGER | ANA PULSE 100 | ANA WIZ LTD | ASSET ONLY NO SERVICING REQUIRED | 1 | 2-Good | 2020
OXFT3436 | THE FIENNES CENTRE | COMMUNITY THERAPY SERVICES | PULSE OXIMETER-FINGER | ANA PULSE 100 | ANA WIZ LTD | ASSET ONLY NO SERVICING REQUIRED | 2 | 2-Good | 2021
OHFT0477 | ABINGDON COMMUNITY HOSPITAL | DISTRICT NURSES | PULSE OXIMETER-FINGER | ANA PULSE 100 | ANA WIZ LTD | ASSET ONLY NO SERVICING REQUIRED | 7 | 4-Poor | 2018
OHFT0478 | ABINGDON COMMUNITY HOSPITAL | DISTRICT NURSES | PULSE OXIMETER-FINGER | ANA PULSE 100 | ANA WIZ LTD | ASSET ONLY NO SERVICING REQUIRED | 7 | 4-Poor | 2018
OXFT3646 | LITTLEMORE MENTAL HEALTH CENTRE | PHOENIX WARD | PULSE OXIMETER-FINGER | ANA PULSE 100 | ANA WIZ LTD | ASSET ONLY NO SERVICING REQUIRED | 1 | 2-Good | 2020
OXFT3742 | AMERSHAM HEALTH CENTRE | CMHT | PULSE OXIMETER-FINGER | ANA PULSE 100 | ANA WIZ LTD | ASSET ONLY NO SERVICING REQUIRED | 1 | 2-Good | 2020
OXFT3743 | AMERSHAM HEALTH CENTRE | CMHT | PULSE OXIMETER-FINGER | ANA PULSE 100 | ANA WIZ LTD | ASSET ONLY NO SERVICING REQUIRED | 1 | 2-Good | 2020
OXFT3494 | LITTLEMORE MENTAL HEALTH CENTRE | KINGFISHER WARD | PULSE OXIMETER-FINGER | ANA PULSE 100 | ANA WIZ LTD | ASSET ONLY NO SERVICING REQUIRED | 1 | 2-Good | 2020
OHFT44600 | BICESTER COMMUNITY HOSPITAL | DELEGATED HEALTHCARE NURSE TRAINERS | PULSE OXIMETER-FINGER | 9590 | NONIN | ASSET ONLY NO SERVICING REQUIRED | 3 | 3-Average
OHFT45538 | WARNEFORD HOSPITAL | CLINICAL RESEARCH | PULSE OXIMETER-FINGER | 9590 | NONIN | ASSET ONLY NO SERVICING REQUIRED | 3 | 3-Average
OHFT45536 | ABINGDON COMMUNITY HOSPITAL | ABBEY WARD | PULSE OXIMETER-FINGER | ANA PULSE 100 | ANA WIZ LTD | ASSET ONLY NO SERVICING REQUIRED | 6 | 3-Average | 2019
OHFT0409 | ABINGDON COMMUNITY HOSPITAL | DENTAL CLINIC | PULSE OXIMETER-FINGER | ANA PULSE 100 | ANA WIZ LTD | ASSET ONLY NO SERVICING REQUIRED | 10 | 4-Poor | 2015
OHFT0474 | ABINGDON COMMUNITY HOSPITAL | DISTRICT NURSES | PULSE OXIMETER-FINGER | ANA PULSE 100 | ANA WIZ LTD | ASSET ONLY NO SERVICING REQUIRED | 7 | 4-Poor | 2018
OHFT0475 | ABINGDON COMMUNITY HOSPITAL | DISTRICT NURSES | PULSE OXIMETER-FINGER | ANA PULSE 100 | ANA WIZ LTD | ASSET ONLY NO SERVICING REQUIRED | 7 | 4-Poor | 2018
OHFT45920 | MARLBOROUGH HOUSE-MILTON KEYNES | CHAFFRON WARD | PULSE OXIMETER-FINGER | 9500 | NONIN | ASSET ONLY NO SERVICING REQUIRED | 3 | 3-Average
OHFT45672 | WANTAGE HEALTH CENTRE | DISTRICT NURSES | PULSE OXIMETER-FINGER | 9500 | NONIN | ASSET ONLY NO SERVICING REQUIRED | 4 | 2-Good | 2021
OHFT3283 | WALLINGFORD COMMUNITY HOSPITAL | OUTPATIENTS DEPT | PULSE OXIMETER-FINGER | 9500 | NONIN | ASSET ONLY NO SERVICING REQUIRED | 3 | 3-Average
OHFT3396 | BLACKBIRD LEYS CENTRE | RESPIRATORY | PULSE OXIMETER-FINGER | CMS50D | CRUCIAL MEDICAL SYSTEMS | ASSET ONLY NO SERVICING REQUIRED | 3 | 3-Average
OHFT41845 | DIDCOT HEALTH CENTRE | DISTRICT NURSES | PULSE OXIMETER-FINGER | CMS50D | CRUCIAL MEDICAL SYSTEMS | ASSET ONLY NO SERVICING REQUIRED | 3 | 3-Average
OHFT1570 | ORCHARD HEALTH CENTRE | COMMUNITY HEART FAILURE TEAM | PULSE OXIMETER-FINGER | CMS50D | CRUCIAL MEDICAL SYSTEMS | ASSET ONLY NO SERVICING REQUIRED | 3 | 3-Average
OXFT2900 | LITTLEMORE MENTAL HEALTH CENTRE | OCCUPATIONAL HEALTH | PULSE OXIMETER-FINGER | 9550 | NONIN | ASSET ONLY NO SERVICING REQUIRED | 2 | 2-Good
OXFT2901 | LITTLEMORE MENTAL HEALTH CENTRE | OCCUPATIONAL HEALTH | PULSE OXIMETER-FINGER | 9550 | NONIN | ASSET ONLY NO SERVICING REQUIRED | 2 | 2-Good
OXFT3258 | LITTLEMORE MENTAL HEALTH CENTRE | KENNET WARD | PULSE OXIMETER-FINGER | 9550 | NONIN | ASSET ONLY NO SERVICING REQUIRED | 2 | 2-Good
OXFT3259 | LITTLEMORE MENTAL HEALTH CENTRE | KENNET WARD | PULSE OXIMETER-FINGER | 9550 | NONIN | ASSET ONLY NO SERVICING REQUIRED | 2 | 2-Good
OHFT46347 | WINDRUSH HOUSE-WITNEY | CARE HOME SUPPORT SERVICE | PULSE OXIMETER-FINGER | MD300CB31 | BEIJING CHOICE ELECTRONICS | ASSET ONLY NO SERVICING REQUIRED | 11 | 4-Poor | 2014
OHFT45671 | ABINGDON COMMUNITY HOSPITAL | DISTRICT NURSES | PULSE OXIMETER-FINGER | 9500 | NONIN | ASSET ONLY NO SERVICING REQUIRED | 4 | 2-Good | 2021
OHFT46504 | WITNEY COMMUNITY HOSPITAL | WENRISC WARD | PULSE OXIMETER-FINGER | 2500A | NONIN | ASSET ONLY NO SERVICING REQUIRED | 3 | 3-Average
OHFT46019 | WALLINGFORD COMMUNITY HOSPITAL | ST LEONARDS WARD | PULSE OXIMETER-FINGER | 2500A | NONIN | ASSET ONLY NO SERVICING REQUIRED | 4 | 2-Good
OHFT46017 | WALLINGFORD COMMUNITY HOSPITAL | ST LEONARDS WARD | PULSE OXIMETER-FINGER | 2500A | NONIN | ASSET ONLY NO SERVICING REQUIRED | 3 | 2-Good
OHFT46018 | WALLINGFORD COMMUNITY HOSPITAL | ST LEONARDS WARD | PULSE OXIMETER-FINGER | 2500A | NONIN | ASSET ONLY NO SERVICING REQUIRED | 3 | 2-Good
OHFT1414 | LITTLEMORE MENTAL HEALTH CENTRE | ASHURST WARD | PULSE OXIMETER-FINGER | MD300CF3 | BEIJING CHOICE ELECTRONICS | ASSET ONLY NO SERVICING REQUIRED | 3 | 3-Average
OXFT1841 | WARNEFORD HOSPITAL | CLINICAL RESEARCH | PULSE OXIMETER-FINGER | 9550 | NONIN | ASSET ONLY NO SERVICING REQUIRED | 3 | 2-Good
OXFT5036 | FULBROOK CENTRE | SANDFORD WARD | PULSE OXIMETER-FINGER | ONYX II | NONIN | ASSET ONLY NO SERVICING REQUIRED | 0 | 1-Excellent
OXFT5106 | FULBROOK CENTRE | CHERWELL WARD | PULSE OXIMETER-FINGER | ONYX II | NONIN | ASSET ONLY NO SERVICING REQUIRED | 0 | 1-Excellent
OHFT44170 | THE FIENNES CENTRE | DISTRICT NURSES | PULSE OXIMETER-FINGER | ONYX II | NONIN | ASSET ONLY NO SERVICING REQUIRED | 3 | 3-Average
OXFT2863 | WHITELEAF CENTRE | WOODLANDS MANOR HOUSE | PULSE OXIMETER-FINGER | ONYX II | NONIN | ASSET ONLY NO SERVICING REQUIRED | 3 | 2-Good
OHFT44421 | ABINGDON COMMUNITY HOSPITAL | EMU | PULSE OXIMETER-FINGER | WW1000 | SMITHS MEDICAL | Fully Comprehensive includes any repair costs | 3 | 3-Average
OHFT44311 | JULIER CENTRE | DISTRICT NURSES | PULSE OXIMETER-FINGER | ONYX VANTAGE | NONIN | ASSET ONLY NO SERVICING REQUIRED | 3 | 3-Average
OHFT1595 | THE FIENNES CENTRE | COMMUNITY THERAPY SERVICES | PULSE OXIMETER-FINGER | ONYX II | NONIN | ASSET ONLY NO SERVICING REQUIRED | 3 | 3-Average
OHFT45737 | WARNEFORD HOSPITAL | CLINICAL RESEARCH | PULSE OXIMETER-FINGER | ONYX II | NONIN | ASSET ONLY NO SERVICING REQUIRED | 3 | 3-Average
OXFT2864 | WHITELEAF CENTRE | WOODLANDS MANOR HOUSE | PULSE OXIMETER-FINGER | ONYX II | NONIN | ASSET ONLY NO SERVICING REQUIRED | 3 | 2-Good
OXFT6098 | MARLBOROUGH HOUSE-MILTON KEYNES | CHAFFRON WARD | PULSE OXIMETER-FINGER | ONYX II | NONIN | ASSET ONLY NO SERVICING REQUIRED | 2 | 2-Good
OXFT3472 | WHITELEAF CENTRE | EARLY INTERVENTION SERVICE | PULSE OXIMETER-FINGER | ONYX II | NONIN | ASSET ONLY NO SERVICING REQUIRED | 1 | 2-Good
OXFT4277 | WHITELEAF CENTRE | OPAL WARD | PULSE OXIMETER-FINGER | ONYX II | NONIN | ASSET ONLY NO SERVICING REQUIRED | 1 | 2-Good
OXFT0825 | ORCHARD HEALTH CENTRE | COMMUNITY HEART FAILURE TEAM | PULSE OXIMETER-FINGER | ANA PULSE 100 | ANA WIZ LTD | ASSET ONLY NO SERVICING REQUIRED | 2 | 2-Good | 2021
OXFT3770 | ORCHARD HEALTH CENTRE | COMMUNITY HEART FAILURE TEAM | PULSE OXIMETER-FINGER | PC-60B1 | SHENZHEN JUMPER MEDICAL EQUIPMENT CO. | ASSET ONLY NO SERVICING REQUIRED | 2 | 2-Good
OHFT0639 | BROADSHIRES HEALTH CENTRE | DISTRICT NURSES | PULSE OXIMETER-FINGER | GO2 | NONIN | ASSET ONLY NO SERVICING REQUIRED | 3 | 3-Average
OHFT2307 | CHIPPING NORTON COMMUNITY HOSPITAL | DISTRICT NURSES | PULSE OXIMETER-FINGER | GO2 | NONIN | ASSET ONLY NO SERVICING REQUIRED | 3 | 3-Average
OHFT0638 | WINDRUSH HOUSE-WITNEY | DISTRICT NURSES | PULSE OXIMETER-FINGER | GO2 | NONIN | ASSET ONLY NO SERVICING REQUIRED | 3 | 3-Average
OHFT0645 | WINDRUSH HOUSE-WITNEY | DISTRICT NURSES | PULSE OXIMETER-FINGER | GO2 | NONIN | ASSET ONLY NO SERVICING REQUIRED | 3 | 3-Average
OXFT3746 | WARNEFORD HOSPITAL | EATING DISORDER DEPARTMENT | PULSE OXIMETER-FINGER | ANA PULSE 100 | ANA WIZ LTD | ASSET ONLY NO SERVICING REQUIRED | 1 | 2-Good | 2021
OXFT0606 | WINDRUSH HOUSE-WITNEY | DISTRICT NURSES | PULSE OXIMETER-FINGER | ANA PULSE 100 | ANA WIZ LTD | ASSET ONLY NO SERVICING REQUIRED | 3 | 2-Good | 2021
OXFT0607 | WINDRUSH HOUSE-WITNEY | DISTRICT NURSES | PULSE OXIMETER-FINGER | ANA PULSE 100 | ANA WIZ LTD | ASSET ONLY NO SERVICING REQUIRED | 3 | 2-Good | 2021
OXFT2999 | WARNEFORD HOSPITAL | EATING DISORDER DEPARTMENT | PULSE OXIMETER-FINGER | ANA PULSE 100 | ANA WIZ LTD | ASSET ONLY NO SERVICING REQUIRED | 2 | 2-Good | 2020
OXFT3000 | WARNEFORD HOSPITAL | EATING DISORDER DEPARTMENT | PULSE OXIMETER-FINGER | ANA PULSE 100 | ANA WIZ LTD | ASSET ONLY NO SERVICING REQUIRED | 2 | 2-Good | 2021
OXFT0801 | WARNEFORD HOSPITAL | EATING DISORDER DEPARTMENT | PULSE OXIMETER-FINGER | ANA PULSE 100 | ANA WIZ LTD | ASSET ONLY NO SERVICING REQUIRED | 2 | 2-Good | 2021
OXFT0196 | WALLINGFORD COMMUNITY HOSPITAL | DISTRICT NURSES | PULSE OXIMETER-FINGER | ANA PULSE 100 | ANA WIZ LTD | ASSET ONLY NO SERVICING REQUIRED | 1 | 2-Good | 2021
OXFT0826 | ORCHARD HEALTH CENTRE | COMMUNITY HEART FAILURE TEAM | PULSE OXIMETER-FINGER | ANA PULSE 100 | ANA WIZ LTD | ASSET ONLY NO SERVICING REQUIRED | 2 | 2-Good | 2021
OXFT0360 | WARNEFORD HOSPITAL | ALLEN WARD | PULSE OXIMETER-FINGER | ANA PULSE 100 | ANA WIZ LTD | ASSET ONLY NO SERVICING REQUIRED | 2 | 2-Good | 2021
OXFT0359 | WARNEFORD HOSPITAL | ALLEN WARD | PULSE OXIMETER-FINGER | ANA PULSE 100 | ANA WIZ LTD | ASSET ONLY NO SERVICING REQUIRED | 2 | 2-Good | 2021
OXFT0155 | THE CHILTERN SURGERY | DISTRICT NURSES | PULSE OXIMETER-FINGER | ANA PULSE 100 | ANA WIZ LTD | ASSET ONLY NO SERVICING REQUIRED | 1 | 2-Good
OXFT3747 | WARNEFORD HOSPITAL | EATING DISORDER DEPARTMENT | PULSE OXIMETER-FINGER | ANA PULSE 100 | ANA WIZ LTD | ASSET ONLY NO SERVICING REQUIRED | 1 | 2-Good | 2021
OXFT0605 | WINDRUSH HOUSE-WITNEY | DISTRICT NURSES | PULSE OXIMETER-FINGER | ANA PULSE 100 | ANA WIZ LTD | ASSET ONLY NO SERVICING REQUIRED | 3 | 2-Good | 2021
OXFT0193 | WALLINGFORD COMMUNITY HOSPITAL | DISTRICT NURSES | PULSE OXIMETER-FINGER | ANA PULSE 100 | ANA WIZ LTD | ASSET ONLY NO SERVICING REQUIRED | 1 | 2-Good | 2021
OXFT0192 | WALLINGFORD COMMUNITY HOSPITAL | DISTRICT NURSES | PULSE OXIMETER-FINGER | ANA PULSE 100 | ANA WIZ LTD | ASSET ONLY NO SERVICING REQUIRED | 1 | 2-Good | 2021
OXFT0191 | WALLINGFORD COMMUNITY HOSPITAL | DISTRICT NURSES | PULSE OXIMETER-FINGER | ANA PULSE 100 | ANA WIZ LTD | ASSET ONLY NO SERVICING REQUIRED | 1 | 2-Good | 2021
OXFT0190 | WALLINGFORD COMMUNITY HOSPITAL | DISTRICT NURSES | PULSE OXIMETER-FINGER | ANA PULSE 100 | ANA WIZ LTD | ASSET ONLY NO SERVICING REQUIRED | 1 | 2-Good | 2021
OXFT0189 | WALLINGFORD COMMUNITY HOSPITAL | DISTRICT NURSES | PULSE OXIMETER-FINGER | ANA PULSE 100 | ANA WIZ LTD | ASSET ONLY NO SERVICING REQUIRED | 1 | 2-Good | 2021
OXFT4754 | LITTLE MORE HOSPITAL | DENTAL CLINIC | PULSE OXIMETER-FINGER | OXY WATCH | BEIJING CHOICE ELECTRONICS | ASSET ONLY NO SERVICING REQUIRED | 0 | 1-Excellent | 2020
OXFT0596 | ABINGDON COMMUNITY HOSPITAL | OSRU | PULSE OXIMETER-FINGER | ANA PULSE 100 | ANA WIZ LTD | ASSET ONLY NO SERVICING REQUIRED | 3 | 2-Good | 2021
OXFT0597 | ABINGDON COMMUNITY HOSPITAL | OSRU | PULSE OXIMETER-FINGER | ANA PULSE 100 | ANA WIZ LTD | ASSET ONLY NO SERVICING REQUIRED | 3 | 2-Good | 2020
OXFT0598 | ABINGDON COMMUNITY HOSPITAL | OSRU | PULSE OXIMETER-FINGER | ANA PULSE 100 | ANA WIZ LTD | ASSET ONLY NO SERVICING REQUIRED | 3 | 2-Good | 2021
OXFT0599 | ABINGDON COMMUNITY HOSPITAL | OSRU | PULSE OXIMETER-FINGER | ANA PULSE 100 | ANA WIZ LTD | ASSET ONLY NO SERVICING REQUIRED | 3 | 2-Good | 2021
OXFT0604 | WINDRUSH HOUSE-WITNEY | DISTRICT NURSES | PULSE OXIMETER-FINGER | ANA PULSE 100 | ANA WIZ LTD | ASSET ONLY NO SERVICING REQUIRED | 3 | 2-Good | 2021
OHFT1286 | WINDRUSH HOUSE-WITNEY | FALLS PREVENTION SERVICE | PULSE OXIMETER-FINGER | OXY WATCH | BEIJING CHOICE ELECTRONICS | ASSET ONLY NO SERVICING REQUIRED | 12 | 4-Poor | 2013
OHFT46349 | WINDRUSH HOUSE-WITNEY | FALLS PREVENTION SERVICE | PULSE OXIMETER-FINGER | OXY WATCH | BEIJING CHOICE ELECTRONICS | ASSET ONLY NO SERVICING REQUIRED | 5 | 3-Average | 2020
OHFT0481 | THE SLADE BUILDING | LEARNING DISABILITY SERVICE | PULSE OXIMETER-FINGER | OXY WATCH | BEIJING CHOICE ELECTRONICS | ASSET ONLY NO SERVICING REQUIRED | 9 | 4-Poor | 2016
OXFT4751 | LUTHER STREET MEDICAL CENTRE | DENTAL CLINIC | PULSE OXIMETER-FINGER | OXY WATCH | BEIJING CHOICE ELECTRONICS | ASSET ONLY NO SERVICING REQUIRED | 0 | 1-Excellent | 2020
OXFT4752 | LITTLE MORE HOSPITAL | DENTAL CLINIC | PULSE OXIMETER-FINGER | OXY WATCH | BEIJING CHOICE ELECTRONICS | ASSET ONLY NO SERVICING REQUIRED | 0 | 1-Excellent | 2020
OXFT4753 | LITTLE MORE HOSPITAL | DENTAL CLINIC | PULSE OXIMETER-FINGER | OXY WATCH | BEIJING CHOICE ELECTRONICS | ASSET ONLY NO SERVICING REQUIRED | 0 | 1-Excellent | 2020
OHFT42887 | TOWNLANDS COMMUNITY HOSPITAL | DISTRICT NURSES | PULSE OXIMETER-FINGER | MD300 | BEIJING CHOICE ELECTRONICS | ASSET ONLY NO SERVICING REQUIRED | 3 | 3-Average
OHFT42181 | WALLINGFORD COMMUNITY HOSPITAL | DISTRICT NURSES | PULSE OXIMETER-FINGER | MD300 | BEIJING CHOICE ELECTRONICS | ASSET ONLY NO SERVICING REQUIRED | 3 | 3-Average
OHFT41843 | DIDCOT HEALTH CENTRE | DISTRICT NURSES | PULSE OXIMETER-FINGER | MPULSE IMPACT | MERLIN MEDICAL | ASSET ONLY NO SERVICING REQUIRED | 10 | 4-Poor | 2015
OHFT44583 | BLACKBIRD LEYS CENTRE | INTEGRATED LOCALITY TEAM | PULSE OXIMETER-FINGER | OXY WATCH | BEIJING CHOICE ELECTRONICS | ASSET ONLY NO SERVICING REQUIRED | 3 | 3-Average
OHFT46706 | EAST OXFORD HEALTH CENTRE | OUT OF HOURS CLINIC | PULSE OXIMETER-FINGER | OXY WATCH | BEIJING CHOICE ELECTRONICS | ASSET ONLY NO SERVICING REQUIRED | 6 | 3-Average | 2019
OHFT1287 | WINDRUSH HOUSE-WITNEY | FALLS PREVENTION SERVICE | PULSE OXIMETER-FINGER | OXY WATCH | BEIJING CHOICE ELECTRONICS | ASSET ONLY NO SERVICING REQUIRED | 12 | 4-Poor | 2013
OHFT42875 | ABINGDON COMMUNITY HOSPITAL | DISTRICT NURSES | PULSE OXIMETER-FINGER | MD300 | BEIJING CHOICE ELECTRONICS | ASSET ONLY NO SERVICING REQUIRED | 3 | 3-Average
OHFT44227 | BLACKBIRD LEYS CENTRE | RESPIRATORY | PULSE OXIMETER-FINGER | MD300 | BEIJING CHOICE ELECTRONICS | ASSET ONLY NO SERVICING REQUIRED | 11 | 4-Poor | 2014
OHFT45388 | ABINGDON COMMUNITY HOSPITAL | DISTRICT NURSES | PULSE OXIMETER-FINGER | MD300 | BEIJING CHOICE ELECTRONICS | ASSET ONLY NO SERVICING REQUIRED | 5 | 3-Average | 2020
OHFT42847 | GORING & WOODCOTE MP | DISTRICT NURSES | PULSE OXIMETER-FINGER | MD300 | BEIJING CHOICE ELECTRONICS | ASSET ONLY NO SERVICING REQUIRED | 14 | 4-Poor | 2011
OHFT42855 | GORING & WOODCOTE MP | DISTRICT NURSES | PULSE OXIMETER-FINGER | MD300 | BEIJING CHOICE ELECTRONICS | ASSET ONLY NO SERVICING REQUIRED | 3 | 3-Average
OHFT42857 | GORING & WOODCOTE MP | DISTRICT NURSES | PULSE OXIMETER-FINGER | MD300 | BEIJING CHOICE ELECTRONICS | ASSET ONLY NO SERVICING REQUIRED | 3 | 3-Average
OXFT3885 | WARNEFORD HOSPITAL | EATING DISORDER DEPARTMENT | PULSE OXIMETER-FINGER | MD300C11 | BEIJING CHOICE ELECTRONICS | ASSET ONLY NO SERVICING REQUIRED | 0 | 1-Excellent | 2022
OXFT3884 | WARNEFORD HOSPITAL | EATING DISORDER DEPARTMENT | PULSE OXIMETER-FINGER | MD300C11 | BEIJING CHOICE ELECTRONICS | ASSET ONLY NO SERVICING REQUIRED | 0 | 1-Excellent | 2020
OXFT3883 | WARNEFORD HOSPITAL | EATING DISORDER DEPARTMENT | PULSE OXIMETER-FINGER | MD300C11 | BEIJING CHOICE ELECTRONICS | ASSET ONLY NO SERVICING REQUIRED | 0 | 1-Excellent | 2020
OXFT3882 | WARNEFORD HOSPITAL | EATING DISORDER DEPARTMENT | PULSE OXIMETER-FINGER | MD300C11 | BEIJING CHOICE ELECTRONICS | ASSET ONLY NO SERVICING REQUIRED | 0 | 1-Excellent | 2020
OXFT3881 | WARNEFORD HOSPITAL | EATING DISORDER DEPARTMENT | PULSE OXIMETER-FINGER | MD300C11 | BEIJING CHOICE ELECTRONICS | ASSET ONLY NO SERVICING REQUIRED | 0 | 1-Excellent | 2020
OXFT3880 | WARNEFORD HOSPITAL | EATING DISORDER DEPARTMENT | PULSE OXIMETER-FINGER | MD300C11 | BEIJING CHOICE ELECTRONICS | ASSET ONLY NO SERVICING REQUIRED | 0 | 1-Excellent | 2020
OXFT3879 | WARNEFORD HOSPITAL | EATING DISORDER DEPARTMENT | PULSE OXIMETER-FINGER | MD300C11 | BEIJING CHOICE ELECTRONICS | ASSET ONLY NO SERVICING REQUIRED | 0 | 1-Excellent | 2020
OXFT3878 | WARNEFORD HOSPITAL | EATING DISORDER DEPARTMENT | PULSE OXIMETER-FINGER | MD300C11 | BEIJING CHOICE ELECTRONICS | ASSET ONLY NO SERVICING REQUIRED | 0 | 1-Excellent | 2020
OXFT3877 | WARNEFORD HOSPITAL | EATING DISORDER DEPARTMENT | PULSE OXIMETER-FINGER | MD300C11 | BEIJING CHOICE ELECTRONICS | ASSET ONLY NO SERVICING REQUIRED | 0 | 1-Excellent | 2020
OXFT3876 | WARNEFORD HOSPITAL | EATING DISORDER DEPARTMENT | PULSE OXIMETER-FINGER | MD300C11 | BEIJING CHOICE ELECTRONICS | ASSET ONLY NO SERVICING REQUIRED | 0 | 1-Excellent | 2020
OXFT3875 | WARNEFORD HOSPITAL | EATING DISORDER DEPARTMENT | PULSE OXIMETER-FINGER | MD300C11 | BEIJING CHOICE ELECTRONICS | ASSET ONLY NO SERVICING REQUIRED | 0 | 1-Excellent | 2020
OXFT3874 | WARNEFORD HOSPITAL | EATING DISORDER DEPARTMENT | PULSE OXIMETER-FINGER | MD300C11 | BEIJING CHOICE ELECTRONICS | ASSET ONLY NO SERVICING REQUIRED | 0 | 1-Excellent | 2020
OXFT4755 | LITTLE MORE HOSPITAL | DENTAL CLINIC | PULSE OXIMETER-FINGER | MD300C11 | BEIJING CHOICE ELECTRONICS | ASSET ONLY NO SERVICING REQUIRED | 0 | 1-Excellent | 2020
OXFT4756 | LITTLE MORE HOSPITAL | DENTAL CLINIC | PULSE OXIMETER-FINGER | MD300C11 | BEIJING CHOICE ELECTRONICS | Fully Comprehensive includes any repair costs | 0 | 1-Excellent | 2020
OXFT4757 | LITTLE MORE HOSPITAL | DENTAL CLINIC | PULSE OXIMETER-FINGER | MD300C11 | BEIJING CHOICE ELECTRONICS | ASSET ONLY NO SERVICING REQUIRED | 0 | 1-Excellent | 2020
OXFT4758 | LITTLE MORE HOSPITAL | DENTAL CLINIC | PULSE OXIMETER-FINGER | MD300C11 | BEIJING CHOICE ELECTRONICS | ASSET ONLY NO SERVICING REQUIRED | 0 | 1-Excellent | 2020
OXFT4812 | LITTLE MORE HOSPITAL | KESTREL WARD | PULSE OXIMETER-FINGER | MD300C11 | BEIJING CHOICE ELECTRONICS | ASSET ONLY NO SERVICING REQUIRED | 0 | 1-Excellent | 2020
OXFT4811 | LITTLE MORE HOSPITAL | KESTREL WARD | PULSE OXIMETER-FINGER | MD300C11 | BEIJING CHOICE ELECTRONICS | Fully Comprehensive includes any repair costs | 0 | 1-Excellent | 2020
OXFT4810 | LITTLE MORE HOSPITAL | KESTREL WARD | PULSE OXIMETER-FINGER | MD300C11 | BEIJING CHOICE ELECTRONICS | ASSET ONLY NO SERVICING REQUIRED | 0 | 1-Excellent | 2020
OXFT4809 | LITTLE MORE HOSPITAL | KESTREL WARD | PULSE OXIMETER-FINGER | MD300C11 | BEIJING CHOICE ELECTRONICS | ASSET ONLY NO SERVICING REQUIRED | 0 | 1-Excellent | 2020
OXFT4808 | LITTLE MORE HOSPITAL | KESTREL WARD | PULSE OXIMETER-FINGER | MD300C11 | BEIJING CHOICE ELECTRONICS | Fully Comprehensive includes any repair costs | 0 | 1-Excellent | 2020
OXFT4807 | LITTLE MORE HOSPITAL | KESTREL WARD | PULSE OXIMETER-FINGER | MD300C11 | BEIJING CHOICE ELECTRONICS | ASSET ONLY NO SERVICING REQUIRED | 0 | 1-Excellent | 2020
OXFT4806 | LITTLE MORE HOSPITAL | KESTREL WARD | PULSE OXIMETER-FINGER | MD300C11 | BEIJING CHOICE ELECTRONICS | Fully Comprehensive includes any repair costs | 0 | 1-Excellent | 2020
OXFT4805 | LITTLE MORE HOSPITAL | KESTREL WARD | PULSE OXIMETER-FINGER | MD300C11 | BEIJING CHOICE ELECTRONICS | ASSET ONLY NO SERVICING REQUIRED | 0 | 1-Excellent | 2020
OXFT4804 | LITTLE MORE HOSPITAL | KESTREL WARD | PULSE OXIMETER-FINGER | MD300C11 | BEIJING CHOICE ELECTRONICS | ASSET ONLY NO SERVICING REQUIRED | 0 | 1-Excellent | 2020
OXFT4803 | LITTLE MORE HOSPITAL | KESTREL WARD | PULSE OXIMETER-FINGER | MD300C11 | BEIJING CHOICE ELECTRONICS | ASSET ONLY NO SERVICING REQUIRED | 0 | 1-Excellent | 2020
OXFT4793 | LITTLE MORE HOSPITAL | KINGFISHER WARD | PULSE OXIMETER-FINGER | MD300C11 | BEIJING CHOICE ELECTRONICS | ASSET ONLY NO SERVICING REQUIRED | 0 | 1-Excellent | 2020
OXFT4794 | LITTLE MORE HOSPITAL | KINGFISHER WARD | PULSE OXIMETER-FINGER | MD300C11 | BEIJING CHOICE ELECTRONICS | ASSET ONLY NO SERVICING REQUIRED | 0 | 1-Excellent | 2020
OXFT4795 | LITTLE MORE HOSPITAL | KINGFISHER WARD | PULSE OXIMETER-FINGER | MD300C11 | BEIJING CHOICE ELECTRONICS | ASSET ONLY NO SERVICING REQUIRED | 0 | 1-Excellent | 2020
OXFT4796 | LITTLE MORE HOSPITAL | KINGFISHER WARD | PULSE OXIMETER-FINGER | MD300C11 | BEIJING CHOICE ELECTRONICS | ASSET ONLY NO SERVICING REQUIRED | 0 | 1-Excellent | 2020
OXFT4797 | LITTLE MORE HOSPITAL | KINGFISHER WARD | PULSE OXIMETER-FINGER | MD300C11 | BEIJING CHOICE ELECTRONICS | ASSET ONLY NO SERVICING REQUIRED | 0 | 1-Excellent | 2020
OXFT4798 | LITTLE MORE HOSPITAL | KINGFISHER WARD | PULSE OXIMETER-FINGER | MD300C11 | BEIJING CHOICE ELECTRONICS | ASSET ONLY NO SERVICING REQUIRED | 0 | 1-Excellent | 2020
OXFT4799 | LITTLE MORE HOSPITAL | KINGFISHER WARD | PULSE OXIMETER-FINGER | MD300C11 | BEIJING CHOICE ELECTRONICS | ASSET ONLY NO SERVICING REQUIRED | 0 | 1-Excellent | 2020
OXFT4800 | LITTLE MORE HOSPITAL | KINGFISHER WARD | PULSE OXIMETER-FINGER | MD300C11 | BEIJING CHOICE ELECTRONICS | ASSET ONLY NO SERVICING REQUIRED | 0 | 1-Excellent | 2020
OXFT4801 | LITTLE MORE HOSPITAL | KINGFISHER WARD | PULSE OXIMETER-FINGER | MD300C11 | BEIJING CHOICE ELECTRONICS | ASSET ONLY NO SERVICING REQUIRED | 0 | 1-Excellent | 2020
OXFT4802 | LITTLE MORE HOSPITAL | KINGFISHER WARD | PULSE OXIMETER-FINGER | MD300C11 | BEIJING CHOICE ELECTRONICS | ASSET ONLY NO SERVICING REQUIRED | 0 | 1-Excellent | 2020
OXFT3865 | NUFFIELD HEALTH CENTRE | CMHT ADULTS | PULSE OXIMETER-FINGER | MD300C11 | BEIJING CHOICE ELECTRONICS | ASSET ONLY NO SERVICING REQUIRED | 0 | 1-Excellent | 2020
OXFT3866 | NUFFIELD HEALTH CENTRE | CMHT ADULTS | PULSE OXIMETER-FINGER | MD300C11 | BEIJING CHOICE ELECTRONICS | ASSET ONLY NO SERVICING REQUIRED | 0 | 1-Excellent | 2020
OXFT4759 | LITTLE MORE HOSPITAL | DENTAL CLINIC | PULSE OXIMETER-FINGER | MD300C11 | BEIJING CHOICE ELECTRONICS | ASSET ONLY NO SERVICING REQUIRED | 0 | 1-Excellent | 2020
OXFT4760 | LITTLE MORE HOSPITAL | DENTAL CLINIC | PULSE OXIMETER-FINGER | MD300C11 | BEIJING CHOICE ELECTRONICS | ASSET ONLY NO SERVICING REQUIRED | 0 | 1-Excellent | 2020
OXFT4761 | LITTLE MORE HOSPITAL | DENTAL CLINIC | PULSE OXIMETER-FINGER | MD300C11 | BEIJING CHOICE ELECTRONICS | ASSET ONLY NO SERVICING REQUIRED | 0 | 1-Excellent | 2020
OXFT4762 | LITTLE MORE HOSPITAL | DENTAL CLINIC | PULSE OXIMETER-FINGER | MD300C11 | BEIJING CHOICE ELECTRONICS | ASSET ONLY NO SERVICING REQUIRED | 0 | 1-Excellent | 2020
OHFT46015 | DIDCOT COMMUNITY HOSPITAL | DIDCOT WARD | PULSE OXIMETER-FINGER | PURESAT | NONIN | ASSET ONLY NO SERVICING REQUIRED | 3 | 2-Good
OHFT46013 | DIDCOT COMMUNITY HOSPITAL | DIDCOT WARD | PULSE OXIMETER-FINGER | PURESAT | NONIN | ASSET ONLY NO SERVICING REQUIRED | 3 | 2-Good
OXFT4512 | ABINGDON COMMUNITY HOSPITAL | DISTRICT NURSES | PULSE OXIMETER-FINGER | MD300C11 | BEIJING CHOICE ELECTRONICS | ASSET ONLY NO SERVICING REQUIRED | 5 | 3-Average | 2020
OXFT3862 | NUFFIELD HEALTH CENTRE | CMHT ADULTS | PULSE OXIMETER-FINGER | MD300C11 | BEIJING CHOICE ELECTRONICS | ASSET ONLY NO SERVICING REQUIRED | 0 | 1-Excellent | 2020
OXFT3863 | NUFFIELD HEALTH CENTRE | CMHT ADULTS | PULSE OXIMETER-FINGER | MD300C11 | BEIJING CHOICE ELECTRONICS | ASSET ONLY NO SERVICING REQUIRED | 0 | 1-Excellent | 2020
OXFT3864 | NUFFIELD HEALTH CENTRE | CMHT ADULTS | PULSE OXIMETER-FINGER | MD300C11 | BEIJING CHOICE ELECTRONICS | ASSET ONLY NO SERVICING REQUIRED | 0 | 1-Excellent | 2020
OXFT3904 | ABINGDON COMMUNITY HOSPITAL | UCR-URGENT COMMUNITY RESPONSE | PULSE OXIMETER-FINGER | MD300C19 | BEIJING CHOICE ELECTRONICS | ASSET ONLY NO SERVICING REQUIRED | 0 | 1-Excellent | 2022
OXFT3903 | ABINGDON COMMUNITY HOSPITAL | UCR-URGENT COMMUNITY RESPONSE | PULSE OXIMETER-FINGER | MD300C19 | BEIJING CHOICE ELECTRONICS | ASSET ONLY NO SERVICING REQUIRED | 0 | 1-Excellent | 2022
OXFT3902 | ABINGDON COMMUNITY HOSPITAL | UCR-URGENT COMMUNITY RESPONSE | PULSE OXIMETER-FINGER | MD300C19 | BEIJING CHOICE ELECTRONICS | ASSET ONLY NO SERVICING REQUIRED | 0 | 1-Excellent | 2022
OXFT3901 | ABINGDON COMMUNITY HOSPITAL | UCR-URGENT COMMUNITY RESPONSE | PULSE OXIMETER-FINGER | MD300C19 | BEIJING CHOICE ELECTRONICS | ASSET ONLY NO SERVICING REQUIRED | 0 | 1-Excellent | 2022
OHFT41895 | BLACKBIRD LEYS CENTRE | RESPIRATORY | PULSE OXIMETER-FINGER | MD300C2 | BEIJING CHOICE ELECTRONICS | ASSET ONLY NO SERVICING REQUIRED | 16 | 4-Poor | 2009
OHFT46016 | WALLINGFORD COMMUNITY HOSPITAL | ST LEONARDS WARD | PULSE OXIMETER-FINGER | PURESAT | NONIN | ASSET ONLY NO SERVICING REQUIRED | 3 | 2-Good
OXFT3915 | ABINGDON COMMUNITY HOSPITAL | EMU | PULSE OXIMETER-FINGER | MD300C19 | BEIJING CHOICE ELECTRONICS | ASSET ONLY NO SERVICING REQUIRED | 0 | 1-Excellent | 2022
OXFT3916 | ABINGDON COMMUNITY HOSPITAL | EMU | PULSE OXIMETER-FINGER | MD300C19 | BEIJING CHOICE ELECTRONICS | ASSET ONLY NO SERVICING REQUIRED | 0 | 1-Excellent | 2022
OXFT3917 | ABINGDON COMMUNITY HOSPITAL | EMU | PULSE OXIMETER-FINGER | MD300C19 | BEIJING CHOICE ELECTRONICS | ASSET ONLY NO SERVICING REQUIRED | 0 | 1-Excellent | 2022
OXFT3918 | ABINGDON COMMUNITY HOSPITAL | EMU | PULSE OXIMETER-FINGER | MD300C19 | BEIJING CHOICE ELECTRONICS | ASSET ONLY NO SERVICING REQUIRED | 0 | 1-Excellent | 2022
OXFT3907 | ABINGDON COMMUNITY HOSPITAL | UCR-URGENT COMMUNITY RESPONSE | PULSE OXIMETER-FINGER | MD300C19 | BEIJING CHOICE ELECTRONICS | ASSET ONLY NO SERVICING REQUIRED | 0 | 1-Excellent | 2022
OXFT3905 | ABINGDON COMMUNITY HOSPITAL | UCR-URGENT COMMUNITY RESPONSE | PULSE OXIMETER-FINGER | MD300C19 | BEIJING CHOICE ELECTRONICS | ASSET ONLY NO SERVICING REQUIRED | 0 | 1-Excellent | 2022
OXFT3909 | ABINGDON COMMUNITY HOSPITAL | UCR-URGENT COMMUNITY RESPONSE | PULSE OXIMETER-FINGER | MD300C19 | BEIJING CHOICE ELECTRONICS | ASSET ONLY NO SERVICING REQUIRED | 0 | 1-Excellent | 2022
OXFT3908 | ABINGDON COMMUNITY HOSPITAL | UCR-URGENT COMMUNITY RESPONSE | PULSE OXIMETER-FINGER | MD300C19 | BEIJING CHOICE ELECTRONICS | ASSET ONLY NO SERVICING REQUIRED | 0 | 1-Excellent | 2022
OXFT3919 | ABINGDON COMMUNITY HOSPITAL | EMU | PULSE OXIMETER-FINGER | MD300C19 | BEIJING CHOICE ELECTRONICS | ASSET ONLY NO SERVICING REQUIRED | 0 | 1-Excellent | 2022
OXFT3920 | ABINGDON COMMUNITY HOSPITAL | EMU | PULSE OXIMETER-FINGER | MD300C19 | BEIJING CHOICE ELECTRONICS | ASSET ONLY NO SERVICING REQUIRED | 0 | 1-Excellent | 2022
OXFT3900 | ABINGDON COMMUNITY HOSPITAL | UCR-URGENT COMMUNITY RESPONSE | PULSE OXIMETER-FINGER | MD300C19 | BEIJING CHOICE ELECTRONICS | ASSET ONLY NO SERVICING REQUIRED | 0 | 1-Excellent | 2022
OXFT3899 | ABINGDON COMMUNITY HOSPITAL | UCR-URGENT COMMUNITY RESPONSE | PULSE OXIMETER-FINGER | MD300C19 | BEIJING CHOICE ELECTRONICS | ASSET ONLY NO SERVICING REQUIRED | 0 | 1-Excellent | 2022
OXFT0351 | LITTLEMORE MENTAL HEALTH CENTRE | EVENLODE WARD | PULSE OXIMETER-FINGER | YK-81A | YONKER | ASSET ONLY NO SERVICING REQUIRED | 3 | 2-Good | 2022
OHFT43148 | BURY KNOWLE HEALTH CENTRE | DISTRICT NURSES | PULSE OXIMETER-FINGER | MD300C13 | BEIJING CHOICE ELECTRONICS | ASSET ONLY NO SERVICING REQUIRED | 10 | 4-Poor | 2015
OXFT0043 | ABINGDON COMMUNITY HOSPITAL | EMU | PULSE OXIMETER-FINGER | MD300C19 | BEIJING CHOICE ELECTRONICS | ASSET ONLY NO SERVICING REQUIRED | 5 | 3-Average | 2020
OXFT0156 | THE CHILTERN SURGERY | DISTRICT NURSES | PULSE OXIMETER-FINGER | MD300C19 | BEIJING CHOICE ELECTRONICS | ASSET ONLY NO SERVICING REQUIRED | 1 | 2-Good | 2020
OXFT3789 | WHITELEAF CENTRE | CRHTT | PULSE OXIMETER-FINGER | MD300C19 | BEIJING CHOICE ELECTRONICS | ASSET ONLY NO SERVICING REQUIRED | 0 | 1-Excellent | 2022
OXFT3790 | WHITELEAF CENTRE | CRHTT | PULSE OXIMETER-FINGER | MD300C19 | BEIJING CHOICE ELECTRONICS | ASSET ONLY NO SERVICING REQUIRED | 0 | 1-Excellent | 2022
OHFT40784 | THE FIENNES CENTRE | DISTRICT NURSES | PULSE OXIMETER-FINGER | ONYX | NONIN | ASSET ONLY NO SERVICING REQUIRED | 3 | 3-Average
OHFT0705 | SAFFRON HOUSE | CAMHS HIGH WYCOMBE | PULSE OXIMETER-FINGER | PULSOX 1 | MERLIN MEDICAL | ASSET ONLY NO SERVICING REQUIRED | 3 | 3-Average
OHFT0706 | LITTLEMORE MENTAL HEALTH CENTRE | GLYME WARD | PULSE OXIMETER-FINGER | PULSOX 1 | MERLIN MEDICAL | ASSET ONLY NO SERVICING REQUIRED | 3 | 3-Average
OHFT0707 | LITTLEMORE MENTAL HEALTH CENTRE | GLYME WARD | PULSE OXIMETER-FINGER | PULSOX 1 | MERLIN MEDICAL | ASSET ONLY NO SERVICING REQUIRED | 3 | 3-Average
OHFT0708 | LITTLEMORE MENTAL HEALTH CENTRE | GLYME WARD | PULSE OXIMETER-FINGER | PULSOX 1 | MERLIN MEDICAL | ASSET ONLY NO SERVICING REQUIRED | 3 | 3-Average
OHFT0709 | LITTLEMORE MENTAL HEALTH CENTRE | GLYME WARD | PULSE OXIMETER-FINGER | PULSOX 1 | MERLIN MEDICAL | ASSET ONLY NO SERVICING REQUIRED | 3 | 3-Average
OXFT4516 | ABINGDON COMMUNITY HOSPITAL | HOSPITAL AT HOME | PULSE OXIMETER-FINGER | MD300C29 | CHOICE MEDICAL | ASSET ONLY NO SERVICING REQUIRED | 5 | 3-Average | 2020
OXFT4517 | ABINGDON COMMUNITY HOSPITAL | HOSPITAL AT HOME | PULSE OXIMETER-FINGER | MD300C29 | CHOICE MEDICAL | ASSET ONLY NO SERVICING REQUIRED | 5 | 3-Average | 2020
OXFT4816 | ABINGDON COMMUNITY HOSPITAL | HOSPITAL AT HOME | PULSE OXIMETER-FINGER | MD300C29 | CHOICE MEDICAL | ASSET ONLY NO SERVICING REQUIRED | 0 | 1-Excellent | 2020
OHFT0631 | LUTHER STREET MEDICAL CENTRE | TREATMENT ROOM | PULSE OXIMETER-FINGER | ONYX | NONIN | ASSET ONLY NO SERVICING REQUIRED | 3 | 3-Average
OHFT1568 | ORCHARD HEALTH CENTRE | COMMUNITY HEART FAILURE TEAM | PULSE OXIMETER-FINGER | ONYX | NONIN | ASSET ONLY NO SERVICING REQUIRED | 3 | 3-Average
OHFT3413 | ORCHARD HEALTH CENTRE | COMMUNITY HEART FAILURE TEAM | PULSE OXIMETER-FINGER | ONYX | NONIN | ASSET ONLY NO SERVICING REQUIRED | 3 | 3-Average
OHFT2850 | SAFFRON HOUSE | CAMHS HIGH WYCOMBE | PLINTH-ELECTRIC | A2221 | HUNTLEIGH HEALTHCARE | PLANNED PREVENTATIVE (REGULAR SERVICING) | 4 | 1-Excellent
OXFT0415 | SUE NICHOLLS CENTRE | TREATMENT ROOM | PLINTH-ELECTRIC | A2221 | HUNTLEIGH HEALTHCARE | PLANNED PREVENTATIVE (REGULAR SERVICING) | 4 | 1-Excellent
OXFT2153 | DIDCOT COMMUNITY HOSPITAL | PODIATRY | CHAIR-PODIATRY | 93CDT | PLINTH MEDICAL | PLANNED PREVENTATIVE (REGULAR SERVICING) | 3 | 2-Good | 2022
OXFT1648 | THE FIENNES CENTRE | PODIATRY | CHAIR-PODIATRY | 93CDT | PLINTH MEDICAL | PLANNED PREVENTATIVE (REGULAR SERVICING) | 3 | 2-Good | 2022
OXFT1367 | ABINGDON COMMUNITY HOSPITAL | MINOR INJURIES UNIT | COUCH-ELECTRIC | BRISTOL MAID | LINAK | PLANNED PREVENTATIVE (REGULAR SERVICING) | 4 | 2-Good
OXFT0106 | LUTHER STREET MEDICAL CENTRE | CLINIC ROOM | COUCH-ELECTRIC | 200 SERIES | PLINTH MEDICAL | PLANNED PREVENTATIVE (REGULAR SERVICING) | 1 | 2-Good
OHFT0320 | MARLBOROUGH HOUSE-SWINDON | CAMHS | OTOSCOPE | STANDARD | KEELER | Fully Comprehensive includes any repair costs | 3 | 2-Good
OHFT2812 | WARNEFORD HOSPITAL | ECT | OTOSCOPE | STANDARD | KEELER | Fully Comprehensive includes any repair costs | 3 | 2-Good
OHFT164441 | WINDRUSH HOUSE-WITNEY | DISTRICT NURSES | OTOSCOPE | STANDARD | KEELER | Fully Comprehensive includes any repair costs | 3 | 2-Good
OHFT1649 | ABINGDON COMMUNITY HOSPITAL | MINOR INJURIES UNIT | OTOSCOPE | STANDARD | KEELER | Fully Comprehensive includes any repair costs | 3 | 2-Good
OXFT1064 | TOWNLANDS COMMUNITY HOSPITAL | RAPID ACCESS CARE UNIT (RACU) | OTOSCOPE | STANDARD | KEELER | Fully Comprehensive includes any repair costs | 2 | 2-Good
OXFT1073 | WHITELEAF CENTRE | ECT | OTOSCOPE | STANDARD | KEELER | Fully Comprehensive includes any repair costs | 2 | 2-Good
OHFT2874 | LUTHER STREET MEDICAL CENTRE | TREATMENT ROOM | OTOSCOPE | STANDARD | HEINE | Fully Comprehensive includes any repair costs | 3 | 3-Average
OHFT2879 | LUTHER STREET MEDICAL CENTRE | TREATMENT ROOM | OTOSCOPE | STANDARD | HEINE | Fully Comprehensive includes any repair costs | 3 | 3-Average
OHFT2882 | LUTHER STREET MEDICAL CENTRE | TREATMENT ROOM | OTOSCOPE | STANDARD | HEINE | Fully Comprehensive includes any repair costs | 3 | 3-Average
OXFT4448 | LITTLEMORE MENTAL HEALTH CENTRE | KINGFISHER WARD | OTOSCOPE | MACROVIEW | WELCH ALLYN | Fully Comprehensive includes any repair costs | 0 | 1-Excellent | 2020
OXFT4449 | LITTLEMORE MENTAL HEALTH CENTRE | KESTREL WARD | OTOSCOPE | MACROVIEW | WELCH ALLYN | Fully Comprehensive includes any repair costs | 0 | 1-Excellent | 2020
OXFT3282 | WITNEY COMMUNITY HOSPITAL | MINOR INJURIES UNIT | OTOSCOPE | OTOSCOPE | WELCH ALLYN | Fully Comprehensive includes any repair costs | 2 | 2-Good
OXFT3284 | WITNEY COMMUNITY HOSPITAL | MINOR INJURIES UNIT | OTOSCOPE | OTOSCOPE | WELCH ALLYN | Fully Comprehensive includes any repair costs | 2 | 2-Good
OXFT3354 | FULBROOK CENTRE | SANDFORD WARD | OTOSCOPE | OTOSCOPE | WELCH ALLYN | Fully Comprehensive includes any repair costs | 2 | 2-Good
OHFT42326 | BICESTER COMMUNITY HOSPITAL | FIRST AID UNIT | OTOSCOPE | STANDARD | YNR INSTRUMENTS | Fully Comprehensive includes any repair costs | 3 | 3-Average
OHFT40499 | DIDCOT COMMUNITY HOSPITAL | DIDCOT WARD | OTOSCOPE | REDDYLITE | GVR PRODUCTS LTD | Fully Comprehensive includes any repair costs | 3 | 3-Average
OHFT41158 | JERICHO HEALTH CENTRE | DISTRICT NURSES | OTOSCOPE | REDDYLITE | GVR PRODUCTS LTD | Fully Comprehensive includes any repair costs | 3 | 3-Average
OHFT3073 | BURY KNOWLE HEALTH CENTRE | DISTRICT NURSES | OTOSCOPE | OTOSCOPE | WELCH ALLYN | Fully Comprehensive includes any repair costs | 3 | 3-Average
OXFT6152 | LITTLEMORE MENTAL HEALTH CENTRE | GLYME WARD | OTOSCOPE | OTOSCOPE | WELCH ALLYN | Fully Comprehensive includes any repair costs | 2 | 2-Good
OXFT6242 | THE FIENNES CENTRE | OUT OF HOURS CLINIC | OTOSCOPE | OTOSCOPE | WELCH ALLYN | Fully Comprehensive includes any repair costs | 2 | 2-Good
OXFT6246 | THE FIENNES CENTRE | OUT OF HOURS CLINIC | OTOSCOPE | OTOSCOPE | WELCH ALLYN | Fully Comprehensive includes any repair costs | 2 | 2-Good
OXFT3274 | EAST OXFORD HEALTH CENTRE | OUT OF HOURS CLINIC | OTOSCOPE | OTOSCOPE | WELCH ALLYN | Fully Comprehensive includes any repair costs | 2 | 2-Good
OXFT3276 | EAST OXFORD HEALTH CENTRE | OUT OF HOURS CLINIC | OTOSCOPE | OTOSCOPE | WELCH ALLYN | Fully Comprehensive includes any repair costs | 2 | 2-Good
OHFT0950 | WANTAGE HEALTH CENTRE | DISTRICT NURSES | OTOSCOPE | STD | KEELER | Fully Comprehensive includes any repair costs | 3 | 3-Average
OHFT45563 | ABINGDON COMMUNITY HOSPITAL | MINOR INJURIES UNIT | OTOSCOPE | NOT KNOWN | KEELER | Fully Comprehensive includes any repair costs | 3 | 3-Average
OXFT0601 | WITNEY COMMUNITY HOSPITAL | MINOR INJURIES UNIT | OTOSCOPE | 901026 | WELCH ALLYN | Fully Comprehensive includes any repair costs | 3 | 2-Good | 2020
OXFT0091 | FULBROOK CENTRE | CHERWELL WARD | OTOSCOPE | 901026 | WELCH ALLYN | Fully Comprehensive includes any repair costs | 1 | 2-Good
OXFT3486 | ABINGDON COMMUNITY HOSPITAL | EMU | OTOSCOPE | 901026 | WELCH ALLYN | Fully Comprehensive includes any repair costs | 1 | 2-Good | 2020
OXFT3546 | WARNEFORD HOSPITAL | PHYSICAL HEALTH-SERIOUS MENTAL ILLNESS | OTOSCOPE | 901026 | WELCH ALLYN | ASSET ONLY NO SERVICING REQUIRED | 1 | 2-Good | 2020
OXFT6227 | WARNEFORD HOSPITAL | ALLEN WARD | OTOSCOPE | STD | KEELER | Fully Comprehensive includes any repair costs | 2 | 2-Good
OHFT42009 | THE FIENNES CENTRE | OUT OF HOURS CLINIC | OTOSCOPE | STD | KEELER | Fully Comprehensive includes any repair costs | 3 | 3-Average
OHFT43432 | TOWNLANDS COMMUNITY HOSPITAL | MINOR INJURIES UNIT | OTOSCOPE | STD | KEELER | Fully Comprehensive includes any repair costs | 3 | 3-Average
OHFT41176 | WARNEFORD HOSPITAL | WINTLE WARD | OTOSCOPE | STD | KEELER | Fully Comprehensive includes any repair costs | 3 | 3-Average
OXFT6196 | TOWNLANDS COMMUNITY HOSPITAL | RAPID ACCESS CARE UNIT (RACU) | OTOSCOPE | STD | KEELER | Fully Comprehensive includes any repair costs | 2 | 2-Good
OHFT3652 | WARNEFORD HOSPITAL | CLINICAL RESEARCH | OTOSCOPE | STD | KEELER | Fully Comprehensive includes any repair costs | 3 | 3-Average
OHFT1382 | WALLINGFORD COMMUNITY HOSPITAL | ST LEONARDS WARD | OTOSCOPE | STANDARD | KEELER | Fully Comprehensive includes any repair costs | 2 | 2-Good
OHFT44824 | ABINGDON COMMUNITY HOSPITAL | MINOR INJURIES UNIT | OTOSCOPE | STD | KEELER | Fully Comprehensive includes any repair costs | 3 | 3-Average
OHFT44825 | ABINGDON COMMUNITY HOSPITAL | MINOR INJURIES UNIT | OTOSCOPE | STD | KEELER | Fully Comprehensive includes any repair costs | 3 | 3-Average
OHFT44587 | MURRAY HOUSE | JERICHO-DISTRICT NURSES | OTOSCOPE | STD | KEELER | Fully Comprehensive includes any repair costs | 3 | 3-Average
OHFT3890 | CHIPPING NORTON COMMUNITY HOSPITAL | OUTPATIENTS DEPT | OTOSCOPE | STD | KEELER | Fully Comprehensive includes any repair costs | 3 | 3-Average
OHFT40083 | JERICHO HEALTH CENTRE | DISTRICT NURSES | OTOSCOPE | STD | KEELER | Fully Comprehensive includes any repair costs | 3 | 3-Average
OHFT44703 | WANTAGE HEALTH CENTRE | HEALTH VISITORS | PUMP-BREAST | LACTALINE PERSONAL | AMEDA | PLANNED PREVENTATIVE (REGULAR SERVICING) | 3 | 3-Average
OXFT1188 | WINDRUSH HOUSE-WITNEY | HEALTH VISITORS | PUMP-BREAST | LACTALINE PERSONAL | AMEDA | PLANNED PREVENTATIVE (REGULAR SERVICING) | 2 | 2-Good
OHFT0573 | AMBROSDEN SURGERY | HEALTH VISITORS | PUMP-BREAST | CALYPSO | ARDO MEDICAL LIMITED | PLANNED PREVENTATIVE (REGULAR SERVICING) | 3 | 3-Average
OHFT164079 | CHIPPING NORTON COMMUNITY HOSPITAL | HEALTH VISITORS | PUMP-BREAST | CALYPSO | ARDO MEDICAL LIMITED | PLANNED PREVENTATIVE (REGULAR SERVICING) | 3 | 3-Average
OHFT46466 | AMBROSDEN SURGERY | HEALTH VISITORS | PUMP-BREAST | CALYPSO | ARDO MEDICAL LIMITED | PLANNED PREVENTATIVE (REGULAR SERVICING) | 3 | 3-Average
OHFT0947 | WANTAGE HEALTH CENTRE | HEALTH VISITORS | PUMP-BREAST | CALYPSO | ARDO MEDICAL LIMITED | PLANNED PREVENTATIVE (REGULAR SERVICING) | 3 | 3-Average
OXFT2066 | AMBROSDEN SURGERY | HEALTH VISITORS | PUMP-BREAST | CALYPSO | ARDO MEDICAL LIMITED | PLANNED PREVENTATIVE (REGULAR SERVICING) | 3 | 2-Good
OHFT42292 | WANTAGE HEALTH CENTRE | HEALTH VISITORS | PUMP-BREAST | COMPACT | ARDO MEDICAL LIMITED | PLANNED PREVENTATIVE (REGULAR SERVICING) | 3 | 3-Average
OHFT42291 | WANTAGE HEALTH CENTRE | HEALTH VISITORS | PUMP-BREAST | COMPACT | ARDO MEDICAL LIMITED | PLANNED PREVENTATIVE (REGULAR SERVICING) | 3 | 3-Average
OXFT1412 | WINDRUSH HOUSE-WITNEY | HEALTH VISITORS | PUMP-BREAST | CALYPSO | ARDO MEDICAL LIMITED | PLANNED PREVENTATIVE (REGULAR SERVICING) | 4 | 2-Good
OHFT2282 | NORTHWAY COMMUNITY CENTRE | HEALTH VISITORS | PUMP-BREAST | CALYPSO | ARDO MEDICAL LIMITED | PLANNED PREVENTATIVE (REGULAR SERVICING) | 3 | 3-Average
OXFT0624 | MALTHOUSE SURGERY | HEALTH VISITORS | PUMP-BREAST | CALYPSO | ARDO MEDICAL LIMITED | PLANNED PREVENTATIVE (REGULAR SERVICING) | 3 | 2-Good
OXFT0625 | MALTHOUSE SURGERY | HEALTH VISITORS | PUMP-BREAST | CALYPSO | ARDO MEDICAL LIMITED | PLANNED PREVENTATIVE (REGULAR SERVICING) | 3 | 2-Good
OXFT0626 | MALTHOUSE SURGERY | HEALTH VISITORS | PUMP-BREAST | CALYPSO | ARDO MEDICAL LIMITED | PLANNED PREVENTATIVE (REGULAR SERVICING) | 3 | 2-Good
OXFT2065 | AMBROSDEN SURGERY | HEALTH VISITORS | PUMP-BREAST | CALYPSO | ARDO MEDICAL LIMITED | PLANNED PREVENTATIVE (REGULAR SERVICING) | 3 | 2-Good
OXFT1246 | WANTAGE HEALTH CENTRE | HEALTH VISITORS | PUMP-BREAST | CALYPSO | ARDO MEDICAL LIMITED | PLANNED PREVENTATIVE (REGULAR SERVICING) | 2 | 2-Good
OXFT2067 | AMBROSDEN SURGERY | HEALTH VISITORS | PUMP-BREAST | CALYPSO | ARDO MEDICAL LIMITED | PLANNED PREVENTATIVE (REGULAR SERVICING) | 3 | 2-Good
OXFT1408 | WINDRUSH HOUSE-WITNEY | HEALTH VISITORS | PUMP-BREAST | CALYPSO | ARDO MEDICAL LIMITED | PLANNED PREVENTATIVE (REGULAR SERVICING) | 4 | 2-Good
OXFT1409 | WINDRUSH HOUSE-WITNEY | HEALTH VISITORS | PUMP-BREAST | CALYPSO | ARDO MEDICAL LIMITED | PLANNED PREVENTATIVE (REGULAR SERVICING) | 4 | 2-Good
OXFT1410 | WINDRUSH HOUSE-WITNEY | HEALTH VISITORS | PUMP-BREAST | CALYPSO | ARDO MEDICAL LIMITED | PLANNED PREVENTATIVE (REGULAR SERVICING) | 4 | 2-Good
OXFT1411 | WINDRUSH HOUSE-WITNEY | HEALTH VISITORS | PUMP-BREAST | CALYPSO | ARDO MEDICAL LIMITED | PLANNED PREVENTATIVE (REGULAR SERVICING) | 4 | 2-Good
OHFT1627 | NORTHWAY COMMUNITY CENTRE | HEALTH VISITORS | PUMP-BREAST | CALYPSO | ARDO MEDICAL LIMITED | PLANNED PREVENTATIVE (REGULAR SERVICING) | 3 | 3-Average
OHFT1625 | NORTHWAY COMMUNITY CENTRE | HEALTH VISITORS | PUMP-BREAST | CALYPSO | ARDO MEDICAL LIMITED | PLANNED PREVENTATIVE (REGULAR SERVICING) | 3 | 3-Average
1413 | WINDRUSH HOUSE-WITNEY | HEALTH VISITORS | PUMP-BREAST | CALYPSO | ARDO MEDICAL LIMITED | PLANNED PREVENTATIVE (REGULAR SERVICING) | 4 | 2-Good
OXFT1048 | TOWNLANDS COMMUNITY HOSPITAL | HEALTH VISITORS | PUMP-BREAST | CALYPSO | ARDO MEDICAL LIMITED | PLANNED PREVENTATIVE (REGULAR SERVICING) | 1 | 2-Good
OXFT1049 | TOWNLANDS COMMUNITY HOSPITAL | HEALTH VISITORS | PUMP-BREAST | CALYPSO | ARDO MEDICAL LIMITED | PLANNED PREVENTATIVE (REGULAR SERVICING) | 1 | 2-Good
OXFT1187 | WINDRUSH HOUSE-WITNEY | HEALTH VISITORS | PUMP-BREAST | CALYPSO | ARDO MEDICAL LIMITED | PLANNED PREVENTATIVE (REGULAR SERVICING) | 2 | 2-Good
OHFT2994 | WINDRUSH HOUSE-WITNEY | UCR-URGENT COMMUNITY RESPONSE | BATTERY CHARGER | POWERCHARGER | ZOLL MEDICAL | PLANNED PREVENTATIVE (REGULAR SERVICING) | 11 | 4-Poor | 2014
OHFT3722 | WINDRUSH HOUSE-WITNEY | CARE HOME SUPPORT SERVICE | ECG MACHINE | MAC 1200 | GE HEALTHCARE | Fully Comprehensive includes any repair costs | 21 | 4-Poor | 2004
OHFT3638 | WINDRUSH HOUSE-WITNEY | CARE HOME SUPPORT SERVICE | ECG MACHINE | MAC 1200 | GE HEALTHCARE | Fully Comprehensive includes any repair costs | 21 | 4-Poor | 2004
OHFT3636 | WINDRUSH HOUSE-WITNEY | CARE HOME SUPPORT SERVICE | ECG MACHINE | MAC 1200 | GE HEALTHCARE | Fully Comprehensive includes any repair costs | 17 | 4-Poor | 2008
OHFT3637 | WINDRUSH HOUSE-WITNEY | CARE HOME SUPPORT SERVICE | ECG MACHINE | MAC 1200 | GE HEALTHCARE | Fully Comprehensive includes any repair costs | 17 | 4-Poor | 2008
OHFT2589 | WINDRUSH HOUSE-WITNEY | CARE HOME SUPPORT SERVICE | ECG MACHINE | MAC 1200 | GE HEALTHCARE | Fully Comprehensive includes any repair costs | 17 | 4-Poor | 2008
OHFT44676 | FULBROOK CENTRE | CHERWELL WARD | ECG MACHINE | ELI 280 | MORTARA | Fully Comprehensive includes any repair costs | 6 | 3-Average | 2019
OXFT1466 | WINDRUSH HOUSE-WITNEY | UCR-URGENT COMMUNITY RESPONSE | ECG MACHINE | CARDIOVIT FT-1 | SCHILLER | Fully Comprehensive includes any repair costs | 2 | 2-Good | 2022
OXFT1471 | WINDRUSH HOUSE-WITNEY | UCR-URGENT COMMUNITY RESPONSE | ECG MACHINE | CARDIOVIT FT-1 | SCHILLER | Fully Comprehensive includes any repair costs | 2 | 2-Good | 2022
OXFT1472 | WINDRUSH HOUSE-WITNEY | UCR-URGENT COMMUNITY RESPONSE | ECG MACHINE | CARDIOVIT FT-1 | SCHILLER | Fully Comprehensive includes any repair costs | 2 | 2-Good | 2022
OXFT1476 | WINDRUSH HOUSE-WITNEY | UCR-URGENT COMMUNITY RESPONSE | ECG MACHINE | CARDIOVIT FT-1 | SCHILLER | Fully Comprehensive includes any repair costs | 2 | 2-Good | 2022
OXFT1469 | WINDRUSH HOUSE-WITNEY | UCR-URGENT COMMUNITY RESPONSE | ECG MACHINE | CARDIOVIT FT-1 | SCHILLER | Fully Comprehensive includes any repair costs | 2 | 2-Good | 2022
OXFT1468 | WINDRUSH HOUSE-WITNEY | UCR-URGENT COMMUNITY RESPONSE | ECG MACHINE | CARDIOVIT FT-1 | SCHILLER | Fully Comprehensive includes any repair costs | 2 | 2-Good | 2022
OXFT1467 | WINDRUSH HOUSE-WITNEY | UCR-URGENT COMMUNITY RESPONSE | ECG MACHINE | CARDIOVIT FT-1 | SCHILLER | Fully Comprehensive includes any repair costs | 2 | 2-Good | 2022
OXFT1473 | WINDRUSH HOUSE-WITNEY | UCR-URGENT COMMUNITY RESPONSE | ECG MACHINE | CARDIOVIT FT-1 | SCHILLER | Fully Comprehensive includes any repair costs | 2 | 2-Good | 2022
OXFT1470 | WINDRUSH HOUSE-WITNEY | UCR-URGENT COMMUNITY RESPONSE | ECG MACHINE | CARDIOVIT FT-1 | SCHILLER | Fully Comprehensive includes any repair costs | 2 | 2-Good | 2022
OXFT1474 | WINDRUSH HOUSE-WITNEY | UCR-URGENT COMMUNITY RESPONSE | ECG MACHINE | CARDIOVIT FT-1 | SCHILLER | Fully Comprehensive includes any repair costs | 2 | 2-Good | 2022
OHFT1057 | ABINGDON COMMUNITY HOSPITAL | ABBEY WARD | ECG MACHINE | WAM | MORTARA | Fully Comprehensive includes any repair costs | 13 | 4-Poor | 2012
OHFT3733 | WINDRUSH HOUSE-WITNEY | CARE HOME SUPPORT SERVICE | ECG MACHINE | SERTAIN | CARDIOLINE | Fully Comprehensive includes any repair costs | 21 | 4-Poor | 2004
OHFT45020 | WHITELEAF CENTRE | RUBY WARD | ECG MACHINE | ELI 280 | HILLROM | Fully Comprehensive includes any repair costs | 3 | 2-Good | 2020
OXFT1434 | TOWNLANDS COMMUNITY HOSPITAL | MINOR INJURIES UNIT | ECG MACHINE | ELI 280 | HILLROM | Fully Comprehensive includes any repair costs | 3 | 2-Good | 2022
OXFT1465 | WINDRUSH HOUSE-WITNEY | UCR-URGENT COMMUNITY RESPONSE | ECG MACHINE | CARDIOVIT FT-1 | SCHILLER | Fully Comprehensive includes any repair costs | 2 | 2-Good | 2022
OXFT1475 | WINDRUSH HOUSE-WITNEY | UCR-URGENT COMMUNITY RESPONSE | ECG MACHINE | CARDIOVIT FT-1 | SCHILLER | Fully Comprehensive includes any repair costs | 2 | 2-Good | 2022
OHFT3731 | WINDRUSH HOUSE-WITNEY | CARE HOME SUPPORT SERVICE | ECG MACHINE | ELI 230 | MORTARA | Fully Comprehensive includes any repair costs | 13 | 4-Poor | 2012
OHFT3730 | WINDRUSH HOUSE-WITNEY | CARE HOME SUPPORT SERVICE | ECG MACHINE | ELI 230 | MORTARA | Fully Comprehensive includes any repair costs | 13 | 4-Poor | 2012
OHFT3415 | ORCHARD HEALTH CENTRE | COMMUNITY HEART FAILURE TEAM | ECG MACHINE | ELI 150 | MORTARA | Fully Comprehensive includes any repair costs | 3 | 3-Average
OHFT40021 | ORCHARD HEALTH CENTRE | COMMUNITY HEART FAILURE TEAM | ECG MACHINE | ELI 150 | MORTARA | Fully Comprehensive includes any repair costs | 11 | 4-Poor | 2014
OHFT41531 | WINDRUSH HOUSE-WITNEY | CARE HOME SUPPORT SERVICE | ECG MACHINE | ELI 150 | MORTARA | Fully Comprehensive includes any repair costs | 10 | 4-Poor | 2015
OHFT2229 | WARNEFORD HOSPITAL | TBC | ECG MACHINE | ELI 150 | MORTARA | Fully Comprehensive includes any repair costs | 12 | 4-Poor | 2013
OHFT40118 | WHITELEAF CENTRE | OPAL WARD | ECG MACHINE | ELI 230 | MORTARA | Fully Comprehensive includes any repair costs | 13 | 4-Poor | 2012
OHFT0854 | WITNEY COMMUNITY HOSPITAL | MINOR INJURIES UNIT | ECG MACHINE | ELI 230 | MORTARA | Fully Comprehensive includes any repair costs | 13 | 4-Poor | 2012
OXFT0621 | WARNEFORD HOSPITAL | PHYSICAL HEALTH LEADS | ECG MACHINE | ELI 230 | MORTARA | Fully Comprehensive includes any repair costs | 3 | 2-Good | 2021
OHFT45740 | THE SLADE BUILDING | JOHN SHARICH HOUSE | ECG MACHINE | ELI 230 | MORTARA | Fully Comprehensive includes any repair costs | 5 | 3-Average | 2020
OHFT3728 | WINDRUSH HOUSE-WITNEY | CARE HOME SUPPORT SERVICE | ECG MACHINE | ELI 230 | MORTARA | Fully Comprehensive includes any repair costs | 13 | 4-Poor | 2012
OHFT3732 | WINDRUSH HOUSE-WITNEY | CARE HOME SUPPORT SERVICE | ECG MACHINE | ELI 230 | MORTARA | Fully Comprehensive includes any repair costs | 13 | 4-Poor | 2012
OXFT0272 | TOWNLANDS COMMUNITY HOSPITAL | RAPID ACCESS CARE UNIT (RACU) | ECG MACHINE | ELI 230 | MORTARA | Fully Comprehensive includes any repair costs | 4 | 2-Good | 2021
OXFT2091 | UNIPART HOUSE | RESUSCITATION TEAM | ECG MACHINE | ELI 230 | MORTARA | Fully Comprehensive includes any repair costs | 13 | 4-Poor | 2012
OXFT1310 | TOWNLANDS COMMUNITY HOSPITAL | RAPID ACCESS CARE UNIT (RACU) | ECG MACHINE | ELI 230 | MORTARA | Fully Comprehensive includes any repair costs | 5 | 3-Average | 2019
OHFT3729 | WINDRUSH HOUSE-WITNEY | CARE HOME SUPPORT SERVICE | ECG MACHINE | ELI 230 | MORTARA | Fully Comprehensive includes any repair costs | 13 | 4-Poor | 2012
OHFT3727 | WINDRUSH HOUSE-WITNEY | CARE HOME SUPPORT SERVICE | ECG MACHINE | ELI 230 | MORTARA | Fully Comprehensive includes any repair costs | 13 | 4-Poor | 2012
OHFT1074 | ABINGDON COMMUNITY HOSPITAL | OUT OF HOURS CLINIC | ECG MACHINE | ELI 230 | MORTARA | Fully Comprehensive includes any repair costs | 13 | 4-Poor | 2012
OXFT0377 | ABINGDON COMMUNITY HOSPITAL | HOSPITAL AT HOME | ECG MACHINE | ELI 230 | MORTARA | Fully Comprehensive includes any repair costs | 2 | 2-Good | 2023
OXFT0440 | WHITELEAF CENTRE | DAY HOSPITAL | ECG MACHINE | ELI 230 | MORTARA | Fully Comprehensive includes any repair costs | 2 | 2-Good | 2023
OXFT1628 | WITNEY COMMUNITY HOSPITAL | EMU | ECG MACHINE | ELI 230 | MORTARA | Fully Comprehensive includes any repair costs | 2 | 2-Good | 2023
OHFT3272 | WITNEY COMMUNITY HOSPITAL | LINFOOT WARD | ECG MACHINE | ELI 230 | MORTARA | Fully Comprehensive includes any repair costs | 13 | 4-Poor | 2012
OXFT0622 | WARNEFORD HOSPITAL | PHYSICAL HEALTH LEADS | ECG MACHINE | ELI 230 | MORTARA | Fully Comprehensive includes any repair costs | 3 | 2-Good | 2022
OXFT0623 | WARNEFORD HOSPITAL | PHYSICAL HEALTH LEADS | ECG MACHINE | ELI 230 | MORTARA | Fully Comprehensive includes any repair costs | 3 | 2-Good | 2022
OXFT0024 | WHITELEAF CENTRE | DAY HOSPITAL | ECG MACHINE | ELI 230 | MORTARA | Fully Comprehensive includes any repair costs | 2 | 2-Good | 2023
OHFT46786 | ABINGDON COMMUNITY HOSPITAL | HOSPITAL AT HOME | ECG MACHINE | ELI 230 | MORTARA | Fully Comprehensive includes any repair costs | 3 | 2-Good | 2022
OXFT0074 | WINDRUSH HOUSE-WITNEY | FALLS PREVENTION SERVICE | ECG MACHINE | ELI 230 | MORTARA | Fully Comprehensive includes any repair costs | 2 | 2-Good | 2023
OXFT2870 | WARNEFORD HOSPITAL | PHYSICAL HEALTH LEADS | ECG MACHINE | ELI 230 | MORTARA | Fully Comprehensive includes any repair costs | 3 | 2-Good | 2022
OHFT46808 | TOWNLANDS COMMUNITY HOSPITAL | RAPID ACCESS CARE UNIT (RACU) | ECG MACHINE | ELI 230 | MORTARA | Fully Comprehensive includes any repair costs | 4 | 2-Good | 2021
OXFT0376 | ABINGDON COMMUNITY HOSPITAL | HOSPITAL AT HOME | ECG MACHINE | ELI 230 | MORTARA | Fully Comprehensive includes any repair costs | 2 | 2-Good | 2023
OXFT0116 | WARNEFORD HOSPITAL | CMHT OLDER ADULTS | ECG MACHINE | ELI 230 | MORTARA | Fully Comprehensive includes any repair costs | 2 | 2-Good | 2023
OXFT0117 | WARNEFORD HOSPITAL | CMHT OLDER ADULTS | ECG MACHINE | ELI 230 | MORTARA | Fully Comprehensive includes any repair costs | 2 | 2-Good | 2023
OXFT0126 | LITTLEMORE MENTAL HEALTH CENTRE | KINGFISHER WARD | ECG MACHINE | ELI 230 | MORTARA | Fully Comprehensive includes any repair costs | 1 | 2-Good | 2023
OXFT1629 | WITNEY COMMUNITY HOSPITAL | EMU | ECG MACHINE | ELI 230 | MORTARA | Fully Comprehensive includes any repair costs | 2 | 2-Good | 2023
118130624394 | RECTORY CENTRE | SKILL CENTRE | ECG MACHINE | ELI 230 | MORTARA | Fully Comprehensive includes any repair costs | 3 | 2-Good
OXFT0487 | ABINGDON COMMUNITY HOSPITAL | EMU | ECG MACHINE | ELI 230 | MORTARA | Fully Comprehensive includes any repair costs | 2 | 2-Good | 2023
OXFT0161 | WARNEFORD HOSPITAL | PHYSICAL HEALTH LEADS | ECG MACHINE | ELI 230 | MORTARA | Fully Comprehensive includes any repair costs | 1 | 2-Good | 2023
OXFT0162 | WARNEFORD HOSPITAL | PHYSICAL HEALTH LEADS | ECG MACHINE | ELI 230 | MORTARA | Fully Comprehensive includes any repair costs | 1 | 2-Good | 2023
OXFT0163 | WARNEFORD HOSPITAL | PHYSICAL HEALTH LEADS | ECG MACHINE | ELI 230 | MORTARA | Fully Comprehensive includes any repair costs | 1 | 2-Good | 2023
OXFT0075 | WINDRUSH HOUSE-WITNEY | FALLS PREVENTION SERVICE | ECG MACHINE | ELI 230 | MORTARA | Fully Comprehensive includes any repair costs | 2 | 2-Good | 2023
OXFT1043 | WALLINGFORD COMMUNITY HOSPITAL | ST LEONARDS WARD | ECG MACHINE | ELI 230 | MORTARA | Fully Comprehensive includes any repair costs | 2 | 2-Good | 2023
OXFT0115 | THE SLADE BUILDING | JOHN SHARICH HOUSE | ECG MACHINE | ELI 230 | MORTARA | Fully Comprehensive includes any repair costs | 2 | 2-Good | 2023
OXFT4591 | WITNEY COMMUNITY HOSPITAL | WENRISC WARD | ECG MACHINE | ELI 230 | MORTARA | Fully Comprehensive includes any repair costs | 0 | 1-Excellent | 2024
OXFT3794 | ABINGDON COMMUNITY HOSPITAL | OSRU | ECG MACHINE | ELI 230 | MORTARA | Fully Comprehensive includes any repair costs | 0 | 1-Excellent | 2024
OXFT3807 | WINDRUSH HOUSE-WITNEY | CARE HOME SUPPORT SERVICE | ECG MACHINE | ELI 230 | MORTARA | Fully Comprehensive includes any repair costs | 0 | 1-Excellent | 2024
OXFT0137 | AMERSHAM HEALTH CENTRE | CAMHS | ECG MACHINE | ELI 230 | MORTARA | Fully Comprehensive includes any repair costs | 1 | 2-Good | 2022
OXFT0159 | WARNEFORD HOSPITAL | PHYSICAL HEALTH LEADS | ECG MACHINE | ELI 230 | MORTARA | Fully Comprehensive includes any repair costs | 1 | 2-Good | 2023
OXFT0160 | WARNEFORD HOSPITAL | PHYSICAL HEALTH LEADS | ECG MACHINE | ELI 230 | MORTARA | Fully Comprehensive includes any repair costs | 1 | 2-Good | 2023
OXFT3808 | WINDRUSH HOUSE-WITNEY | CARE HOME SUPPORT SERVICE | ECG MACHINE | ELI 230 | MORTARA | Fully Comprehensive includes any repair costs | 0 | 1-Excellent | 2024
OXFT3820 | SUE NICHOLLS CENTRE | CAMHS AYLESBURY | ECG MACHINE | ELI 230 | MORTARA | Fully Comprehensive includes any repair costs | 0 | 1-Excellent | 2024
OHFT45018 | UNIPART HOUSE | LEARNING & DEVELOPMENT | ECG MACHINE | ELI 230 | MORTARA | Fully Comprehensive includes any repair costs | 1 | 2-Good
OXFT0164 | WARNEFORD HOSPITAL | PHYSICAL HEALTH LEADS | ECG MACHINE | ELI 230 | MORTARA | Fully Comprehensive includes any repair costs | 1 | 2-Good | 2023
OXFT0203 | SAFFRON HOUSE | CAMHS | ECG MACHINE | ELI 230 | MORTARA | Fully Comprehensive includes any repair costs | 1 | 2-Good | 2022
OXFT3765 | CMHT-OLDER ADULTS-NORTH & WEST OXFORDSHIRE | CMHT | ECG MACHINE | ELI 230 | MORTARA | Fully Comprehensive includes any repair costs | 2 | 2-Good | 2023
OHFT1056 | ABINGDON COMMUNITY HOSPITAL | ABBEY WARD | ECG MACHINE | ELI 230 | MORTARA | Fully Comprehensive includes any repair costs | 13 | 4-Poor | 2012
OHFT2467 | ABINGDON COMMUNITY HOSPITAL | EMU | ECG MACHINE | ELI 230 | MORTARA | Fully Comprehensive includes any repair costs | 2 | 2-Good | 2023
OHFT3589 | ABINGDON COMMUNITY HOSPITAL | MINOR INJURIES UNIT | ECG MACHINE | ELI 230 | MORTARA | Fully Comprehensive includes any repair costs | 13 | 4-Poor | 2012
OHFT1183 | ABINGDON COMMUNITY HOSPITAL | OSRU | ECG MACHINE | ELI 230 | MORTARA | Fully Comprehensive includes any repair costs | 13 | 4-Poor | 2012
OHFT3716 | BICESTER COMMUNITY HOSPITAL | BICESTER WARD | ECG MACHINE | ELI 230 | MORTARA | Fully Comprehensive includes any repair costs | 13 | 4-Poor | 2012
OHFT3924 | FULBROOK CENTRE | CITY COMMUNITY HOSPITAL | ECG MACHINE | ELI 230 | MORTARA | Fully Comprehensive includes any repair costs | 3 | 3-Average
OHFT3724 | WINDRUSH HOUSE-WITNEY | CARE HOME SUPPORT SERVICE | ECG MACHINE | ELI 250 | MORTARA | Fully Comprehensive includes any repair costs | 15 | 4-Poor | 2010
OHFT40293 | WITNEY COMMUNITY HOSPITAL | EMU | ECG MACHINE | ELI 250 | MORTARA | Fully Comprehensive includes any repair costs | 14 | 4-Poor | 2011
OHFT3470 | LITTLEMORE MENTAL HEALTH CENTRE | GLYME WARD | ECG MACHINE | ELI 250 | MORTARA | Fully Comprehensive includes any repair costs | 18 | 4-Poor | 2007
OHFT3207 | LITTLEMORE MENTAL HEALTH CENTRE | PHOENIX WARD | ECG MACHINE | ELI 250 | MORTARA | Fully Comprehensive includes any repair costs | 19 | 4-Poor | 2006
OHFT43177 | MARLBOROUGH HOUSE-SWINDON | CAMHS | ECG MACHINE | ELI 250 | MORTARA | Fully Comprehensive includes any repair costs | 7 | 4-Poor | 2018
OHFT44347 | WARNEFORD HOSPITAL | COTSWOLD HOUSE | ECG MACHINE | ELI 250 | MORTARA | Fully Comprehensive includes any repair costs | 6 | 3-Average | 2019
OHFT2544 | WITNEY COMMUNITY HOSPITAL | EMU | ECG MACHINE | ELI 250 | MORTARA | Fully Comprehensive includes any repair costs | 14 | 4-Poor | 2011
OHFT42345 | WARNEFORD HOSPITAL | WINTLE WARD | ECG MACHINE | ELI 250 | MORTARA | Fully Comprehensive includes any repair costs | 3 | 3-Average
OHFT3723 | WINDRUSH HOUSE-WITNEY | CARE HOME SUPPORT SERVICE | ECG MACHINE | ELI 250 | MORTARA | Fully Comprehensive includes any repair costs | 3 | 3-Average
OHFT3635 | WINDRUSH HOUSE-WITNEY | CARE HOME SUPPORT SERVICE | ECG MACHINE | ELI 250 | MORTARA | Fully Comprehensive includes any repair costs | 15 | 4-Poor | 2010
OHFT3726 | WINDRUSH HOUSE-WITNEY | CARE HOME SUPPORT SERVICE | ECG MACHINE | ELI 250 | MORTARA | Fully Comprehensive includes any repair costs | 15 | 4-Poor | 2010
OHFT3725 | WINDRUSH HOUSE-WITNEY | CARE HOME SUPPORT SERVICE | ECG MACHINE | ELI 250 | MORTARA | Fully Comprehensive includes any repair costs | 15 | 4-Poor | 2010
OHFT164286 | WARNEFORD HOSPITAL | ALLEN WARD | ECG MACHINE | ELI 280 | MORTARA | Fully Comprehensive includes any repair costs | 1 | 2-Good | 2024
OHFT164273 | WARNEFORD HOSPITAL | WINTLE WARD | ECG MACHINE | ELI 280 | MORTARA | Fully Comprehensive includes any repair costs | 4 | 4-Poor | 2021
OHFT45017 | WHITELEAF CENTRE | WOODLANDS MANOR HOUSE | ECG MACHINE | ELI 280 | MORTARA | Fully Comprehensive includes any repair costs | 5 | 4-Poor | 2020
OHFT0344 | ABINGDON COMMUNITY HOSPITAL | HOSPITAL AT HOME | ECG MACHINE | CP50 | WELCH ALLYN | Fully Comprehensive includes any repair costs | 16 | 4-Poor | 2009
OHFT3462 | LITTLEMORE MENTAL HEALTH CENTRE | KINGFISHER WARD | ECG MACHINE | ELI 250 | MORTARA | Fully Comprehensive includes any repair costs | 18 | 4-Poor | 2007
OXFT0174 | LITTLEMORE MENTAL HEALTH CENTRE | LAMBOURN HOUSE | ECG MACHINE | ELI 250 | MORTARA | Fully Comprehensive includes any repair costs | 19 | 4-Poor | 2006
OHFT45049 | WHITELEAF CENTRE | SAPPHIRE WARD | ECG MACHINE | ELI 280 | MORTARA | Fully Comprehensive includes any repair costs | 5 | 3-Average | 2020
OXFT2221 | DIDCOT COMMUNITY HOSPITAL | DIDCOT WARD | ECG MACHINE | ELI 280 | MORTARA | Fully Comprehensive includes any repair costs | 2 | 2-Good | 2023
OXFT1565 | WITNEY COMMUNITY HOSPITAL | OUTPATIENTS DEPT | ECG MACHINE | ELI 280 | MORTARA | Fully Comprehensive includes any repair costs | 2 | 2-Good | 2023
OHFT46614 | WARNEFORD HOSPITAL | CLINICAL RESEARCH | ECG MACHINE | ELI 280 | MORTARA | Fully Comprehensive includes any repair costs | 4 | 2-Good | 2021
OHFT45157 | THE FIENNES CENTRE | OUT OF HOURS CLINIC | ECG MACHINE | ELI 280 | MORTARA | Fully Comprehensive includes any repair costs | 5 | 3-Average | 2020
OHFT164283 | WALLINGFORD COMMUNITY HOSPITAL | ST LEONARDS WARD | ECG MACHINE | ELI 280 | MORTARA | Fully Comprehensive includes any repair costs | 4 | 2-Good | 2021
OXFT1042 | SAVERNAKE HOSPITAL | COTSWOLD HOUSE | ECG MACHINE | ELI 280 | MORTARA | Fully Comprehensive includes any repair costs | 2 | 2-Good | 2022
OXFT1063 | MARLBOROUGH HOUSE-SWINDON | INPATIENT DEPARTMENT | ECG MACHINE | ELI 280 | MORTARA | Fully Comprehensive includes any repair costs | 1 | 2-Good | 2023
OXFT0092 | WARNEFORD HOSPITAL | MEADOW UNIT | ECG MACHINE | ELI 280 | MORTARA | Fully Comprehensive includes any repair costs | 1 | 2-Good | 2023
OXFT1173 | WARNEFORD HOSPITAL | HIGHFIELD UNIT | ECG MACHINE | ELI 280 | MORTARA | Fully Comprehensive includes any repair costs | 1 | 2-Good | 2023
OHFT40767 | WHITELEAF CENTRE | AMBER WARD | ECG MACHINE | ELI 280 | MORTARA | Fully Comprehensive includes any repair costs | 9 | 4-Poor | 2016
OHFT46487 | WITNEY COMMUNITY HOSPITAL | WENRISC WARD | ECG MACHINE | ELI 280 | MORTARA | Fully Comprehensive includes any repair costs | 4 | 2-Good | 2021
OXFT1194 | WARNEFORD HOSPITAL | ECT | ECG MACHINE | ELI 280 | MORTARA | Fully Comprehensive includes any repair costs | 1 | 2-Good | 2024
OXFT4593 | WITNEY COMMUNITY HOSPITAL | LINFOOT WARD | ECG MACHINE | ELI 280 | MORTARA | Fully Comprehensive includes any repair costs | 0 | 1-Excellent | 2024
OXFT3819 | WARNEFORD HOSPITAL | CLINICAL RESEARCH | ECG MACHINE | ELI 280 | MORTARA | Fully Comprehensive includes any repair costs | 0 | 1-Excellent | 2025
OXFT3925 | LITTLEMORE MENTAL HEALTH CENTRE | KENNET WARD | ECG MACHINE | ELI 280 | MORTARA | Fully Comprehensive includes any repair costs | 0 | 1-Excellent | 2024
OXFT1644 | BICESTER COMMUNITY HOSPITAL | FIRST AID UNIT | ECG MACHINE | ELI 280 | MORTARA | Fully Comprehensive includes any repair costs | 3 | 2-Good | 2022
OXFT0037 | EAST OXFORD HEALTH CENTRE | OUT OF HOURS CLINIC | ECG MACHINE | ELI 280 | MORTARA | Fully Comprehensive includes any repair costs | 3 | 2-Good | 2022
OHFT46630 | FULBROOK CENTRE | CITY COMMUNITY HOSPITAL | ECG MACHINE | ELI 280 | MORTARA | Fully Comprehensive includes any repair costs | 4 | 2-Good | 2021
OHFT46661 | LITTLEMORE MENTAL HEALTH CENTRE | PHOENIX WARD | ECG MACHINE | ELI 280 | MORTARA | Fully Comprehensive includes any repair costs | 4 | 2-Good | 2021
OHFT45736 | LUTHER STREET MEDICAL CENTRE | TREATMENT ROOM | ECG MACHINE | ELI 280 | MORTARA | Fully Comprehensive includes any repair costs | 5 | 3-Average | 2020
OHFT43836 | MARLBOROUGH HOUSE-MILTON KEYNES | WATLING WARD | ECG MACHINE | ELI 280 | MORTARA | Fully Comprehensive includes any repair costs | 7 | 4-Poor | 2018
OXFT0271 | WITNEY COMMUNITY HOSPITAL | MINOR INJURIES UNIT | ECG MACHINE | ELI 280 | MORTARA | Fully Comprehensive includes any repair costs | 3 | 2-Good | 2022
OXFT0154 | WARNEFORD HOSPITAL | PHYSICAL HEALTH LEADS | ECG MACHINE | ELI 280 | MORTARA | Fully Comprehensive includes any repair costs | 1 | 2-Good | 2024
OHFT3129 | BICESTER COMMUNITY HOSPITAL | FIRST AID UNIT | SUCTION REGULATOR | DIAMOND HV | THERAPY EQUIPMENT | PLANNED PREVENTATIVE (REGULAR SERVICING) | 3 | 3-Average
OHFT3130 | BICESTER COMMUNITY HOSPITAL | FIRST AID UNIT | SUCTION REGULATOR | DIAMOND HV | THERAPY EQUIPMENT | PLANNED PREVENTATIVE (REGULAR SERVICING) | 3 | 3-Average
OHFT3133 | BICESTER COMMUNITY HOSPITAL | FIRST AID UNIT | SUCTION REGULATOR | DIAMOND HV | THERAPY EQUIPMENT | PLANNED PREVENTATIVE (REGULAR SERVICING) | 3 | 3-Average
OHFT3126 | BICESTER COMMUNITY HOSPITAL | BICESTER WARD | SUCTION REGULATOR | DIAMOND HV | THERAPY EQUIPMENT | PLANNED PREVENTATIVE (REGULAR SERVICING) | 3 | 3-Average
OHFT3127 | BICESTER COMMUNITY HOSPITAL | BICESTER WARD | SUCTION REGULATOR | DIAMOND HV | THERAPY EQUIPMENT | PLANNED PREVENTATIVE (REGULAR SERVICING) | 3 | 3-Average
OHFT3128 | BICESTER COMMUNITY HOSPITAL | BICESTER WARD | SUCTION REGULATOR | DIAMOND HV | THERAPY EQUIPMENT | PLANNED PREVENTATIVE (REGULAR SERVICING) | 3 | 3-Average
OHFT47162 | NORTHWAY COMMUNITY CENTRE | COMMUNITY CHILDRENS NURSING TEAM | SUCTION REGULATOR | SUCTION | DRIVE DEVILBISS | PLANNED PREVENTATIVE (REGULAR SERVICING) | 3 | 3-Average
OHFT47163 | NORTHWAY COMMUNITY CENTRE | COMMUNITY CHILDRENS NURSING TEAM | SUCTION REGULATOR | SUCTION | DRIVE DEVILBISS | PLANNED PREVENTATIVE (REGULAR SERVICING) | 3 | 3-Average
OHFT47164 | NORTHWAY COMMUNITY CENTRE | COMMUNITY CHILDRENS NURSING TEAM | SUCTION REGULATOR | SUCTION | DRIVE DEVILBISS | PLANNED PREVENTATIVE (REGULAR SERVICING) | 3 | 3-Average
OHFT47165 | NORTHWAY COMMUNITY CENTRE | COMMUNITY CHILDRENS NURSING TEAM | SUCTION REGULATOR | SUCTION | DRIVE DEVILBISS | PLANNED PREVENTATIVE (REGULAR SERVICING) | 3 | 3-Average
OHFT47167 | NORTHWAY COMMUNITY CENTRE | COMMUNITY CHILDRENS NURSING TEAM | SUCTION REGULATOR | SUCTION | DRIVE DEVILBISS | PLANNED PREVENTATIVE (REGULAR SERVICING) | 3 | 3-Average
OHFT3134 | BICESTER COMMUNITY HOSPITAL | BICESTER WARD | SUCTION REGULATOR | DIAMOND HV | THERAPY EQUIPMENT | PLANNED PREVENTATIVE (REGULAR SERVICING) | 3 | 3-Average
OHFT3136 | BICESTER COMMUNITY HOSPITAL | BICESTER WARD | SUCTION REGULATOR | DIAMOND HV | THERAPY EQUIPMENT | PLANNED PREVENTATIVE (REGULAR SERVICING) | 3 | 3-Average
OHFT3137 | BICESTER COMMUNITY HOSPITAL | BICESTER WARD | SUCTION REGULATOR | DIAMOND HV | THERAPY EQUIPMENT | PLANNED PREVENTATIVE (REGULAR SERVICING) | 3 | 3-Average
OHFT3138 | BICESTER COMMUNITY HOSPITAL | BICESTER WARD | SUCTION REGULATOR | DIAMOND HV | THERAPY EQUIPMENT | PLANNED PREVENTATIVE (REGULAR SERVICING) | 3 | 3-Average
OHFT3140 | BICESTER COMMUNITY HOSPITAL | BICESTER WARD | SUCTION REGULATOR | DIAMOND HV | THERAPY EQUIPMENT | PLANNED PREVENTATIVE (REGULAR SERVICING) | 3 | 3-Average
OHFT47160 | NORTHWAY COMMUNITY CENTRE | COMMUNITY CHILDRENS NURSING TEAM | SUCTION REGULATOR | SUCTION | DRIVE DEVILBISS | PLANNED PREVENTATIVE (REGULAR SERVICING) | 3 | 3-Average
OHFT43871 | TOWNLANDS COMMUNITY HOSPITAL | RAPID ACCESS CARE UNIT (RACU) | SUCTION REGULATOR | DIAMOND HV | THERAPY EQUIPMENT | PLANNED PREVENTATIVE (REGULAR SERVICING) | 3 | 3-Average
OHFT43866 | TOWNLANDS COMMUNITY HOSPITAL | RAPID ACCESS CARE UNIT (RACU) | SUCTION REGULATOR | DIAMOND HV | THERAPY EQUIPMENT | PLANNED PREVENTATIVE (REGULAR SERVICING) | 3 | 3-Average
OHFT43873 | TOWNLANDS COMMUNITY HOSPITAL | RAPID ACCESS CARE UNIT (RACU) | SUCTION REGULATOR | DIAMOND HV | THERAPY EQUIPMENT | PLANNED PREVENTATIVE (REGULAR SERVICING) | 3 | 3-Average
OHFT43869 | TOWNLANDS COMMUNITY HOSPITAL | RAPID ACCESS CARE UNIT (RACU) | SUCTION REGULATOR | DIAMOND HV | THERAPY EQUIPMENT | PLANNED PREVENTATIVE (REGULAR SERVICING) | 3 | 3-Average
OHFT44091 | TOWNLANDS COMMUNITY HOSPITAL | MINOR INJURIES UNIT | SUCTION REGULATOR | DIAMOND HV | THERAPY EQUIPMENT | PLANNED PREVENTATIVE (REGULAR SERVICING) | 3 | 3-Average
OHFT3132 | BICESTER COMMUNITY HOSPITAL | BICESTER WARD | SUCTION REGULATOR | DIAMOND HV | THERAPY EQUIPMENT | PLANNED PREVENTATIVE (REGULAR SERVICING) | 3 | 3-Average
OHFT44095 | TOWNLANDS COMMUNITY HOSPITAL | MINOR INJURIES UNIT | SUCTION REGULATOR | DIAMOND HV | THERAPY EQUIPMENT | PLANNED PREVENTATIVE (REGULAR SERVICING) | 3 | 3-Average
OHFT44089 | TOWNLANDS COMMUNITY HOSPITAL | MINOR INJURIES UNIT | SUCTION REGULATOR | DIAMOND HV | THERAPY EQUIPMENT | PLANNED PREVENTATIVE (REGULAR SERVICING) | 3 | 3-Average
OHFT44093 | TOWNLANDS COMMUNITY HOSPITAL | MINOR INJURIES UNIT | SUCTION REGULATOR | DIAMOND HV | THERAPY EQUIPMENT | PLANNED PREVENTATIVE (REGULAR SERVICING) | 3 | 3-Average
OHFT44087 | TOWNLANDS COMMUNITY HOSPITAL | MINOR INJURIES UNIT | SUCTION REGULATOR | DIAMOND HV | THERAPY EQUIPMENT | PLANNED PREVENTATIVE (REGULAR SERVICING) | 3 | 3-Average
OHFT44097 | TOWNLANDS COMMUNITY HOSPITAL | MINOR INJURIES UNIT | SUCTION REGULATOR | DIAMOND HV | THERAPY EQUIPMENT | PLANNED PREVENTATIVE (REGULAR SERVICING) | 3 | 3-Average
OHFT43867 | TOWNLANDS COMMUNITY HOSPITAL | RAPID ACCESS CARE UNIT (RACU) | SUCTION REGULATOR | DIAMOND HV | THERAPY EQUIPMENT | PLANNED PREVENTATIVE (REGULAR SERVICING) | 3 | 3-Average
OHFT43000 | FULBROOK CENTRE | CITY COMMUNITY HOSPITAL | NEBULISER | MEDIX | HS CLEMENT CLARKE | Fully Comprehensive includes any repair costs | 3 | 3-Average
OHFT41838 | BICESTER COMMUNITY HOSPITAL | DELEGATED HEALTHCARE NURSE TRAINERS | NEBULISER | MEDIX | HS CLEMENT CLARKE | ASSET ONLY NO SERVICING REQUIRED | 3 | 3-Average
OHFT0730 | WITNEY COMMUNITY HOSPITAL | WENRISC WARD | NEBULISER | MEDIX | HS CLEMENT CLARKE | Fully Comprehensive includes any repair costs | 3 | 3-Average
OHFT164281 | WARNEFORD HOSPITAL | ECT | FLOWMETER-O2-SINGLE | SINGLE | THERAPY EQUIPMENT | PLANNED PREVENTATIVE (REGULAR SERVICING) | 3 | 3-Average
OHFT45082 | WHITELEAF CENTRE | ECT | FLOWMETER-O2-SINGLE | SINGLE | THERAPY EQUIPMENT | PLANNED PREVENTATIVE (REGULAR SERVICING) | 3 | 2-Good
OHFT45081 | WHITELEAF CENTRE | ECT | FLOWMETER-O2-SINGLE | SINGLE | THERAPY EQUIPMENT | PLANNED PREVENTATIVE (REGULAR SERVICING) | 3 | 2-Good
OHFT44759 | WHITELEAF CENTRE | ECT | FLOWMETER-O2-SINGLE | SINGLE | THERAPY EQUIPMENT | PLANNED PREVENTATIVE (REGULAR SERVICING) | 3 | 2-Good
OXFT1070 | WHITELEAF CENTRE | ECT | FLOWMETER-O2-SINGLE | SINGLE | THERAPY EQUIPMENT | PLANNED PREVENTATIVE (REGULAR SERVICING) | 2 | 2-Good
OXFT1071 | WHITELEAF CENTRE | ECT | FLOWMETER-O2-SINGLE | SINGLE | THERAPY EQUIPMENT | PLANNED PREVENTATIVE (REGULAR SERVICING) | 2 | 2-Good
OHFT44090 | TOWNLANDS COMMUNITY HOSPITAL | MINOR INJURIES UNIT | FLOWMETER-O2-SINGLE | DIAMOND RANGE | THERAPY EQUIPMENT | PLANNED PREVENTATIVE (REGULAR SERVICING) | 3 | 3-Average
OHFT44092 | TOWNLANDS COMMUNITY HOSPITAL | MINOR INJURIES UNIT | FLOWMETER-O2-SINGLE | DIAMOND RANGE | THERAPY EQUIPMENT | PLANNED PREVENTATIVE (REGULAR SERVICING) | 3 | 3-Average
OHFT44096 | TOWNLANDS COMMUNITY HOSPITAL | MINOR INJURIES UNIT | FLOWMETER-O2-SINGLE | DIAMOND RANGE | THERAPY EQUIPMENT | PLANNED PREVENTATIVE (REGULAR SERVICING) | 3 | 3-Average
OHFT44094 | TOWNLANDS COMMUNITY HOSPITAL | MINOR INJURIES UNIT | FLOWMETER-O2-SINGLE | DIAMOND RANGE | THERAPY EQUIPMENT | PLANNED PREVENTATIVE (REGULAR SERVICING) | 3 | 3-Average
OHFT43883 | TOWNLANDS COMMUNITY HOSPITAL | RAPID ACCESS CARE UNIT (RACU) | FLOWMETER-O2-SINGLE | DIAMOND RANGE | THERAPY EQUIPMENT | PLANNED PREVENTATIVE (REGULAR SERVICING) | 1 | 2-Good
OHFT45088 | WARNEFORD HOSPITAL | ECT | FLOWMETER-O2-SINGLE | DIAMOND RANGE | THERAPY EQUIPMENT | PLANNED PREVENTATIVE (REGULAR SERVICING) | 3 | 2-Good
OHFT45248 | WARNEFORD HOSPITAL | ECT | FLOWMETER-O2-SINGLE | DIAMOND RANGE | THERAPY EQUIPMENT | PLANNED PREVENTATIVE (REGULAR SERVICING) | 3 | 2-Good
OHFT1491 | EAST OXFORD HEALTH CENTRE | DENTAL CLINIC | FLOWMETER-O2-SINGLE | DIAMOND RANGE | THERAPY EQUIPMENT | PLANNED PREVENTATIVE (REGULAR SERVICING) | 3 | 2-Good
OHFT43889 | TOWNLANDS COMMUNITY HOSPITAL | RAPID ACCESS CARE UNIT (RACU) | FLOWMETER-O2-SINGLE | DIAMOND SINGLE | THERAPY EQUIPMENT | PLANNED PREVENTATIVE (REGULAR SERVICING) | 2 | 2-Good
OHFT45250 | WARNEFORD HOSPITAL | ECT | FLOWMETER-O2-SINGLE | DIMOND RANGE | THERAPY EQUIPMENT | PLANNED PREVENTATIVE (REGULAR SERVICING) | 3 | 2-Good
OHFT3148 | BICESTER COMMUNITY HOSPITAL | FIRST AID UNIT | FLOWMETER-O2-SINGLE | DIAMOND RANGE | THERAPY EQUIPMENT | PLANNED PREVENTATIVE (REGULAR SERVICING) | 3 | 3-Average
OHFT3153 | BICESTER COMMUNITY HOSPITAL | FIRST AID UNIT | FLOWMETER-O2-SINGLE | DIAMOND RANGE | THERAPY EQUIPMENT | PLANNED PREVENTATIVE (REGULAR SERVICING) | 3 | 3-Average
OHFT44893 | WARNEFORD HOSPITAL | ECT | FLOWMETER-O2-SINGLE | DIAMOND RANGE | THERAPY EQUIPMENT | PLANNED PREVENTATIVE (REGULAR SERVICING) | 3 | 3-Average
OHFT44086 | TOWNLANDS COMMUNITY HOSPITAL | MINOR INJURIES UNIT | FLOWMETER-O2-SINGLE | DIAMOND RANGE | THERAPY EQUIPMENT | PLANNED PREVENTATIVE (REGULAR SERVICING) | 3 | 3-Average
OXFT1444 | WITNEY COMMUNITY HOSPITAL | LINFOOT WARD | PRINTER | PR-500 | ABBOTT MEDICAL | PLANNED PREVENTATIVE (REGULAR SERVICING) | 3 | 2-Good
OHFT41340 | EAST OXFORD HEALTH CENTRE | DENTAL CLINIC | PRINTER | NOT KNOWN | ENSTAR GROUP LIMITED | PLANNED PREVENTATIVE (REGULAR SERVICING) | 3 | 3-Average
OHFT41346 | WITNEY COMMUNITY HOSPITAL | DENTAL CLINIC | PRINTER | SP500 | STAR MICRONICS CO LTD | PLANNED PREVENTATIVE (REGULAR SERVICING) | 3 | 2-Good
OHFT0249 | ABINGDON COMMUNITY HOSPITAL | DISTRICT NURSES | STETHOSCOPE | 3100 | LITTMAN | PLANNED PREVENTATIVE (REGULAR SERVICING) | 3 | 3-Average
OHFT40814 | ABINGDON COMMUNITY HOSPITAL | DISTRICT NURSES | STETHOSCOPE | 3100 | LITTMAN | PLANNED PREVENTATIVE (REGULAR SERVICING) | 3 | 3-Average
OHFT46355 | LITTLEMORE MENTAL HEALTH CENTRE | GLYME WARD | STETHOSCOPE | 3100 | LITTMAN | PLANNED PREVENTATIVE (REGULAR SERVICING) | 3 | 3-Average
OHFT0275 | JERICHO HEALTH CENTRE | DISTRICT NURSES | OPHTHALMOSCOPE | MINI 2000 | HEINE | Fully Comprehensive includes any repair costs | 3 | 3-Average
OHFT44149 | THE FIENNES CENTRE | DISTRICT NURSES | OPHTHALMOSCOPE | MINI 2000 | HEINE | Fully Comprehensive includes any repair costs | 3 | 3-Average
OXFT6153 | LITTLEMORE MENTAL HEALTH CENTRE | GLYME WARD | OPHTHALMOSCOPE | OPTHALMOSCOPE | WELCH ALLYN | Fully Comprehensive includes any repair costs | 2 | 2-Good
OXFT6241 | THE FIENNES CENTRE | OUT OF HOURS CLINIC | OPHTHALMOSCOPE | OPTHALMOSCOPE | WELCH ALLYN | Fully Comprehensive includes any repair costs | 2 | 2-Good
OXFT6245 | THE FIENNES CENTRE | OUT OF HOURS CLINIC | OPHTHALMOSCOPE | OPTHALMOSCOPE | WELCH ALLYN | Fully Comprehensive includes any repair costs | 2 | 2-Good
OXFT3275 | EAST OXFORD HEALTH CENTRE | OUT OF HOURS CLINIC | OPHTHALMOSCOPE | OPTHALMOSCOPE | WELCH ALLYN | Fully Comprehensive includes any repair costs | 2 | 2-Good
OXFT4523 | EAST OXFORD HEALTH CENTRE | OUT OF HOURS CLINIC | OPHTHALMOSCOPE | GS 777 | HILLROM | PLANNED PREVENTATIVE (REGULAR SERVICING) | 2 | 2-Good
OXFT4524 | EAST OXFORD HEALTH CENTRE | OUT OF HOURS CLINIC | OPHTHALMOSCOPE | GS 777 | HILLROM | PLANNED PREVENTATIVE (REGULAR SERVICING) | 2 | 2-Good
OXFT4838 | THE FIENNES CENTRE | OUT OF HOURS CLINIC | OPHTHALMOSCOPE | GS 777 | HILLROM | PLANNED PREVENTATIVE (REGULAR SERVICING) | 1 | 2-Good
OXFT3888 | ABINGDON COMMUNITY HOSPITAL | OUTPATIENTS DEPT | OPHTHALMOSCOPE | 777 SERIES | WELCH ALLYN | PLANNED PREVENTATIVE (REGULAR SERVICING) | 0 | 1-Excellent | 2020
OXFT3889 | ABINGDON COMMUNITY HOSPITAL | OUTPATIENTS DEPT | OPHTHALMOSCOPE | 777 SERIES | WELCH ALLYN | PLANNED PREVENTATIVE (REGULAR SERVICING) | 0 | 1-Excellent | 2022
OHFT3931 | JERICHO HEALTH CENTRE | DISTRICT NURSES | OPHTHALMOSCOPE | RIMINI | RIESTER RUDOLF | Fully Comprehensive includes any repair costs | 3 | 3-Average
OXFT1758 | THE FIENNES CENTRE | OUT OF HOURS CLINIC | OPHTHALMOSCOPE | GS 777 | HILLROM | PLANNED PREVENTATIVE (REGULAR SERVICING) | 3 | 2-Good
OXFT1757 | THE FIENNES CENTRE | OUT OF HOURS CLINIC | OPHTHALMOSCOPE | GS 777 | HILLROM | PLANNED PREVENTATIVE (REGULAR SERVICING) | 3 | 2-Good
OXFT2063 | WITNEY COMMUNITY HOSPITAL | MINOR INJURIES UNIT | OPHTHALMOSCOPE | GS 777 | HILLROM | PLANNED PREVENTATIVE (REGULAR SERVICING) | 3 | 3-Average
OXFT4521 | EAST OXFORD HEALTH CENTRE | OUT OF HOURS CLINIC | OPHTHALMOSCOPE | GS 777 | HILLROM | PLANNED PREVENTATIVE (REGULAR SERVICING) | 2 | 2-Good
OXFT4522 | EAST OXFORD HEALTH CENTRE | OUT OF HOURS CLINIC | OPHTHALMOSCOPE | GS 777 | HILLROM | PLANNED PREVENTATIVE (REGULAR SERVICING) | 2 | 2-Good
OHFT40426 | TOWNLANDS COMMUNITY HOSPITAL | MINOR INJURIES UNIT | OPHTHALMOSCOPE | STANDARD OPHTHALMOSCOPE | KEELER | Fully Comprehensive includes any repair costs | 3 | 3-Average
OHFT44597 | TOWNLANDS COMMUNITY HOSPITAL | MINOR INJURIES UNIT | OPHTHALMOSCOPE | STANDARD OPHTHALMOSCOPE | KEELER | Fully Comprehensive includes any repair costs | 3 | 3-Average
OHFT43737 | LITTLEMORE MENTAL HEALTH CENTRE | ASSESSMENT HUB | OPHTHALMOSCOPE | STANDARD OPHTHALMOSCOPE | KEELER | Fully Comprehensive includes any repair costs | 3 | 3-Average
OHFT46308 | NORTHWAY COMMUNITY CENTRE | COMMUNITY CHILDRENS NURSING TEAM | OPHTHALMOSCOPE | STANDARD OPHTHALMOSCOPE | KEELER | Fully Comprehensive includes any repair costs | 3 | 3-Average
OHFT2427 | ABINGDON COMMUNITY HOSPITAL | MINOR INJURIES UNIT | OPHTHALMOSCOPE | 7114 | WELCH ALLYN | Fully Comprehensive includes any repair costs | 3 | 3-Average
OHFT1735 | BICESTER COMMUNITY HOSPITAL | FIRST AID UNIT | OPHTHALMOSCOPE | 7114 | WELCH ALLYN | Fully Comprehensive includes any repair costs | 3 | 3-Average
OXFT5129 | LITTLEMORE MENTAL HEALTH CENTRE | KINGFISHER WARD | OPHTHALMOSCOPE | STANDARD OPHTHALMOSCOPE | KEELER | Fully Comprehensive includes any repair costs | 0 | 1-Excellent
OHFT40883 | WARNEFORD HOSPITAL | HIGHFIELD UNIT | OPHTHALMOSCOPE | STANDARD OPHTHALMOSCOPE | KEELER | Fully Comprehensive includes any repair costs | 3 | 3-Average
OXFT6228 | WARNEFORD HOSPITAL | ALLEN WARD | OPHTHALMOSCOPE | STANDARD OPHTHALMOSCOPE | KEELER | Fully Comprehensive includes any repair costs | 2 | 2-Good
OXFT4457 | WHITELEAF CENTRE | RUBY WARD | OPHTHALMOSCOPE | STANDARD OPHTHALMOSCOPE | KEELER | Fully Comprehensive includes any repair costs | 0 | 1-Excellent
OHFT42650 | EAST OXFORD HEALTH CENTRE | DISTRICT NURSES | OPHTHALMOSCOPE | STANDARD OPHTHALMOSCOPE | KEELER | Fully Comprehensive includes any repair costs | 3 | 3-Average
OHFT40796 | THE FIENNES CENTRE | DISTRICT NURSES | OPHTHALMOSCOPE | STANDARD OPHTHALMOSCOPE | KEELER | Fully Comprehensive includes any repair costs | 3 | 3-Average
OXFT3281 | WITNEY COMMUNITY HOSPITAL | MINOR INJURIES UNIT | OPHTHALMOSCOPE | OPTHALMOSCOPE | WELCH ALLYN | Fully Comprehensive includes any repair costs | 2 | 2-Good
OXFT3283 | WITNEY COMMUNITY HOSPITAL | MINOR INJURIES UNIT | OPHTHALMOSCOPE | OPTHALMOSCOPE | WELCH ALLYN | Fully Comprehensive includes any repair costs | 2 | 2-Good
OXFT3355 | FULBROOK CENTRE | SANDFORD WARD | OPHTHALMOSCOPE | OPTHALMOSCOPE | WELCH ALLYN | Fully Comprehensive includes any repair costs | 2 | 2-Good
OHFT2444 | ABINGDON COMMUNITY HOSPITAL | OUTPATIENTS DEPT | OPHTHALMOSCOPE | STANDARD OPHTHALMOSCOPE | KEELER | Fully Comprehensive includes any repair costs | 3 | 3-Average
OHFT3065 | CHIPPING NORTON COMMUNITY HOSPITAL | DISTRICT NURSES | OPHTHALMOSCOPE | STANDARD OPHTHALMOSCOPE | KEELER | Fully Comprehensive includes any repair costs | 3 | 3-Average
OHFT1722 | LITTLEMORE MENTAL HEALTH CENTRE | ASHURST WARD | OPHTHALMOSCOPE | STANDARD OPHTHALMOSCOPE | KEELER | Fully Comprehensive includes any repair costs | 3 | 3-Average
OHFT46696 | BICESTER COMMUNITY HOSPITAL | INTEGRATED LOCALITY TEAM-COM THERAPY & OXFORD | ULTRASOUND MACHINE THERAPY-SHORTWAVE | MEGAPULSE | EME | PLANNED PREVENTATIVE (REGULAR SERVICING) | 3 | 3-Average
OHFT47107 | LITTLEMORE MENTAL HEALTH CENTRE | OCCUPATIONAL HEALTH | ULTRASOUND MACHINE THERAPY-SHORTWAVE | ULTRASOUND UNIT | NU-TEK | PLANNED PREVENTATIVE (REGULAR SERVICING) | 3 | 3-Average
OHFT3434 | LITTLEMORE MENTAL HEALTH CENTRE | WENRIC HOUSE | NEBULISER | 4650U | SUNRISE MEDICAL | Fully Comprehensive includes any repair costs | 3 | 2-Good
OHFT43743 | NORTHWAY COMMUNITY CENTRE | COMMUNITY CHILDRENS NURSING TEAM | NEBULISER | PARI BOY | PARI MEDICAL LTD | Fully Comprehensive includes any repair costs | 3 | 3-Average
OXFT3760 | BLACKBIRD LEYS CENTRE | RESPIRATORY | NEBULISER | PARI BOY | PARI MEDICAL LTD | ASSET ONLY NO SERVICING REQUIRED | 1 | 2-Good
OXFT3769 | BLACKBIRD LEYS CENTRE | RESPIRATORY | NEBULISER | PARI BOY | PARI MEDICAL LTD | ASSET ONLY NO SERVICING REQUIRED | 1 | 2-Good
OXFT3768 | BLACKBIRD LEYS CENTRE | RESPIRATORY | NEBULISER | PARI BOY | PARI MEDICAL LTD | ASSET ONLY NO SERVICING REQUIRED | 1 | 2-Good
OXFT3767 | BLACKBIRD LEYS CENTRE | RESPIRATORY | NEBULISER | PARI BOY | PARI MEDICAL LTD | ASSET ONLY NO SERVICING REQUIRED | 1 | 2-Good
OXFT1309 | WITNEY COMMUNITY HOSPITAL | LINFOOT WARD | NEBULISER | PARI BOY CLASSIC | PARI MEDICAL LTD | Fully Comprehensive includes any repair costs | 3 | 2-Good
OXFT1418 | NORTHWAY COMMUNITY CENTRE | COMMUNITY CHILDRENS NURSING TEAM | NEBULISER | PARI BOY CLASSIC | PARI MEDICAL LTD | Fully Comprehensive includes any repair costs | 3 | 2-Good
OXFT1416 | NORTHWAY COMMUNITY CENTRE | COMMUNITY CHILDRENS NURSING TEAM | NEBULISER | PARI BOY CLASSIC | PARI MEDICAL LTD | Fully Comprehensive includes any repair costs | 3 | 2-Good
OXFT1417 | NORTHWAY COMMUNITY CENTRE | COMMUNITY CHILDRENS NURSING TEAM | NEBULISER | PARI BOY CLASSIC | PARI MEDICAL LTD | Fully Comprehensive includes any repair costs | 3 | 2-Good
OXFT1419 | NORTHWAY COMMUNITY CENTRE | COMMUNITY CHILDRENS NURSING TEAM | NEBULISER | PARI BOY CLASSIC | PARI MEDICAL LTD | Fully Comprehensive includes any repair costs | 3 | 2-Good
OXFT1420 | NORTHWAY COMMUNITY CENTRE | COMMUNITY CHILDRENS NURSING TEAM | NEBULISER | PARI BOY CLASSIC | PARI MEDICAL LTD | Fully Comprehensive includes any repair costs | 3 | 2-Good
OXFT1421 | NORTHWAY COMMUNITY CENTRE | COMMUNITY CHILDRENS NURSING TEAM | NEBULISER | PARI BOY CLASSIC | PARI MEDICAL LTD | Fully Comprehensive includes any repair costs | 3 | 2-Good
OXFT1422 | NORTHWAY COMMUNITY CENTRE | COMMUNITY CHILDRENS NURSING TEAM | NEBULISER | PARI BOY CLASSIC | PARI MEDICAL LTD | Fully Comprehensive includes any repair costs | 3 | 2-Good
OXFT1307 | WITNEY COMMUNITY HOSPITAL | LINFOOT WARD | NEBULISER | PARI BOY CLASSIC | PARI MEDICAL LTD | Fully Comprehensive includes any repair costs | 3 | 2-Good
OXFT1308 | WITNEY COMMUNITY HOSPITAL | WENRISC WARD | NEBULISER | PARI BOY CLASSIC | PARI MEDICAL LTD | Fully Comprehensive includes any repair costs | 3 | 2-Good
OXFT1135 | BLACKBIRD LEYS CENTRE | RESPIRATORY | NEBULISER | PARI BOY CLASSIC | PARI MEDICAL LTD | ASSET ONLY NO SERVICING REQUIRED | 2 | 2-Good
OXFT3781 | BLACKBIRD LEYS CENTRE | RESPIRATORY | NEBULISER | PARI BOY CLASSIC | PARI MEDICAL LTD | ASSET ONLY NO SERVICING REQUIRED | 1 | 2-Good
OXFT3779 | BLACKBIRD LEYS CENTRE | RESPIRATORY | NEBULISER | PARI BOY CLASSIC | PARI MEDICAL LTD | ASSET ONLY NO SERVICING REQUIRED | 1 | 2-Good
OXFT3774 | BLACKBIRD LEYS CENTRE | RESPIRATORY | NEBULISER | PARI BOY CLASSIC | PARI MEDICAL LTD | ASSET ONLY NO SERVICING REQUIRED | 1 | 2-Good
OXFT3775 | BLACKBIRD LEYS CENTRE | RESPIRATORY | NEBULISER | PARI BOY CLASSIC | PARI MEDICAL LTD | ASSET ONLY NO SERVICING REQUIRED | 1 | 2-Good
OXFT3776 | BLACKBIRD LEYS CENTRE | RESPIRATORY | NEBULISER | PARI BOY CLASSIC | PARI MEDICAL LTD | ASSET ONLY NO SERVICING REQUIRED | 1 | 2-Good
OXFT3778 | BLACKBIRD LEYS CENTRE | RESPIRATORY | NEBULISER | PARI BOY CLASSIC | PARI MEDICAL LTD | ASSET ONLY NO SERVICING REQUIRED | 1 | 2-Good
OXFT3777 | BLACKBIRD LEYS CENTRE | RESPIRATORY | NEBULISER | PARI BOY CLASSIC | PARI MEDICAL LTD | ASSET ONLY NO SERVICING REQUIRED | 1 | 2-Good
OXFT4537 | NORTHWAY COMMUNITY CENTRE | COMMUNITY CHILDRENS NURSING TEAM | NEBULISER | PARI BOY CLASSIC | PARI MEDICAL LTD | Fully Comprehensive includes any repair costs | 1 | 2-Good
OXFT4538 | NORTHWAY COMMUNITY CENTRE | COMMUNITY CHILDRENS NURSING TEAM | NEBULISER | PARI BOY CLASSIC | PARI MEDICAL LTD | Fully Comprehensive includes any repair costs | 1 | 2-Good
OXFT4539 | NORTHWAY COMMUNITY CENTRE | COMMUNITY CHILDRENS NURSING TEAM | NEBULISER | PARI BOY CLASSIC | PARI MEDICAL LTD | Fully Comprehensive includes any repair costs | 1 | 2-Good
OXFT4540 | NORTHWAY COMMUNITY CENTRE | COMMUNITY CHILDRENS NURSING TEAM | NEBULISER | PARI BOY CLASSIC | PARI MEDICAL LTD | Fully Comprehensive includes any repair costs | 1 | 2-Good
OXFT4541 | NORTHWAY COMMUNITY CENTRE | COMMUNITY CHILDRENS NURSING TEAM | NEBULISER | PARI BOY CLASSIC | PARI MEDICAL LTD | Fully Comprehensive includes any repair costs | 1 | 2-Good
OXFT4579 | NORTHWAY COMMUNITY CENTRE | COMMUNITY CHILDRENS NURSING TEAM | NEBULISER | PARI BOY CLASSIC | PARI MEDICAL LTD | Fully Comprehensive includes any repair costs | 0 | 1-Excellent
OXFT458 | NORTHWAY COMMUNITY CENTRE | COMMUNITY CHILDRENS NURSING TEAM | NEBULISER | PARI BOY CLASSIC | PARI MEDICAL LTD | Fully Comprehensive includes any repair costs | 0 | 1-Excellent
OXFT3912 | BLACKBIRD LEYS CENTRE | RESPIRATORY | NEBULISER | PARI BOY CLASSIC | PARI MEDICAL LTD | Fully Comprehensive includes any repair costs | 0 | 1-Excellent
OXFT3913 | BLACKBIRD LEYS CENTRE | RESPIRATORY | NEBULISER | PARI BOY CLASSIC | PARI MEDICAL LTD | Fully Comprehensive includes any repair costs | 0 | 1-Excellent
OXFT3914 | BLACKBIRD LEYS CENTRE | RESPIRATORY | NEBULISER | PARI BOY CLASSIC | PARI MEDICAL LTD | Fully Comprehensive includes any repair costs | 0 | 1-Excellent
OXFT4851 | MURRAY HOUSE | COMMUNITY CHILDRENS NURSING TEAM | NEBULISER | PARI BOY CLASSIC | PARI MEDICAL LTD | Fully Comprehensive includes any repair costs | 0 | 1-Excellent
OXFT4852 | MURRAY HOUSE | COMMUNITY CHILDRENS NURSING TEAM | NEBULISER | PARI BOY CLASSIC | PARI MEDICAL LTD | Fully Comprehensive includes any repair costs | 0 | 1-Excellent
OXFT4853 | MURRAY HOUSE | COMMUNITY CHILDRENS NURSING TEAM | NEBULISER | PARI BOY CLASSIC | PARI MEDICAL LTD | Fully Comprehensive includes any repair costs | 0 | 1-Excellent
OXFT4854 | MURRAY HOUSE | COMMUNITY CHILDRENS NURSING TEAM | NEBULISER | PARI BOY CLASSIC | PARI MEDICAL LTD | Fully Comprehensive includes any repair costs | 0 | 1-Excellent
OXFT4855 | MURRAY HOUSE | COMMUNITY CHILDRENS NURSING TEAM | NEBULISER | PARI BOY CLASSIC | PARI MEDICAL LTD | Fully Comprehensive includes any repair costs | 0 | 1-Excellent
OXFT4856 | MURRAY HOUSE | COMMUNITY CHILDRENS NURSING TEAM | NEBULISER | PARI BOY CLASSIC | PARI MEDICAL LTD | Fully Comprehensive includes any repair costs | 0 | 1-Excellent
OHFT44085 | BLACKBIRD LEYS CENTRE | RESPIRATORY | NEBULISER | AC4000 | MEDIX | ASSET ONLY NO SERVICING REQUIRED | 3 | 3-Average
OHFT2489 | ABINGDON COMMUNITY HOSPITAL | EMU | NEBULISER | AC4000 | MEDIX | Fully Comprehensive includes any repair costs | 3 | 3-Average
OHFT42048 | WHITELEAF CENTRE | RUBY WARD | NEBULISER | AC4000 | MEDIX | Fully Comprehensive includes any repair costs | 3 | 3-Average
OHFT42350 | BLACKBIRD LEYS CENTRE | PCT RESPIRATORY | NEBULISER | NOT KOWN | NOT KNOWN | ASSET ONLY NO SERVICING REQUIRED | 3 | 3-Average
OHFT47095 | LITTLEMORE MENTAL HEALTH CENTRE | EVENLODE WARD | NEBULISER | CN-02WD | AIR MED 1000 | Fully Comprehensive includes any repair costs | 3 | 3-Average
OXFT4618 | NORTHWAY COMMUNITY CENTRE | COMMUNITY CHILDRENS NURSING TEAM | NEBULISER | CN-02WD | AIR MED 1000 | Fully Comprehensive includes any repair costs | 0 | 1-Excellent
OHFT3225 | WALLINGFORD COMMUNITY HOSPITAL | ST LEONARDS WARD | NEBULISER | ECONEB | MEDIX | Fully Comprehensive includes any repair costs | 3 | 3-Average
OHFT3362 | BLACKBIRD LEYS CENTRE | RESPIRATORY | NEBULISER | ACTINEB | MEDIX | ASSET ONLY NO SERVICING REQUIRED | 4 | 2-Good
OHFT40708 | BLACKBIRD LEYS CENTRE | RESPIRATORY | NEBULISER | NE-C08-EN | OMRON HEALTHCARE | ASSET ONLY NO SERVICING REQUIRED | 10 | 4-Poor | 2015
OHFT43750 | BLACKBIRD LEYS CENTRE | RESPIRATORY | NEBULISER | NE-C08-EN | OMRON HEALTHCARE | ASSET ONLY NO SERVICING REQUIRED | 13 | 4-Poor | 2012
OHFT3204 | BLACKBIRD LEYS CENTRE | RESPIRATORY | NEBULISER | WORLD TRAVELLER | MEDIX | ASSET ONLY NO SERVICING REQUIRED | 3 | 3-Average
OHFT40193 | THE FIENNES CENTRE | DISTRICT NURSES | NEBULISER | WORLD TRAVELLER | MEDIX | Fully Comprehensive includes any repair costs | 4 | 2-Good
OHFT45321 | BLACKBIRD LEYS CENTRE | RESPIRATORY | NEBULISER | AIRMED 1000 | HS CLEMENT CLARKE | ASSET ONLY NO SERVICING REQUIRED | 3 | 3-Average
OHFT45320 | BLACKBIRD LEYS CENTRE | RESPIRATORY | NEBULISER | AIRMED 1000 | HS CLEMENT CLARKE | ASSET ONLY NO SERVICING REQUIRED | 3 | 3-Average
OHFT43914 | BLACKBIRD LEYS CENTRE | RESPIRATORY | NEBULISER | PARI BOY SX | PARI MEDICAL LTD | ASSET ONLY NO SERVICING REQUIRED | 3 | 3-Average
OHFT43915 | BLACKBIRD LEYS CENTRE | RESPIRATORY | NEBULISER | PARI BOY SX | PARI MEDICAL LTD | ASSET ONLY NO SERVICING REQUIRED | 3 | 3-Average
OHFT41159 | FULBROOK CENTRE | CITY COMMUNITY HOSPITAL | NEBULISER | ECONEB | MEDIX | Fully Comprehensive includes any repair costs | 3 | 2-Good
OXFT1463 | BLACKBIRD LEYS CENTRE | RESPIRATORY | NEBULISER | ECONEB | MEDIX | ASSET ONLY NO SERVICING REQUIRED | 3 | 2-Good
OHFT45305 | BLACKBIRD LEYS CENTRE | RESPIRATORY | NEBULISER | AIRMED 1000 | HS CLEMENT CLARKE | ASSET ONLY NO SERVICING REQUIRED | 3 | 2-Good
OXFT0419 | BICESTER COMMUNITY HOSPITAL | BICESTER WARD | NEBULISER | AIRMED 1000 | HS CLEMENT CLARKE | Fully Comprehensive includes any repair costs | 2 | 2-Good
OHFT42087 | WARNEFORD HOSPITAL | WINTLE WARD | NEBULISER | AIRMED 1000 | HS CLEMENT CLARKE | Fully Comprehensive includes any repair costs | 3 | 3-Average
OHFT45313 | BLACKBIRD LEYS CENTRE | RESPIRATORY | NEBULISER | AIRMED 1000 | HS CLEMENT CLARKE | ASSET ONLY NO SERVICING REQUIRED | 4 | 2-Good
OHFT45315 | BLACKBIRD LEYS CENTRE | RESPIRATORY | NEBULISER | AIRMED 1000 | HS CLEMENT CLARKE | ASSET ONLY NO SERVICING REQUIRED | 4 | 2-Good
OHFT45316 | BLACKBIRD LEYS CENTRE | RESPIRATORY | NEBULISER | AIRMED 1000 | HS CLEMENT CLARKE | ASSET ONLY NO SERVICING REQUIRED | 4 | 2-Good
OXFT0064 | ABINGDON COMMUNITY HOSPITAL | UCR-URGENT COMMUNITY RESPONSE | NEBULISER | AIRMED 1000 | HS CLEMENT CLARKE | Fully Comprehensive includes any repair costs | 2 | 2-Good
OXFT0065 | WITNEY COMMUNITY HOSPITAL | MINOR INJURIES UNIT | NEBULISER | AIRMED 1000 | HS CLEMENT CLARKE | Fully Comprehensive includes any repair costs | 2 | 2-Good
OHFT45324 | BLACKBIRD LEYS CENTRE | RESPIRATORY | NEBULISER | AIRMED 1000 | HS CLEMENT CLARKE | ASSET ONLY NO SERVICING REQUIRED | 3 | 3-Average
OHFT45322 | BLACKBIRD LEYS CENTRE | RESPIRATORY | NEBULISER | AIRMED 1000 | HS CLEMENT CLARKE | ASSET ONLY NO SERVICING REQUIRED | 3 | 3-Average
OHFT45323 | BLACKBIRD LEYS CENTRE | RESPIRATORY | NEBULISER | AIRMED 1000 | HS CLEMENT CLARKE | ASSET ONLY NO SERVICING REQUIRED | 3 | 3-Average
OHFT45319 | BLACKBIRD LEYS CENTRE | RESPIRATORY | NEBULISER | AIRMED 1000 | HS CLEMENT CLARKE | ASSET ONLY NO SERVICING REQUIRED | 3 | 3-Average
OXFT0069 | ABINGDON COMMUNITY HOSPITAL | UCR-URGENT COMMUNITY RESPONSE | NEBULISER | AIRMED 1000 | HS CLEMENT CLARKE | Fully Comprehensive includes any repair costs | 2 | 2-Good
OXFT0071 | EAST OXFORD HEALTH CENTRE | OUT OF HOURS CLINIC | NEBULISER | AIRMED 1000 | HS CLEMENT CLARKE | Fully Comprehensive includes any repair costs | 2 | 2-Good
OXFT0420 | BICESTER COMMUNITY HOSPITAL | BICESTER WARD | NEBULISER | AIRMED 1000 | HS CLEMENT CLARKE | Fully Comprehensive includes any repair costs | 2 | 2-Good
OXFT0060 | ABINGDON COMMUNITY HOSPITAL | MINOR INJURIES UNIT | NEBULISER | AIRMED 1000 | HS CLEMENT CLARKE | Fully Comprehensive includes any repair costs | 2 | 2-Good
OXFT0061 | ABINGDON COMMUNITY HOSPITAL | MINOR INJURIES UNIT | NEBULISER | AIRMED 1000 | HS CLEMENT CLARKE | Fully Comprehensive includes any repair costs | 2 | 2-Good
OXFT0062 | BICESTER COMMUNITY HOSPITAL | FIRST AID UNIT | NEBULISER | AIRMED 1000 | HS CLEMENT CLARKE | Fully Comprehensive includes any repair costs | 2 | 2-Good
OXFT3786 | BLACKBIRD LEYS CENTRE | NONE | NEBULISER | AIRMED 1000 | HS CLEMENT CLARKE | Fully Comprehensive includes any repair costs | 0 | 1-Excellent
OXFT3931 | WITNEY COMMUNITY HOSPITAL | EMU | NEBULISER | AIRMED 1000 | HS CLEMENT CLARKE | Fully Comprehensive includes any repair costs | 1 | 2-Good
OXFT0070 | ABINGDON COMMUNITY HOSPITAL | MINOR INJURIES UNIT | NEBULISER | AIRMED 1000 | HS CLEMENT CLARKE | Fully Comprehensive includes any repair costs | 2 | 2-Good
OXFT0066 | WITNEY COMMUNITY HOSPITAL | MINOR INJURIES UNIT | NEBULISER | AIRMED 1000 | HS CLEMENT CLARKE | Fully Comprehensive includes any repair costs | 2 | 2-Good
OXFT0067 | EAST OXFORD HEALTH CENTRE | OUT OF HOURS CLINIC | NEBULISER | AIRMED 1000 | HS CLEMENT CLARKE | Fully Comprehensive includes any repair costs | 2 | 2-Good
OXFT0068 | THE FIENNES CENTRE | OUT OF HOURS CLINIC | NEBULISER | AIRMED 1000 | HS CLEMENT CLARKE | Fully Comprehensive includes any repair costs | 2 | 2-Good
OHFT42519 | TOWNLANDS COMMUNITY HOSPITAL | RAPID ACCESS CARE UNIT (RACU) | NEBULISER | AIRMED 1000 | HS CLEMENT CLARKE | Fully Comprehensive includes any repair costs | 3 | 3-Average
OXFT3932 | WHITELEAF CENTRE | AMBER WARD | NEBULISER | AIRMED 1000 | HS CLEMENT CLARKE | Fully Comprehensive includes any repair costs | 0 | 1-Excellent
OXFT0072 | THE FIENNES CENTRE | OUT OF HOURS CLINIC | NEBULISER | AIRMED 1000 | HS CLEMENT CLARKE | Fully Comprehensive includes any repair costs | 2 | 2-Good
OXFT0073 | THE FIENNES CENTRE | OUT OF HOURS CLINIC | NEBULISER | AIRMED 1000 | HS CLEMENT CLARKE | Fully Comprehensive includes any repair costs | 2 | 2-Good
OXFT1239 | WARNEFORD HOSPITAL | CLINICAL RESEARCH | NEBULISER | AIRMED 1000 | HS CLEMENT CLARKE | Fully Comprehensive includes any repair costs | 2 | 2-Good
OXFT3780 | BLACKBIRD LEYS CENTRE | RESPIRATORY | NEBULISER | AIRMED 1000 | HS CLEMENT CLARKE | ASSET ONLY NO SERVICING REQUIRED | 1 | 2-Good
OHFT44299 | BLACKBIRD LEYS CENTRE | RESPIRATORY | NEBULISER | COMP AIR | OMRON HEALTHCARE | ASSET ONLY NO SERVICING REQUIRED | 8 | 4-Poor | 2017
OHFT43408 | BLACKBIRD LEYS CENTRE | RESPIRATORY | NEBULISER | AIRMED 1000 | HS CLEMENT CLARKE | ASSET ONLY NO SERVICING REQUIRED | 3 | 3-Average
OHFT43392 | BLACKBIRD LEYS CENTRE | RESPIRATORY | NEBULISER | AIRMED 1000 | HS CLEMENT CLARKE | ASSET ONLY NO SERVICING REQUIRED | 3 | 3-Average
OHFT40543 | LITTLEMORE MENTAL HEALTH CENTRE | LAMBOURN HOUSE | NEBULISER | AIRMED 1000 | HS CLEMENT CLARKE | Fully Comprehensive includes any repair costs | 3 | 3-Average
OHFT45029 | LITTLEMORE MENTAL HEALTH CENTRE | GLYME WARD | NEBULISER | AIRMED 1000 | HS CLEMENT CLARKE | Fully Comprehensive includes any repair costs | 3 | 3-Average
OHFT45503 | MARLBOROUGH HOUSE-MILTON KEYNES | CHAFFRON WARD | NEBULISER | AIRMED 1000 | HS CLEMENT CLARKE | Fully Comprehensive includes any repair costs | 3 | 3-Average
OHFT42466 | NORTHWAY COMMUNITY CENTRE | COMMUNITY CHILDRENS NURSING TEAM | NEBULISER | AC2000 | MEDIX | Fully Comprehensive includes any repair costs | 3 | 3-Average
OHFT43150 | NORTHWAY COMMUNITY CENTRE | COMMUNITY CHILDRENS NURSING TEAM | NEBULISER | AC2000 | MEDIX | Fully Comprehensive includes any repair costs | 3 | 3-Average
OHFT43151 | NORTHWAY COMMUNITY CENTRE | COMMUNITY CHILDRENS NURSING TEAM | NEBULISER | AC2000 | MEDIX | Fully Comprehensive includes any repair costs | 3 | 3-Average
OHFT41488 | WARNEFORD HOSPITAL | CLINICAL RESEARCH | NEBULISER | TRAVEL AIR AIRMED | HS CLEMENT CLARKE | Fully Comprehensive includes any repair costs | 3 | 2-Good
OHFT44423 | ABINGDON COMMUNITY HOSPITAL | EMU | NEBULISER | COMP AIR | OMRON HEALTHCARE | Fully Comprehensive includes any repair costs | 6 | 3-Average | 2019
OHFT164276 | BLACKBIRD LEYS CENTRE | RESPIRATORY | NEBULISER | COMP AIR | OMRON HEALTHCARE | ASSET ONLY NO SERVICING REQUIRED | 5 | 3-Average | 2020
OHFT43549 | MURRAY HOUSE | COMMUNITY CHILDRENS NURSING TEAM | NEBULISER | AC2000 | MEDIX | Fully Comprehensive includes any repair costs | 3 | 3-Average
OHFT43552 | NORTHWAY COMMUNITY CENTRE | COMMUNITY CHILDRENS NURSING TEAM | NEBULISER | AC2000 | MEDIX | Fully Comprehensive includes any repair costs | 3 | 3-Average
OHFT43554 | NORTHWAY COMMUNITY CENTRE | COMMUNITY CHILDRENS NURSING TEAM | NEBULISER | AC2000 | MEDIX | Fully Comprehensive includes any repair costs | 3 | 3-Average
OHFT2090 | MURRAY HOUSE | COMMUNITY CHILDRENS NURSING TEAM | NEBULISER | AC2000 | MEDIX | Fully Comprehensive includes any repair costs | 3 | 3-Average
OHFT2091 | NORTHWAY COMMUNITY CENTRE | COMMUNITY CHILDRENS NURSING TEAM | NEBULISER | AC2000 | MEDIX | Fully Comprehensive includes any repair costs | 3 | 3-Average
OHFT41617 | NORTHWAY COMMUNITY CENTRE | COMMUNITY CHILDRENS NURSING TEAM | NEBULISER | AC2000 | MEDIX | Fully Comprehensive includes any repair costs | 3 | 3-Average
OHFT3641 | WITNEY COMMUNITY HOSPITAL | EMU | NEBULISER | AC2000 | MEDIX | Fully Comprehensive includes any repair costs | 3 | 3-Average
OHFT0445 | WITNEY COMMUNITY HOSPITAL | LINFOOT WARD | NEBULISER | AC2000 | MEDIX | Fully Comprehensive includes any repair costs | 3 | 3-Average
OXFT6213 | ABINGDON COMMUNITY HOSPITAL | HOSPITAL AT HOME | NEBULISER | AC2000 | MEDIX | Fully Comprehensive includes any repair costs | 2 | 2-Good
OHFT43152 | NORTHWAY COMMUNITY CENTRE | COMMUNITY CHILDRENS NURSING TEAM | NEBULISER | AC2000 | MEDIX | Fully Comprehensive includes any repair costs | 3 | 3-Average
OHFT43153 | NORTHWAY COMMUNITY CENTRE | COMMUNITY CHILDRENS NURSING TEAM | NEBULISER | AC2000 | MEDIX | Fully Comprehensive includes any repair costs | 3 | 3-Average
OHFT43155 | NORTHWAY COMMUNITY CENTRE | COMMUNITY CHILDRENS NURSING TEAM | NEBULISER | AC2000 | MEDIX | Fully Comprehensive includes any repair costs | 3 | 3-Average
OHFT40283 | ABINGDON COMMUNITY HOSPITAL | DELEGATED HEALTHCARE NURSE TRAINERS | NEBULISER | AC2000 | MEDIX | ASSET ONLY NO SERVICING REQUIRED | 3 | 3-Average
OHFT41200 | BLACKBIRD LEYS CENTRE | RESPIRATORY | NEBULISER | AC2000 | MEDIX | ASSET ONLY NO SERVICING REQUIRED | 3 | 3-Average
OHFT0257 | BLACKBIRD LEYS CENTRE | RESPIRATORY | NEBULISER | AC2000 | MEDIX | ASSET ONLY NO SERVICING REQUIRED | 3 | 3-Average
OHFT45918 | LITTLEMORE MENTAL HEALTH CENTRE | KENNET WARD | NEBULISER | AC2000 | MEDIX | Fully Comprehensive includes any repair costs | 3 | 3-Average
OHFT2067 | LUTHER STREET MEDICAL CENTRE | TREATMENT ROOM | NEBULISER | AC2000 | MEDIX | Fully Comprehensive includes any repair costs | 3 | 3-Average
OHFT3640 | WITNEY COMMUNITY HOSPITAL | EMU | NEBULISER | AC2000 | MEDIX | Fully Comprehensive includes any repair costs | 3 | 3-Average
OHFT2886 | MARLBOROUGH HOUSE-MILTON KEYNES | WATLING WARD | NEBULISER | PORTA-NEB | RESPIRONICS | Fully Comprehensive includes any repair costs | 3 | 3-Average
OHFT1330 | FULBROOK CENTRE | SANDFORD WARD | NEBULISER | 4650U | DRIVE DEVILBISS | Fully Comprehensive includes any repair costs | 3 | 3-Average
OHFT3664 | FULBROOK CENTRE | CHERWELL WARD | NEBULISER | 4650U | DRIVE DEVILBISS | Fully Comprehensive includes any repair costs | 3 | 3-Average
OHFT1264 | LITTLEMORE MENTAL HEALTH CENTRE | PHOENIX WARD | NEBULISER | 4650U | DRIVE DEVILBISS | Fully Comprehensive includes any repair costs | 3 | 3-Average
OHFT0008 | WHITELEAF CENTRE | RUBY WARD | NEBULISER | 4650U | DRIVE DEVILBISS | Fully Comprehensive includes any repair costs | 3 | 3-Average
OHFT2106 | NORTHWAY COMMUNITY CENTRE | COMMUNITY CHILDRENS NURSING TEAM | NEBULISER | AC2000 | MEDIX | Fully Comprehensive includes any repair costs | 3 | 3-Average
OHFT43782 | ABINGDON COMMUNITY HOSPITAL | ABBEY WARD | NEBULISER | NE-C28P | OMRON HEALTHCARE | Fully Comprehensive includes any repair costs | 9 | 4-Poor | 2016
OHFT43165 | BLACKBIRD LEYS CENTRE | RESPIRATORY | NEBULISER | PORTA-NEB | PHILIPS HEALTHCARE | ASSET ONLY NO SERVICING REQUIRED | 4 | 2-Good
OXFT1303 | WITNEY COMMUNITY HOSPITAL | WENRISC WARD | NEBULISER | TURBO BOY SX | PARI MEDICAL LTD | Fully Comprehensive includes any repair costs | 3 | 2-Good
OXFT1304 | WITNEY COMMUNITY HOSPITAL | WENRISC WARD | NEBULISER | TURBO BOY SX | PARI MEDICAL LTD | Fully Comprehensive includes any repair costs | 3 | 2-Good
OXFT1305 | WITNEY COMMUNITY HOSPITAL | WENRISC WARD | NEBULISER | TURBO BOY SX | PARI MEDICAL LTD | Fully Comprehensive includes any repair costs | 3 | 2-Good
OHFT42103 | BLACKBIRD LEYS CENTRE | RESPIRATORY | NEBULISER | PORTA-NEB | RESPIRONICS | ASSET ONLY NO SERVICING REQUIRED | 23 | 4-Poor | 2002
OHFT40468 | BLACKBIRD LEYS CENTRE | RESPIRATORY | NEBULISER | WORLD TRAVELLER | HS CLEMENT CLARKE | ASSET ONLY NO SERVICING REQUIRED | 3 | 3-Average
OHFT1046 | DIDCOT COMMUNITY HOSPITAL | DIDCOT WARD | NEBULISER | WORLD TRAVELLER | HS CLEMENT CLARKE | Fully Comprehensive includes any repair costs | 3 | 3-Average
OHFT40525 | NORTHWAY COMMUNITY CENTRE | COMMUNITY CHILDRENS NURSING TEAM | NEBULISER | WORLD TRAVELLER | HS CLEMENT CLARKE | Fully Comprehensive includes any repair costs | 3 | 3-Average
OHFT40942 | NORTHWAY COMMUNITY CENTRE | COMMUNITY CHILDRENS NURSING TEAM | NEBULISER | WORLD TRAVELLER | HS CLEMENT CLARKE | Fully Comprehensive includes any repair costs | 3 | 3-Average
OHFT40998 | NORTHWAY COMMUNITY CENTRE | COMMUNITY CHILDRENS NURSING TEAM | NEBULISER | WORLD TRAVELLER | HS CLEMENT CLARKE | Fully Comprehensive includes any repair costs | 3 | 3-Average
OHFT41751 | NORTHWAY COMMUNITY CENTRE | COMMUNITY CHILDRENS NURSING TEAM | NEBULISER | WORLD TRAVELLER | HS CLEMENT CLARKE | Fully Comprehensive includes any repair costs | 3 | 3-Average
OHFT41082 | MURRAY HOUSE | COMMUNITY CHILDRENS NURSING TEAM | NEBULISER | MEDIX ECONONEB | HS CLEMENT CLARKE | Fully Comprehensive includes any repair costs | 3 | 3-Average
OHFT43159 | NORTHWAY COMMUNITY CENTRE | COMMUNITY CHILDRENS NURSING TEAM | NEBULISER | MEDIX ECONONEB | HS CLEMENT CLARKE | Fully Comprehensive includes any repair costs | 3 | 3-Average
OHFT43162 | NORTHWAY COMMUNITY CENTRE | COMMUNITY CHILDRENS NURSING TEAM | NEBULISER | MEDIX ECONONEB | HS CLEMENT CLARKE | Fully Comprehensive includes any repair costs | 3 | 3-Average
OHFT43163 | NORTHWAY COMMUNITY CENTRE | COMMUNITY CHILDRENS NURSING TEAM | NEBULISER | MEDIX ECONONEB | HS CLEMENT CLARKE | Fully Comprehensive includes any repair costs | 3 | 3-Average
OHFT43161 | NORTHWAY COMMUNITY CENTRE | COMMUNITY CHILDRENS NURSING TEAM | NEBULISER | MEDIX ECONONEB | HS CLEMENT CLARKE | Fully Comprehensive includes any repair costs | 3 | 3-Average
OHFT40287 | WITNEY COMMUNITY HOSPITAL | WENRISC WARD | NEBULISER | MEDIX ECONONEB | HS CLEMENT CLARKE | Fully Comprehensive includes any repair costs | 3 | 3-Average
OHFT42226 | BLACKBIRD LEYS CENTRE | RESPIRATORY | NEBULISER | MEDIX ECONONEB | HS CLEMENT CLARKE | ASSET ONLY NO SERVICING REQUIRED | 3 | 3-Average
OHFT40006 | FULBROOK CENTRE | CITY COMMUNITY HOSPITAL | NEBULISER | MEDIX ECONONEB | HS CLEMENT CLARKE | Fully Comprehensive includes any repair costs | 3 | 3-Average
OHFT3458 | LITTLEMORE MENTAL HEALTH CENTRE | KINGFISHER WARD | NEBULISER | MEDIX ECONONEB | HS CLEMENT CLARKE | Fully Comprehensive includes any repair costs | 3 | 3-Average
OXFT1296 | BLACKBIRD LEYS CENTRE | RESPIRATORY | NEBULISER | MEDIX ECONONEB | HS CLEMENT CLARKE | ASSET ONLY NO SERVICING REQUIRED | 3 | 2-Good
OXFT1297 | BLACKBIRD LEYS CENTRE | RESPIRATORY | NEBULISER | MEDIX ECONONEB | HS CLEMENT CLARKE | ASSET ONLY NO SERVICING REQUIRED | 3 | 2-Good
OXFT1298 | BLACKBIRD LEYS CENTRE | RESPIRATORY | NEBULISER | MEDIX ECONONEB | HS CLEMENT CLARKE | ASSET ONLY NO SERVICING REQUIRED | 3 | 2-Good
OHFT0446 | WITNEY COMMUNITY HOSPITAL | EMU | NEBULISER | AC2000 | MEDIX | Fully Comprehensive includes any repair costs | 3 | 2-Good
OHFT44084 | BLACKBIRD LEYS CENTRE | RESPIRATORY | NEBULISER | IH21 | BEURER | ASSET ONLY NO SERVICING REQUIRED | 3 | 3-Average
OHFT3660 | FULBROOK CENTRE | CHERWELL WARD | NEBULISER | PULMOMATE | DRIVE DEVILBISS | Fully Comprehensive includes any repair costs | 3 | 3-Average
OHFT41903 | ABINGDON COMMUNITY HOSPITAL | HOSPITAL AT HOME | NEBULISER | MEDIX ECONONEB | HS CLEMENT CLARKE | Fully Comprehensive includes any repair costs | 3 | 3-Average
OHFT41904 | ABINGDON COMMUNITY HOSPITAL | HOSPITAL AT HOME | NEBULISER | MEDIX ECONONEB | HS CLEMENT CLARKE | Fully Comprehensive includes any repair costs | 3 | 3-Average
OHFT3379 | BLACKBIRD LEYS CENTRE | RESPIRATORY | NEBULISER | MEDIX ECONONEB | HS CLEMENT CLARKE | ASSET ONLY NO SERVICING REQUIRED | 3 | 3-Average
OXFT3485 | BICESTER COMMUNITY HOSPITAL | BICESTER WARD | NEBULISER | AC2000 | MEDIX | Fully Comprehensive includes any repair costs | 1 | 2-Good
OHFT164499 | UNIPART HOUSE | LEARNING & DEVELOPMENT | NEBULISER | AC2000 | MEDIX | Fully Comprehensive includes any repair costs | 3 | 2-Good
OHFT46010 | ABINGDON COMMUNITY HOSPITAL | HOSPITAL AT HOME | NEBULISER | AC2000 | MEDIX | Fully Comprehensive includes any repair costs | 3 | 2-Good
OHFT46008 | ABINGDON COMMUNITY HOSPITAL | HOSPITAL AT HOME | NEBULISER | AC2000 | MEDIX | Fully Comprehensive includes any repair costs | 3 | 2-Good
OHFT0444 | WITNEY COMMUNITY HOSPITAL | WENRISC WARD | NEBULISER | AC2000 | MEDIX | Fully Comprehensive includes any repair costs | 2 | 2-Good
OHFT47084 | WALLINGFORD COMMUNITY HOSPITAL | ST LEONARDS WARD | NEBULISER | AC2000 | MEDIX | Fully Comprehensive includes any repair costs | 4 | 2-Good
OXFT1509 | DIDCOT COMMUNITY HOSPITAL | DIDCOT WARD | NEBULISER | AC2000 | MEDIX | Fully Comprehensive includes any repair costs | 3 | 2-Good
OHFT0272 | BLACKBIRD LEYS CENTRE | RESPIRATORY | NEBULISER | AC2000 | MEDIX | ASSET ONLY NO SERVICING REQUIRED | 4 | 2-Good
OHFT47086 | WALLINGFORD COMMUNITY HOSPITAL | ST LEONARDS WARD | NEBULISER | AC2000 | MEDIX | Fully Comprehensive includes any repair costs | 4 | 2-Good
OXFT4619 | NORTHWAY COMMUNITY CENTRE | COMMUNITY CHILDRENS NURSING TEAM | NEBULISER | AC2000 | MEDIX | Fully Comprehensive includes any repair costs | 0 | 1-Excellent
OXFT4271 | WALLINGFORD COMMUNITY HOSPITAL | ST LEONARDS WARD | NEBULISER | AC2000 | MEDIX | Fully Comprehensive includes any repair costs | 1 | 2-Good
OXFT4270 | WALLINGFORD COMMUNITY HOSPITAL | ST LEONARDS WARD | NEBULISER | AC2000 | MEDIX | Fully Comprehensive includes any repair costs | 1 | 2-Good
OXFT3766 | BLACKBIRD LEYS CENTRE | RESPIRATORY | NEBULISER | PARI BOY | PARI MEDICAL LTD | ASSET ONLY NO SERVICING REQUIRED | 1 | 2-Good
OXFT3761 | BLACKBIRD LEYS CENTRE | RESPIRATORY | NEBULISER | PARI BOY | PARI MEDICAL LTD | ASSET ONLY NO SERVICING REQUIRED | 1 | 2-Good
OXFT3762 | BLACKBIRD LEYS CENTRE | RESPIRATORY | NEBULISER | PARI BOY | PARI MEDICAL LTD | ASSET ONLY NO SERVICING REQUIRED | 1 | 2-Good
OHFT46148 | LITTLEMORE MENTAL HEALTH CENTRE | EVENLODE WARD | NEBULISER | AC2000 | MEDIX | Fully Comprehensive includes any repair costs | 3 | 3-Average
OXFT1510 | DIDCOT COMMUNITY HOSPITAL | DIDCOT WARD | NEBULISER | AC2000 | MEDIX | Fully Comprehensive includes any repair costs | 3 | 2-Good
OXFT1511 | DIDCOT COMMUNITY HOSPITAL | DIDCOT WARD | NEBULISER | AC2000 | MEDIX | Fully Comprehensive includes any repair costs | 3 | 2-Good
OXFT1705 | DIDCOT COMMUNITY HOSPITAL | DIDCOT WARD | WHEELCHAIR-BARIATRIC | NONE | INNOVA | PLANNED PREVENTATIVE (REGULAR SERVICING) | 3 | 2-Good
OXFT1706 | DIDCOT COMMUNITY HOSPITAL | DIDCOT WARD | WHEELCHAIR-BARIATRIC | NONE | INNOVA | PLANNED PREVENTATIVE (REGULAR SERVICING) | 3 | 2-Good
OXFT1709 | DIDCOT COMMUNITY HOSPITAL | DIDCOT WARD | WHEELCHAIR-BARIATRIC | NONE | INNOVA | PLANNED PREVENTATIVE (REGULAR SERVICING) | 3 | 2-Good
OHFT41581 | BLACKBIRD LEYS CENTRE | RESPIRATORY | SPIROMETER | MICRO 1 | CAREFUSION | Fully Comprehensive includes any repair costs | 3 | 3-Average
OHFT41582 | BLACKBIRD LEYS CENTRE | RESPIRATORY | SPIROMETER | MICRO 1 | CAREFUSION | Fully Comprehensive includes any repair costs | 3 | 3-Average
OHFT41583 | BLACKBIRD LEYS CENTRE | RESPIRATORY | SPIROMETER | MICRO 1 | CAREFUSION | Fully Comprehensive includes any repair costs | 3 | 3-Average
OHFT3793 | LUTHER STREET MEDICAL CENTRE | TREATMENT ROOM | SPIROMETER | MICRO 1 | CAREFUSION | Fully Comprehensive includes any repair costs | 3 | 3-Average
OHFT3794 | LUTHER STREET MEDICAL CENTRE | TREATMENT ROOM | SPIROMETER | MICRO 1 | CAREFUSION | Fully Comprehensive includes any repair costs | 3 | 3-Average
OHFT3579 | BLACKBIRD LEYS CENTRE | RESPIRATORY | SPIROMETER | MICROLAB | VIASYS MEDICAL | Fully Comprehensive includes any repair costs | 3 | 3-Average
OHFT3580 | BLACKBIRD LEYS CENTRE | RESPIRATORY | SPIROMETER | MICROLAB | VIASYS MEDICAL | Fully Comprehensive includes any repair costs | 3 | 3-Average
OHFT3582 | BLACKBIRD LEYS CENTRE | RESPIRATORY | SPIROMETER | MICROLAB | VIASYS MEDICAL | Fully Comprehensive includes any repair costs | 3 | 3-Average
OHFT0744 | CHIPPING NORTON COMMUNITY HOSPITAL | OUTPATIENTS DEPT | SPIROMETER | ML3500XP MK8 | MICRO MEDICAL | Fully Comprehensive includes any repair costs | 3 | 2-Good
OHFT42366 | WARNEFORD HOSPITAL | CLINICAL RESEARCH | SPIROMETER | MICROLAB | CAREFUSION | Fully Comprehensive includes any repair costs | 3 | 3-Average
OXFT5163 | ABINGDON COMMUNITY HOSPITAL | CHILDREN & YOUNG ADULT SERVICE | THERMOMETER-ORAL | D60.225 | TIMESCO | ASSET ONLY NO SERVICING REQUIRED | 0 | 1-Excellent
OXFT5164 | ABINGDON COMMUNITY HOSPITAL | CHILDREN & YOUNG ADULT SERVICE | THERMOMETER-ORAL | D60.225 | TIMESCO | ASSET ONLY NO SERVICING REQUIRED | 0 | 1-Excellent
OXFT5165 | ABINGDON COMMUNITY HOSPITAL | CHILDREN & YOUNG ADULT SERVICE | THERMOMETER-ORAL | D60.225 | TIMESCO | ASSET ONLY NO SERVICING REQUIRED | 0 | 1-Excellent
OXFT5166 | ABINGDON COMMUNITY HOSPITAL | CHILDREN & YOUNG ADULT SERVICE | THERMOMETER-ORAL | D60.225 | TIMESCO | ASSET ONLY NO SERVICING REQUIRED | 0 | 1-Excellent
OXFT5157 | ABINGDON COMMUNITY HOSPITAL | CHILDREN & YOUNG ADULT SERVICE | THERMOMETER-ORAL | D60.225 | TIMESCO | ASSET ONLY NO SERVICING REQUIRED | 0 | 1-Excellent
OXFT5158 | ABINGDON COMMUNITY HOSPITAL | CHILDREN & YOUNG ADULT SERVICE | THERMOMETER-ORAL | D60.225 | TIMESCO | ASSET ONLY NO SERVICING REQUIRED | 0 | 1-Excellent
OXFT5159 | ABINGDON COMMUNITY HOSPITAL | CHILDREN & YOUNG ADULT SERVICE | THERMOMETER-ORAL | D60.225 | TIMESCO | ASSET ONLY NO SERVICING REQUIRED | 0 | 1-Excellent
OXFT5160 | ABINGDON COMMUNITY HOSPITAL | CHILDREN & YOUNG ADULT SERVICE | THERMOMETER-ORAL | D60.225 | TIMESCO | ASSET ONLY NO SERVICING REQUIRED | 1 | 2-Good
OXFT5161 | ABINGDON COMMUNITY HOSPITAL | CHILDREN & YOUNG ADULT SERVICE | THERMOMETER-ORAL | D60.225 | TIMESCO | ASSET ONLY NO SERVICING REQUIRED | 0 | 1-Excellent
OXFT5162 | ABINGDON COMMUNITY HOSPITAL | CHILDREN & YOUNG ADULT SERVICE | THERMOMETER-ORAL | D60.225 | TIMESCO | ASSET ONLY NO SERVICING REQUIRED | 0 | 1-Excellent
MARS109555 | WITNEY COMMUNITY HOSPITAL | OUTPATIENTS DEPT | SCALE-CHAIR | 954 | SECA LTD | PLANNED PREVENTATIVE (REGULAR SERVICING) | 23 | 4-Poor | 2002
MARS175038 | TOWNLANDS COMMUNITY HOSPITAL | HEALTH VISITORS | SCALE-CHAIR | DP3600 | MARSDEN | PLANNED PREVENTATIVE (REGULAR SERVICING) | 14 | 4-Poor | 2011
MARS117186 | WHITELEAF CENTRE | RUBY WARD | SCALE-CHAIR | DP3800 | MARSDEN | PLANNED PREVENTATIVE (REGULAR SERVICING) | 2 | 2-Good
CARETECH 39497 | FULBROOK CENTRE | CITY COMMUNITY HOSPITAL | HOIST-BATH CHAIR | ALENTI | ARJO HUNTLEIGH | Fully Comprehensive includes any repair costs | 3 | 3-Average
MEDACO7290 | WITNEY COMMUNITY HOSPITAL | WENRISC WARD | HOIST-BATH CHAIR | ALENTI | ARJO HUNTLEIGH | Fully Comprehensive includes any repair costs | 3 | 3-Average
CARETECH 17957 | FULBROOK CENTRE | CHERWELL WARD | HOIST-BATH CHAIR | ALENTI | ARJO HUNTLEIGH | Fully Comprehensive includes any repair costs | 3 | 3-Average
CARETECH 17951 | FULBROOK CENTRE | SANDFORD WARD | HOIST-BATH CHAIR | ALENTI | ARJO HUNTLEIGH | Fully Comprehensive includes any repair costs | 3 | 3-Average
OHFT41339 | BICESTER HEALTH CENTRE | DENTAL CLINIC | DENTAL ULTRASONIC BATH | Q105 | WALKER ELECTRONICS | Fully Comprehensive includes any repair costs | 3 | 3-Average
OHFT41336 | EAST OXFORD HEALTH CENTRE | DENTAL CLINIC | DENTAL ULTRASONIC BATH | Q105 | WALKER ELECTRONICS | Fully Comprehensive includes any repair costs | 3 | 3-Average
OHFT41337 | MURRAY HOUSE | KIDLINGTON-DENTAL | DENTAL ULTRASONIC BATH | Q105 | WALKER ELECTRONICS | Fully Comprehensive includes any repair costs | 3 | 3-Average
OHFT41334 | ORCHARD HEALTH CENTRE | DENTAL CLINIC | DENTAL ULTRASONIC BATH | Q105 | WALKER ELECTRONICS | Fully Comprehensive includes any repair costs | 3 | 3-Average
OHFT41338 | WITNEY COMMUNITY HOSPITAL | DENTAL CLINIC | DENTAL ULTRASONIC BATH | Q105 | WALKER ELECTRONICS | Fully Comprehensive includes any repair costs | 3 | 3-Average
OHFT44622 | ABINGDON COMMUNITY HOSPITAL | ABBEY WARD | INFUSION PUMP-VOLUMETRIC | GP | ALARIS MEDICAL | Fully Comprehensive includes any repair costs | 3 | 3-Average
OHFT46715 | WITNEY COMMUNITY HOSPITAL | EMU | INFUSION PUMP-VOLUMETRIC | GP | ALARIS MEDICAL | Fully Comprehensive includes any repair costs | 3 | 3-Average
OHFT42522 | TOWNLANDS COMMUNITY HOSPITAL | RAPID ACCESS CARE UNIT (RACU) | INFUSION PUMP-VOLUMETRIC | GP | ALARIS MEDICAL | Fully Comprehensive includes any repair costs | 3 | 3-Average
OXFT2439 | ABINGDON COMMUNITY HOSPITAL | HOSPITAL AT HOME | INFUSION PUMP-VOLUMETRIC | GP PLUS | BD | Fully Comprehensive includes any repair costs | 2 | 2-Good
OXFT0414 | ABINGDON COMMUNITY HOSPITAL | EMU | INFUSION PUMP-VOLUMETRIC | ALARIS NEXUS GP | BD | Fully Comprehensive includes any repair costs | 2 | 2-Good
OXFT0435 | WITNEY COMMUNITY HOSPITAL | EMU | INFUSION PUMP-VOLUMETRIC | ALARIS NEXUS GP | BD | Fully Comprehensive includes any repair costs | 2 | 2-Good
OHFT45400 | DIDCOT COMMUNITY HOSPITAL | DIDCOT WARD | INFUSION PUMP-VOLUMETRIC | GP PLUS | BD | Fully Comprehensive includes any repair costs | 3 | 3-Average
OXFT2436 | ABINGDON COMMUNITY HOSPITAL | HOSPITAL AT HOME | INFUSION PUMP-VOLUMETRIC | GP PLUS | BD | Fully Comprehensive includes any repair costs | 2 | 2-Good
OXFT2437 | ABINGDON COMMUNITY HOSPITAL | HOSPITAL AT HOME | INFUSION PUMP-VOLUMETRIC | GP PLUS | BD | Fully Comprehensive includes any repair costs | 2 | 2-Good
OXFT2438 | ABINGDON COMMUNITY HOSPITAL | HOSPITAL AT HOME | INFUSION PUMP-VOLUMETRIC | GP PLUS | BD | Fully Comprehensive includes any repair costs | 2 | 2-Good
OXFT0436 | WITNEY COMMUNITY HOSPITAL | EMU | INFUSION PUMP-VOLUMETRIC | ALARIS NEXUS GP | BD | Fully Comprehensive includes any repair costs | 2 | 2-Good
OXFT0247 | NORTHWAY COMMUNITY CENTRE | COMMUNITY CHILDRENS NURSING TEAM | INFUSION PUMP-VOLUMETRIC | ALARIS NEXUS GP | BD | Fully Comprehensive includes any repair costs | 1 | 2-Good
OXFT0238 | NORTHWAY COMMUNITY CENTRE | COMMUNITY CHILDRENS NURSING TEAM | INFUSION PUMP-VOLUMETRIC | ALARIS NEXUS GP | BD | Fully Comprehensive includes any repair costs | 1 | 2-Good
OXFT0239 | NORTHWAY COMMUNITY CENTRE | COMMUNITY CHILDRENS NURSING TEAM | INFUSION PUMP-VOLUMETRIC | ALARIS NEXUS GP | BD | Fully Comprehensive includes any repair costs | 1 | 2-Good
OXFT0240 | NORTHWAY COMMUNITY CENTRE | COMMUNITY CHILDRENS NURSING TEAM | INFUSION PUMP-VOLUMETRIC | ALARIS NEXUS GP | BD | Fully Comprehensive includes any repair costs | 1 | 2-Good
OXFT0409 | ABINGDON COMMUNITY HOSPITAL | EMU | INFUSION PUMP-VOLUMETRIC | ALARIS NEXUS GP | BD | Fully Comprehensive includes any repair costs | 2 | 2-Good
OHFT1874 | WITNEY COMMUNITY HOSPITAL | WENRISC WARD | INFUSION PUMP-VOLUMETRIC | SIGNATURE GOLD | ALARIS MEDICAL | Fully Comprehensive includes any repair costs | 3 | 3-Average
OXFT0241 | NORTHWAY COMMUNITY CENTRE | COMMUNITY CHILDRENS NURSING TEAM | INFUSION PUMP-VOLUMETRIC | ALARIS NEXUS GP | BD | Fully Comprehensive includes any repair costs | 1 | 2-Good
OXFT0242 | NORTHWAY COMMUNITY CENTRE | COMMUNITY CHILDRENS NURSING TEAM | INFUSION PUMP-VOLUMETRIC | ALARIS NEXUS GP | BD | Fully Comprehensive includes any repair costs | 1 | 2-Good
OXFT0243 | NORTHWAY COMMUNITY CENTRE | COMMUNITY CHILDRENS NURSING TEAM | INFUSION PUMP-VOLUMETRIC | ALARIS NEXUS GP | BD | Fully Comprehensive includes any repair costs | 1 | 2-Good
OXFT00244 | NORTHWAY COMMUNITY CENTRE | COMMUNITY CHILDRENS NURSING TEAM | INFUSION PUMP-VOLUMETRIC | ALARIS NEXUS GP | BD | Fully Comprehensive includes any repair costs | 1 | 2-Good
OXFT4652(1) | WITNEY COMMUNITY HOSPITAL | WENRISC WARD | INFUSION PUMP-VOLUMETRIC | ALARIS NEXUS GP | BD | Fully Comprehensive includes any repair costs | 0 | 1-Excellent
OXFT0113 | WARNEFORD HOSPITAL | CLINICAL RESEARCH | INFUSION PUMP-VOLUMETRIC | GP PLUS | ALARIS MEDICAL | Fully Comprehensive includes any repair costs | 3 | 3-Average
OHFT44593 | WITNEY COMMUNITY HOSPITAL | EMU | INFUSION PUMP-VOLUMETRIC | GP PLUS | ALARIS MEDICAL | Fully Comprehensive includes any repair costs | 3 | 3-Average
OHFT0629 | WITNEY COMMUNITY HOSPITAL | WENRISC WARD | INFUSION PUMP-VOLUMETRIC | GP PLUS | ALARIS MEDICAL | Fully Comprehensive includes any repair costs | 3 | 3-Average
OHFT164284 | WALLINGFORD COMMUNITY HOSPITAL | ST LEONARDS WARD | INFUSION PUMP-VOLUMETRIC | GP PLUS | ALARIS MEDICAL | Fully Comprehensive includes any repair costs | 3 | 2-Good
OXFT1568 | WALLINGFORD COMMUNITY HOSPITAL | ST LEONARDS WARD | INFUSION PUMP-VOLUMETRIC | GP PLUS | ALARIS MEDICAL | Fully Comprehensive includes any repair costs | 3 | 2-Good
OHFT40022 | ABINGDON COMMUNITY HOSPITAL | EMU | INFUSION PUMP-VOLUMETRIC | SE | ALARIS MEDICAL | Fully Comprehensive includes any repair costs | 3 | 3-Average
OHFT42523 | TOWNLANDS COMMUNITY HOSPITAL | RAPID ACCESS CARE UNIT (RACU) | INFUSION PUMP-VOLUMETRIC | GP | ALARIS MEDICAL | Fully Comprehensive includes any repair costs | 3 | 3-Average
OHFT42524 | TOWNLANDS COMMUNITY HOSPITAL | RAPID ACCESS CARE UNIT (RACU) | INFUSION PUMP-VOLUMETRIC | GP | ALARIS MEDICAL | Fully Comprehensive includes any repair costs | 3 | 3-Average
OHFT1441 | WITNEY COMMUNITY HOSPITAL | LINFOOT WARD | INFUSION PUMP-VOLUMETRIC | GP | ALARIS MEDICAL | Fully Comprehensive includes any repair costs | 3 | 3-Average
OHFT45392 | FULBROOK CENTRE | CITY COMMUNITY HOSPITAL | INFUSION PUMP-VOLUMETRIC | GP PLUS | ALARIS MEDICAL | Fully Comprehensive includes any repair costs | 3 | 3-Average
OHFT46022 | ABINGDON COMMUNITY HOSPITAL | OSRU | INFUSION PUMP-VOLUMETRIC | GP PLUS | ALARIS MEDICAL | Fully Comprehensive includes any repair costs | 3 | 3-Average
OHFT43172 | WARNEFORD HOSPITAL | CLINICAL RESEARCH | INFUSION PUMP-VOLUMETRIC | GP PLUS | ALARIS MEDICAL | Fully Comprehensive includes any repair costs | 3 | 3-Average
OHFT43910 | NORTHWAY COMMUNITY CENTRE | COMMUNITY CHILDRENS NURSING TEAM | HUMIDIFIER | MR810 | FISHER & PAYKEL | PLANNED PREVENTATIVE (REGULAR SERVICING) | 7 | 4-Poor | 2018
OHFT46621 | NORTHWAY COMMUNITY CENTRE | COMMUNITY CHILDRENS NURSING TEAM | HUMIDIFIER | MR810 | FISHER & PAYKEL | PLANNED PREVENTATIVE (REGULAR SERVICING) | 8 | 4-Poor | 2017
OHFT45037 | NORTHWAY COMMUNITY CENTRE | COMMUNITY CHILDRENS NURSING TEAM | HUMIDIFIER | AIRVO 2 | FISHER & PAYKEL | PLANNED PREVENTATIVE (REGULAR SERVICING) | 5 | 3-Average | 2020
OXFT1638 | NORTHWAY COMMUNITY CENTRE | COMMUNITY CHILDRENS NURSING TEAM | HUMIDIFIER | AIRVO 2 | FISHER & PAYKEL | PLANNED PREVENTATIVE (REGULAR SERVICING) | 2 | 2-Good | 2022
OXFT1639 | NORTHWAY COMMUNITY CENTRE | COMMUNITY CHILDRENS NURSING TEAM | HUMIDIFIER | AIRVO 2 | FISHER & PAYKEL | PLANNED PREVENTATIVE (REGULAR SERVICING) | 2 | 2-Good | 2022
OXFT1236 | NORTHWAY COMMUNITY CENTRE | COMMUNITY CHILDRENS NURSING TEAM | HUMIDIFIER | AIRVO 2 | FISHER & PAYKEL | PLANNED PREVENTATIVE (REGULAR SERVICING) | 1 | 2-Good | 2024
OHFT44224 | NORTHWAY COMMUNITY CENTRE | COMMUNITY CHILDRENS NURSING TEAM | HUMIDIFIER | MR850 | FISHER & PAYKEL | PLANNED PREVENTATIVE (REGULAR SERVICING) | 8 | 4-Poor | 2017
OXFT1168 | NORTHWAY COMMUNITY CENTRE | COMMUNITY CHILDRENS NURSING TEAM | HUMIDIFIER | MR850 | FISHER & PAYKEL | PLANNED PREVENTATIVE (REGULAR SERVICING) | 13 | 4-Poor | 2012
OHFT45036 | NORTHWAY COMMUNITY CENTRE | COMMUNITY CHILDRENS NURSING TEAM | HUMIDIFIER | AIRVO | FISHER & PAYKEL | PLANNED PREVENTATIVE (REGULAR SERVICING) | 5 | 3-Average | 2020
OHFT45092 | NORTHWAY COMMUNITY CENTRE | COMMUNITY CHILDRENS NURSING TEAM | HUMIDIFIER | AIRVO | FISHER & PAYKEL | PLANNED PREVENTATIVE (REGULAR SERVICING) | 5 | 3-Average | 2020
OHFT41966 | NORTHWAY COMMUNITY CENTRE | COMMUNITY CHILDRENS NURSING TEAM | HUMIDIFIER | MR850 | FISHER & PAYKEL | PLANNED PREVENTATIVE (REGULAR SERVICING) | 15 | 4-Poor | 2010
OHFT42055 | NORTHWAY COMMUNITY CENTRE | COMMUNITY CHILDRENS NURSING TEAM | HUMIDIFIER | MR850 | FISHER & PAYKEL | PLANNED PREVENTATIVE (REGULAR SERVICING) | 11 | 4-Poor | 2014
OHFT43115 | MURRAY HOUSE | COMMUNITY CHILDRENS NURSING TEAM | HUMIDIFIER | MR850 | FISHER & PAYKEL | PLANNED PREVENTATIVE (REGULAR SERVICING) | 7 | 4-Poor | 2018
OHFT43116 | NORTHWAY COMMUNITY CENTRE | COMMUNITY CHILDRENS NURSING TEAM | HUMIDIFIER | MR850 | FISHER & PAYKEL | PLANNED PREVENTATIVE (REGULAR SERVICING) | 4 | 2-Good | 2021
OHFT43861 | NORTHWAY COMMUNITY CENTRE | COMMUNITY CHILDRENS NURSING TEAM | HUMIDIFIER | MR850 | FISHER & PAYKEL | PLANNED PREVENTATIVE (REGULAR SERVICING) | 10 | 4-Poor | 2015
OHFT43862 | NORTHWAY COMMUNITY CENTRE | COMMUNITY CHILDRENS NURSING TEAM | HUMIDIFIER | MR850 | FISHER & PAYKEL | PLANNED PREVENTATIVE (REGULAR SERVICING) | 10 | 4-Poor | 2015
OXFT4504 | NORTHWAY COMMUNITY CENTRE | COMMUNITY CHILDRENS NURSING TEAM | HUMIDIFIER | AIRVO 2 | FISHER & PAYKEL | PLANNED PREVENTATIVE (REGULAR SERVICING) | 1 | 2-Good | 2024
OXFT4542 | NORTHWAY COMMUNITY CENTRE | COMMUNITY CHILDRENS NURSING TEAM | HUMIDIFIER | AIRVO 2 | FISHER & PAYKEL | PLANNED PREVENTATIVE (REGULAR SERVICING) | 1 | 2-Good | 2023
OHFT46373 | MURRAY HOUSE | COMMUNITY CHILDRENS NURSING TEAM | HUMIDIFIER | MR850 | FISHER & PAYKEL | PLANNED PREVENTATIVE (REGULAR SERVICING) | 4 | 2-Good | 2021
OHFT1485 | NORTHWAY COMMUNITY CENTRE | COMMUNITY CHILDRENS NURSING TEAM | HUMIDIFIER | MR850 | FISHER & PAYKEL | PLANNED PREVENTATIVE (REGULAR SERVICING) | 15 | 4-Poor | 2010
OHFT2228 | NORTHWAY COMMUNITY CENTRE | COMMUNITY CHILDRENS NURSING TEAM | HUMIDIFIER | MR850 | FISHER & PAYKEL | PLANNED PREVENTATIVE (REGULAR SERVICING) | 8 | 4-Poor | 2017
OHFT41749 | NORTHWAY COMMUNITY CENTRE | COMMUNITY CHILDRENS NURSING TEAM | HUMIDIFIER | MR850 | FISHER & PAYKEL | PLANNED PREVENTATIVE (REGULAR SERVICING) | 16 | 4-Poor | 2009
OXFT1126 | NORTHWAY COMMUNITY CENTRE | COMMUNITY CHILDRENS NURSING TEAM | HUMIDIFIER | AIRVO 2 | FISHER & PAYKEL | PLANNED PREVENTATIVE (REGULAR SERVICING) | 1 | 2-Good | 2021
OXFT4543 | NORTHWAY COMMUNITY CENTRE | COMMUNITY CHILDRENS NURSING TEAM | HUMIDIFIER | AIRVO 2 | FISHER & PAYKEL | PLANNED PREVENTATIVE (REGULAR SERVICING) | 1 | 2-Good | 2023
OXFT1127 | NORTHWAY COMMUNITY CENTRE | COMMUNITY CHILDRENS NURSING TEAM | HUMIDIFIER | AIRVO 2 | FISHER & PAYKEL | PLANNED PREVENTATIVE (REGULAR SERVICING) | 1 | 2-Good | 2021
OXFT1128 | NORTHWAY COMMUNITY CENTRE | COMMUNITY CHILDRENS NURSING TEAM | HUMIDIFIER | AIRVO 2 | FISHER & PAYKEL | PLANNED PREVENTATIVE (REGULAR SERVICING) | 1 | 2-Good | 2021
OXFT0245 | NORTHWAY COMMUNITY CENTRE | COMMUNITY CHILDRENS NURSING TEAM | HUMIDIFIER | AIRVO 2 | FISHER & PAYKEL | PLANNED PREVENTATIVE (REGULAR SERVICING) | 1 | 2-Good | 2021
OXFT0246 | NORTHWAY COMMUNITY CENTRE | COMMUNITY CHILDRENS NURSING TEAM | HUMIDIFIER | AIRVO 2 | FISHER & PAYKEL | PLANNED PREVENTATIVE (REGULAR SERVICING) | 1 | 2-Good | 2021
OXFT1237 | NORTHWAY COMMUNITY CENTRE | COMMUNITY CHILDRENS NURSING TEAM | HUMIDIFIER | AIRVO 2 | FISHER & PAYKEL | PLANNED PREVENTATIVE (REGULAR SERVICING) | 1 | 2-Good | 2024
OHFT2301 | NORTHWAY COMMUNITY CENTRE | COMMUNITY CHILDRENS NURSING TEAM | HUMIDIFIER | AIRVO 2 | FISHER & PAYKEL | PLANNED PREVENTATIVE (REGULAR SERVICING) | 6 | 3-Average | 2019
OHFT2302 | NORTHWAY COMMUNITY CENTRE | COMMUNITY CHILDRENS NURSING TEAM | HUMIDIFIER | AIRVO 2 | FISHER & PAYKEL | PLANNED PREVENTATIVE (REGULAR SERVICING) | 6 | 3-Average | 2019
OHFT44303 | NORTHWAY COMMUNITY CENTRE | COMMUNITY CHILDRENS NURSING TEAM | HUMIDIFIER | AIRVO 2 | FISHER & PAYKEL | PLANNED PREVENTATIVE (REGULAR SERVICING) | 6 | 3-Average | 2019
OHFT44757 | NORTHWAY COMMUNITY CENTRE | COMMUNITY CHILDRENS NURSING TEAM | HUMIDIFIER | AIRVO 2 | FISHER & PAYKEL | PLANNED PREVENTATIVE (REGULAR SERVICING) | 6 | 3-Average | 2019
OXFT1125 | NORTHWAY COMMUNITY CENTRE | COMMUNITY CHILDRENS NURSING TEAM | HUMIDIFIER | AIRVO 2 | FISHER & PAYKEL | PLANNED PREVENTATIVE (REGULAR SERVICING) | 1 | 2-Good | 2021
MARS148248 | ABINGDON COMMUNITY HOSPITAL | ABBEY WARD | SCALE-WHEELCHAIR | 685 | SECA LTD | PLANNED PREVENTATIVE (REGULAR SERVICING) | 17 | 4-Poor | 2008
MARS221239 | DIDCOT COMMUNITY HOSPITAL | DIDCOT WARD | SCALE-WHEELCHAIR | M225 | MARSDEN | PLANNED PREVENTATIVE (REGULAR SERVICING) | 5 | 3-Average | 2020
OXFT0206 | EAST OXFORD HEALTH CENTRE | COMMUNITY NUTRITION AND DIETETICS | SCALE-WHEELCHAIR | M610 | MARSDEN | PLANNED PREVENTATIVE (REGULAR SERVICING) | 1 | 2-Good | 2024
OXFT3817 | LITTLEMORE MENTAL HEALTH CENTRE | FORENSIC UNIT | SCALE-WHEELCHAIR | M610 | MARSDEN | PLANNED PREVENTATIVE (REGULAR SERVICING) | 0 | 1-Excellent | 2024
MARS148264 | WALLINGFORD COMMUNITY HOSPITAL | ST LEONARDS WARD | SCALE-WHEELCHAIR | M640 | MARSDEN | PLANNED PREVENTATIVE (REGULAR SERVICING) | 12 | 4-Poor | 2013
OXFT1550 | WARNEFORD HOSPITAL | CMHT OLDER ADULTS | SCALE-WHEELCHAIR | M640 | MARSDEN | PLANNED PREVENTATIVE (REGULAR SERVICING) | 2 | 2-Good | 2022
OXFT4821 | FULBROOK CENTRE | CHERWELL WARD | SCALE-WHEELCHAIR | M640 | MARSDEN | PLANNED PREVENTATIVE (REGULAR SERVICING) | 2 | 2-Good | 2022
MARS140608 | EAST OXFORD HEALTH CENTRE | COMMUNITY NUTRITION AND DIETETICS | SCALE-WHEELCHAIR | MPWS300 | MARSDEN | PLANNED PREVENTATIVE (REGULAR SERVICING) | 13 | 4-Poor | 2012
OXFT0556 | ST BARNABAS CLINIC | PODIATRY | PLINTH-BARIATRIC | 503CDT | PLINTH MEDICAL | PLANNED PREVENTATIVE (REGULAR SERVICING) | 3 | 1-Excellent | 2022
OXFT2151 | DIDCOT COMMUNITY HOSPITAL | PODIATRY | PLINTH-BARIATRIC | 503CDT | PLINTH MEDICAL | PLANNED PREVENTATIVE (REGULAR SERVICING) | 5 | 1-Excellent | 2020
OXFT0056 | WALLINGFORD COMMUNITY HOSPITAL | PODIATRY | PLINTH-BARIATRIC | 503CDT | PLINTH MEDICAL | PLANNED PREVENTATIVE (REGULAR SERVICING) | 2 | 1-Excellent
OXFT3784 | LUTHER STREET MEDICAL CENTRE | CLINIC ROOM | PLINTH-BARIATRIC | 503CDT | PLINTH MEDICAL | PLANNED PREVENTATIVE (REGULAR SERVICING) | 1 | 1-Excellent
OHFT40160 | BICESTER HEALTH CENTRE | DENTAL CLINIC | DENTAL SUCTION UNIT-MOBILE | MINI SUCTION | LYSTA | Fully Comprehensive includes any repair costs | 3 | 2-Good
6070103 | ABINGDON COMMUNITY HOSPITAL | OSRU | SLING | SLING | PRISM MEDICAL | PLANNED PREVENTATIVE (REGULAR SERVICING) | 3 | 2-Good
PW2201773236 | BICESTER COMMUNITY HOSPITAL | BICESTER WARD | SLING | SLING | PRISM MEDICAL | PLANNED PREVENTATIVE (REGULAR SERVICING) | 2 | 2-Good
C0080121 | ABINGDON COMMUNITY HOSPITAL | ABBEY WARD | SLING | SLING | LIKO | PLANNED PREVENTATIVE (REGULAR SERVICING) | 3 | 2-Good
C061846 | ABINGDON COMMUNITY HOSPITAL | ABBEY WARD | SLING | SLING | LIKO | PLANNED PREVENTATIVE (REGULAR SERVICING) | 3 | 2-Good
C0091339 | ABINGDON COMMUNITY HOSPITAL | ABBEY WARD | SLING | SLING | LIKO | PLANNED PREVENTATIVE (REGULAR SERVICING) | 3 | 2-Good
C0099048 | ABINGDON COMMUNITY HOSPITAL | OSRU | SLING | SLING | LIKO | PLANNED PREVENTATIVE (REGULAR SERVICING) | 3 | 2-Good
NN050069 | BICESTER COMMUNITY HOSPITAL | BICESTER WARD | SLING | SLING | CARE & INDEPENDENCE | PLANNED PREVENTATIVE (REGULAR SERVICING) | 3 | 2-Good
K007407 | WITNEY COMMUNITY HOSPITAL | WENRISC WARD | SLING | GLOVE TUX DELUXE | CARE & INDEPENDENCE | PLANNED PREVENTATIVE (REGULAR SERVICING) | 3 | 2-Good
K008144 | WITNEY COMMUNITY HOSPITAL | LINFOOT WARD | SLING | GLOVE TUX DELUXE | CARE & INDEPENDENCE | PLANNED PREVENTATIVE (REGULAR SERVICING) | 3 | 2-Good
3 | BICESTER COMMUNITY HOSPITAL | BICESTER WARD | SLING | RETURN-MEDIUM | HANDICARE | PLANNED PREVENTATIVE (REGULAR SERVICING) | 3 | 2-Good
10 | BICESTER COMMUNITY HOSPITAL | BICESTER WARD | SLING | RETURN-MEDIUM | HANDICARE | PLANNED PREVENTATIVE (REGULAR SERVICING) | 3 | 2-Good
SR000806 | FULBROOK CENTRE | CITY COMMUNITY HOSPITAL | SLING | SLING | CARE & INDEPENDENCE | PLANNED PREVENTATIVE (REGULAR SERVICING) | 3 | 2-Good
MM350061 | BICESTER COMMUNITY HOSPITAL | BICESTER WARD | SLING | SLING | CARE & INDEPENDENCE | PLANNED PREVENTATIVE (REGULAR SERVICING) | 3 | 2-Good
MM350068 | BICESTER COMMUNITY HOSPITAL | BICESTER WARD | SLING | SLING | CARE & INDEPENDENCE | PLANNED PREVENTATIVE (REGULAR SERVICING) | 3 | 2-Good
RW032894 | BICESTER COMMUNITY HOSPITAL | BICESTER WARD | SLING | SLING | CARE & INDEPENDENCE | PLANNED PREVENTATIVE (REGULAR SERVICING) | 3 | 2-Good
NN090018 | BICESTER COMMUNITY HOSPITAL | BICESTER WARD | SLING | SLING | CARE & INDEPENDENCE | PLANNED PREVENTATIVE (REGULAR SERVICING) | 3 | 2-Good
NN090019 | BICESTER COMMUNITY HOSPITAL | BICESTER WARD | SLING | SLING | CARE & INDEPENDENCE | PLANNED PREVENTATIVE (REGULAR SERVICING) | 3 | 2-Good
NN370046 | FULBROOK CENTRE | CITY COMMUNITY HOSPITAL | SLING | SLING | CARE & INDEPENDENCE | PLANNED PREVENTATIVE (REGULAR SERVICING) | 3 | 2-Good
RW032893 | BICESTER COMMUNITY HOSPITAL | BICESTER WARD | SLING | SLING | CARE & INDEPENDENCE | PLANNED PREVENTATIVE (REGULAR SERVICING) | 3 | 2-Good
NN110017 | BICESTER COMMUNITY HOSPITAL | BICESTER WARD | SLING | SLING | CARE & INDEPENDENCE | PLANNED PREVENTATIVE (REGULAR SERVICING) | 3 | 2-Good
NN110009 | BICESTER COMMUNITY HOSPITAL | BICESTER WARD | SLING | SLING | CARE & INDEPENDENCE | PLANNED PREVENTATIVE (REGULAR SERVICING) | 3 | 2-Good
31001 | BICESTER COMMUNITY HOSPITAL | BICESTER WARD | SLING | SLING | CARE & INDEPENDENCE | PLANNED PREVENTATIVE (REGULAR SERVICING) | 3 | 2-Good
SR000757 | FULBROOK CENTRE | CITY COMMUNITY HOSPITAL | SLING | SLING | CARE & INDEPENDENCE | PLANNED PREVENTATIVE (REGULAR SERVICING) | 3 | 2-Good
RW070955 | FULBROOK CENTRE | CITY COMMUNITY HOSPITAL | SLING | SLING | CARE & INDEPENDENCE | PLANNED PREVENTATIVE (REGULAR SERVICING) | 1 | 2-Good
SR000809 | FULBROOK CENTRE | CITY COMMUNITY HOSPITAL | SLING | SLING | CARE & INDEPENDENCE | PLANNED PREVENTATIVE (REGULAR SERVICING) | 3 | 2-Good
NN170083 | FULBROOK CENTRE | CITY COMMUNITY HOSPITAL | SLING | SLING | CARE & INDEPENDENCE | PLANNED PREVENTATIVE (REGULAR SERVICING) | 3 | 2-Good
SR000756 | FULBROOK CENTRE | CITY COMMUNITY HOSPITAL | SLING | SLING | CARE & INDEPENDENCE | PLANNED PREVENTATIVE (REGULAR SERVICING) | 3 | 2-Good
NN170073 | FULBROOK CENTRE | CITY COMMUNITY HOSPITAL | SLING | SLING | CARE & INDEPENDENCE | PLANNED PREVENTATIVE (REGULAR SERVICING) | 3 | 2-Good
NN370048 | FULBROOK CENTRE | CITY COMMUNITY HOSPITAL | SLING | SLING | CARE & INDEPENDENCE | PLANNED PREVENTATIVE (REGULAR SERVICING) | 3 | 2-Good
RW070288 | FULBROOK CENTRE | CITY COMMUNITY HOSPITAL | SLING | SLING | CARE & INDEPENDENCE | PLANNED PREVENTATIVE (REGULAR SERVICING) | 1 | 2-Good
J004817 | BICESTER COMMUNITY HOSPITAL | BICESTER WARD | SLING | SLING | CARE & INDEPENDENCE | PLANNED PREVENTATIVE (REGULAR SERVICING) | 2 | 2-Good
P004811 | BICESTER COMMUNITY HOSPITAL | BICESTER WARD | SLING | SLING | CARE & INDEPENDENCE | PLANNED PREVENTATIVE (REGULAR SERVICING) | 2 | 2-Good
RW073374 | BICESTER COMMUNITY HOSPITAL | BICESTER WARD | SLING | SLING | CARE & INDEPENDENCE | PLANNED PREVENTATIVE (REGULAR SERVICING) | 2 | 2-Good
RW053531 | BICESTER COMMUNITY HOSPITAL | BICESTER WARD | SLING | SLING | CARE & INDEPENDENCE | PLANNED PREVENTATIVE (REGULAR SERVICING) | 2 | 2-Good
RW070285 | FULBROOK CENTRE | CITY COMMUNITY HOSPITAL | SLING | SLING | CARE & INDEPENDENCE | PLANNED PREVENTATIVE (REGULAR SERVICING) | 1 | 2-Good
RW033462 | BICESTER COMMUNITY HOSPITAL | BICESTER WARD | SLING | SLING | CARE & INDEPENDENCE | PLANNED PREVENTATIVE (REGULAR SERVICING) | 3 | 2-Good
RW031000 | BICESTER COMMUNITY HOSPITAL | BICESTER WARD | SLING | SLING | CARE & INDEPENDENCE | PLANNED PREVENTATIVE (REGULAR SERVICING) | 3 | 2-Good
RW02829 | BICESTER COMMUNITY HOSPITAL | BICESTER WARD | SLING | SLING | CARE & INDEPENDENCE | PLANNED PREVENTATIVE (REGULAR SERVICING) | 3 | 2-Good
RW069329 | FULBROOK CENTRE | CITY COMMUNITY HOSPITAL | SLING | SLING | CARE & INDEPENDENCE | PLANNED PREVENTATIVE (REGULAR SERVICING) | 1 | 2-Good
RW069335 | FULBROOK CENTRE | CITY COMMUNITY HOSPITAL | SLING | SLING | CARE & INDEPENDENCE | PLANNED PREVENTATIVE (REGULAR SERVICING) | 1 | 2-Good
RW070286 | FULBROOK CENTRE | CITY COMMUNITY HOSPITAL | SLING | SLING | CARE & INDEPENDENCE | PLANNED PREVENTATIVE (REGULAR SERVICING) | 1 | 2-Good
F01064 | WITNEY COMMUNITY HOSPITAL | LINFOOT WARD | SLING | INCHAIR | CARE & INDEPENDENCE | PLANNED PREVENTATIVE (REGULAR SERVICING) | 3 | 2-Good
IEU00888411 | WITNEY COMMUNITY HOSPITAL | LINFOOT WARD | SLING | SLING | INVACARE | PLANNED PREVENTATIVE (REGULAR SERVICING) | 3 | 2-Good
1484690 | WITNEY COMMUNITY HOSPITAL | LINFOOT WARD - ROOM 10 | SLING | SLING | INVACARE | PLANNED PREVENTATIVE (REGULAR SERVICING) | 3 | 2-Good
151100826 | BICESTER COMMUNITY HOSPITAL | BICESTER WARD | SLING | SLING | CARE & INDEPENDENCE | PLANNED PREVENTATIVE (REGULAR SERVICING) | 3 | 2-Good
H004075 | BICESTER COMMUNITY HOSPITAL | BICESTER WARD | SLING | SLING | CARE & INDEPENDENCE | PLANNED PREVENTATIVE (REGULAR SERVICING) | 3 | 2-Good
F01065 | WITNEY COMMUNITY HOSPITAL | LINFOOT WARD | SLING | INCHAIR | CARE & INDEPENDENCE | PLANNED PREVENTATIVE (REGULAR SERVICING) | 3 | 2-Good
RW025831 | WITNEY COMMUNITY HOSPITAL | LINFOOT WARD | SLING | INCHAIR | CARE & INDEPENDENCE | PLANNED PREVENTATIVE (REGULAR SERVICING) | 3 | 2-Good
F01059 | WITNEY COMMUNITY HOSPITAL | LINFOOT WARD | SLING | INCHAIR | CARE & INDEPENDENCE | PLANNED PREVENTATIVE (REGULAR SERVICING) | 3 | 2-Good
F01057 | WITNEY COMMUNITY HOSPITAL | LINFOOT WARD | SLING | INCHAIR | CARE & INDEPENDENCE | PLANNED PREVENTATIVE (REGULAR SERVICING) | 3 | 2-Good
F01058 | WITNEY COMMUNITY HOSPITAL | LINFOOT WARD | SLING | INCHAIR | CARE & INDEPENDENCE | PLANNED PREVENTATIVE (REGULAR SERVICING) | 3 | 2-Good
C42485 | WITNEY COMMUNITY HOSPITAL | WENRISC WARD | SLING | INCHAIR | CARE & INDEPENDENCE | PLANNED PREVENTATIVE (REGULAR SERVICING) | 3 | 2-Good
D15113 | WITNEY COMMUNITY HOSPITAL | WENRISC WARD | SLING | INCHAIR | CARE & INDEPENDENCE | PLANNED PREVENTATIVE (REGULAR SERVICING) | 3 | 2-Good
RB000066 | WITNEY COMMUNITY HOSPITAL | LINFOOT WARD | SLING | INCHAIR | CARE & INDEPENDENCE | PLANNED PREVENTATIVE (REGULAR SERVICING) | 3 | 2-Good
RB000002 | WITNEY COMMUNITY HOSPITAL | LINFOOT WARD | SLING | INCHAIR | CARE & INDEPENDENCE | PLANNED PREVENTATIVE (REGULAR SERVICING) | 3 | 2-Good
D42211 | WITNEY COMMUNITY HOSPITAL | LINFOOT WARD | SLING | INCHAIR | CARE & INDEPENDENCE | PLANNED PREVENTATIVE (REGULAR SERVICING) | 3 | 2-Good
C24154 | WITNEY COMMUNITY HOSPITAL | LINFOOT WARD | SLING | GLOVE DELUXE | CARE & INDEPENDENCE | PLANNED PREVENTATIVE (REGULAR SERVICING) | 3 | 2-Good
K007413 | WITNEY COMMUNITY HOSPITAL | LINFOOT WARD | SLING | GLOVE DELUXE | CARE & INDEPENDENCE | PLANNED PREVENTATIVE (REGULAR SERVICING) | 3 | 2-Good
F11122 | WITNEY COMMUNITY HOSPITAL | LINFOOT WARD | SLING | GLOVE DELUXE | CARE & INDEPENDENCE | PLANNED PREVENTATIVE (REGULAR SERVICING) | 3 | 2-Good
J008571 | WITNEY COMMUNITY HOSPITAL | LINFOOT WARD | SLING | GLOVE DELUXE | CARE & INDEPENDENCE | PLANNED PREVENTATIVE (REGULAR SERVICING) | 3 | 2-Good
K008149 | WITNEY COMMUNITY HOSPITAL | LINFOOT WARD | SLING | GLOVE DELUXE | CARE & INDEPENDENCE | PLANNED PREVENTATIVE (REGULAR SERVICING) | 3 | 2-Good
RW008467 | WITNEY COMMUNITY HOSPITAL | LINFOOT WARD | SLING | GLOVE DELUXE | CARE & INDEPENDENCE | PLANNED PREVENTATIVE (REGULAR SERVICING) | 3 | 2-Good
K100544 | WITNEY COMMUNITY HOSPITAL | LINFOOT WARD | SLING | GLOVE DELUXE | CARE & INDEPENDENCE | PLANNED PREVENTATIVE (REGULAR SERVICING) | 3 | 2-Good
E27526 | WITNEY COMMUNITY HOSPITAL | LINFOOT WARD | SLING | GLOVE DELUXE | CARE & INDEPENDENCE | PLANNED PREVENTATIVE (REGULAR SERVICING) | 3 | 2-Good
E37440 | WITNEY COMMUNITY HOSPITAL | LINFOOT WARD | SLING | GLOVE DELUXE | CARE & INDEPENDENCE | PLANNED PREVENTATIVE (REGULAR SERVICING) | 3 | 2-Good
E37436 | WITNEY COMMUNITY HOSPITAL | LINFOOT WARD | SLING | GLOVE DELUXE | CARE & INDEPENDENCE | PLANNED PREVENTATIVE (REGULAR SERVICING) | 3 | 2-Good
P100466 | WITNEY COMMUNITY HOSPITAL | LINFOOT WARD | SLING | GLOVE DELUXE | CARE & INDEPENDENCE | PLANNED PREVENTATIVE (REGULAR SERVICING) | 1 | 2-Good
RB000079 | WITNEY COMMUNITY HOSPITAL | LINFOOT WARD | SLING | GLOVE | CARE & INDEPENDENCE | PLANNED PREVENTATIVE (REGULAR SERVICING) | 3 | 2-Good
E37435 | WITNEY COMMUNITY HOSPITAL | LINFOOT WARD | SLING | GLOVE DELUXE | CARE & INDEPENDENCE | PLANNED PREVENTATIVE (REGULAR SERVICING) | 3 | 2-Good
E37433 | WITNEY COMMUNITY HOSPITAL | LINFOOT WARD | SLING | GLOVE DELUXE | CARE & INDEPENDENCE | PLANNED PREVENTATIVE (REGULAR SERVICING) | 3 | 2-Good
B26318 | WITNEY COMMUNITY HOSPITAL | LINFOOT WARD | SLING | GLOVE DELUXE | CARE & INDEPENDENCE | PLANNED PREVENTATIVE (REGULAR SERVICING) | 3 | 2-Good
K100555 | WITNEY COMMUNITY HOSPITAL | LINFOOT WARD | SLING | GLOVE DELUXE | CARE & INDEPENDENCE | PLANNED PREVENTATIVE (REGULAR SERVICING) | 3 | 2-Good
A05427 | WITNEY COMMUNITY HOSPITAL | LINFOOT WARD | SLING | GLOVE | CARE & INDEPENDENCE | PLANNED PREVENTATIVE (REGULAR SERVICING) | 3 | 2-Good
E36029 | WITNEY COMMUNITY HOSPITAL | LINFOOT WARD | SLING | GLOVE | CARE & INDEPENDENCE | PLANNED PREVENTATIVE (REGULAR SERVICING) | 3 | 2-Good
K008331 | WITNEY COMMUNITY HOSPITAL | LINFOOT WARD | SLING | GLOVE | CARE & INDEPENDENCE | PLANNED PREVENTATIVE (REGULAR SERVICING) | 3 | 2-Good
C29115 | WITNEY COMMUNITY HOSPITAL | LINFOOT WARD | SLING | GLOVE | CARE & INDEPENDENCE | PLANNED PREVENTATIVE (REGULAR SERVICING) | 3 | 2-Good
K007024 | WITNEY COMMUNITY HOSPITAL | LINFOOT WARD | SLING | GLOVE | CARE & INDEPENDENCE | PLANNED PREVENTATIVE (REGULAR SERVICING) | 3 | 2-Good
K007783 | WITNEY COMMUNITY HOSPITAL | LINFOOT WARD | SLING | GLOVE | CARE & INDEPENDENCE | PLANNED PREVENTATIVE (REGULAR SERVICING) | 3 | 2-Good
F41634 | ABINGDON COMMUNITY HOSPITAL | EMU | SLING | GLOVE | CARE & INDEPENDENCE | PLANNED PREVENTATIVE (REGULAR SERVICING) | 3 | 2-Good
RW025643 | FULBROOK CENTRE | CITY COMMUNITY HOSPITAL | SLING | GLOVE | CARE & INDEPENDENCE | PLANNED PREVENTATIVE (REGULAR SERVICING) | 3 | 2-Good
E11630 | WITNEY COMMUNITY HOSPITAL | LINFOOT WARD | SLING | GLOVE | CARE & INDEPENDENCE | PLANNED PREVENTATIVE (REGULAR SERVICING) | 3 | 2-Good
K007780 | WITNEY COMMUNITY HOSPITAL | LINFOOT WARD | SLING | GLOVE | CARE & INDEPENDENCE | PLANNED PREVENTATIVE (REGULAR SERVICING) | 3 | 2-Good
E16328 | WITNEY COMMUNITY HOSPITAL | LINFOOT WARD | SLING | GLOVE | CARE & INDEPENDENCE | PLANNED PREVENTATIVE (REGULAR SERVICING) | 3 | 2-Good
RW039153 | FULBROOK CENTRE | CITY COMMUNITY HOSPITAL | SLING | GLOVE | CARE & INDEPENDENCE | PLANNED PREVENTATIVE (REGULAR SERVICING) | 3 | 2-Good
K001160 | FULBROOK CENTRE | CITY COMMUNITY HOSPITAL | SLING | GLOVE | CARE & INDEPENDENCE | PLANNED PREVENTATIVE (REGULAR SERVICING) | 3 | 2-Good
K002947 | WITNEY COMMUNITY HOSPITAL | LINFOOT WARD | SLING | GLOVE | CARE & INDEPENDENCE | PLANNED PREVENTATIVE (REGULAR SERVICING) | 3 | 2-Good
K008286 | WITNEY COMMUNITY HOSPITAL | LINFOOT WARD | SLING | GLOVE | CARE & INDEPENDENCE | PLANNED PREVENTATIVE (REGULAR SERVICING) | 3 | 2-Good
F45766 | ABINGDON COMMUNITY HOSPITAL | EMU | SLING | GLOVE | CARE & INDEPENDENCE | PLANNED PREVENTATIVE (REGULAR SERVICING) | 3 | 2-Good
RW022765 | ABINGDON COMMUNITY HOSPITAL | OSRU | SLING | GLOVE | CARE & INDEPENDENCE | PLANNED PREVENTATIVE (REGULAR SERVICING) | 3 | 2-Good
RW065209 | WITNEY COMMUNITY HOSPITAL | LINFOOT WARD | SLING | GLOVE | CARE & INDEPENDENCE | PLANNED PREVENTATIVE (REGULAR SERVICING) | 2 | 2-Good
RW065662 | WITNEY COMMUNITY HOSPITAL | LINFOOT WARD | SLING | GLOVE | CARE & INDEPENDENCE | PLANNED PREVENTATIVE (REGULAR SERVICING) | 2 | 2-Good
RW041085 | FULBROOK CENTRE | CITY COMMUNITY HOSPITAL | SLING | GLOVE | CARE & INDEPENDENCE | PLANNED PREVENTATIVE (REGULAR SERVICING) | 3 | 2-Good
RW040705 | FULBROOK CENTRE | CITY COMMUNITY HOSPITAL | SLING | GLOVE | CARE & INDEPENDENCE | PLANNED PREVENTATIVE (REGULAR SERVICING) | 3 | 2-Good
RW041334 | FULBROOK CENTRE | CITY COMMUNITY HOSPITAL | SLING | GLOVE | CARE & INDEPENDENCE | PLANNED PREVENTATIVE (REGULAR SERVICING) | 3 | 2-Good
RW041064 | FULBROOK CENTRE | CITY COMMUNITY HOSPITAL | SLING | GLOVE | CARE & INDEPENDENCE | PLANNED PREVENTATIVE (REGULAR SERVICING) | 3 | 2-Good
RW065832 | ABINGDON COMMUNITY HOSPITAL | OSRU | SLING | GLOVE | CARE & INDEPENDENCE | PLANNED PREVENTATIVE (REGULAR SERVICING) | 2 | 2-Good
K0028287 | WITNEY COMMUNITY HOSPITAL | WENRISC WARD | SLING | GLOVE | CARE & INDEPENDENCE | PLANNED PREVENTATIVE (REGULAR SERVICING) | 2 | 2-Good
RW065661 | WITNEY COMMUNITY HOSPITAL | LINFOOT WARD | SLING | GLOVE | CARE & INDEPENDENCE | PLANNED PREVENTATIVE (REGULAR SERVICING) | 2 | 2-Good
RW065216 | WITNEY COMMUNITY HOSPITAL | LINFOOT WARD | SLING | GLOVE | CARE & INDEPENDENCE | PLANNED PREVENTATIVE (REGULAR SERVICING) | 2 | 2-Good
P004830 | WITNEY COMMUNITY HOSPITAL | LINFOOT WARD | SLING | GLOVE | CARE & INDEPENDENCE | PLANNED PREVENTATIVE (REGULAR SERVICING) | 2 | 2-Good
P004582 | WITNEY COMMUNITY HOSPITAL | LINFOOT WARD | SLING | GLOVE | CARE & INDEPENDENCE | PLANNED PREVENTATIVE (REGULAR SERVICING) | 2 | 2-Good
F26058 | WITNEY COMMUNITY HOSPITAL | WENRISC WARD | SLING | GLOVE | CARE & INDEPENDENCE | PLANNED PREVENTATIVE (REGULAR SERVICING) | 3 | 2-Good
P004829 | WITNEY COMMUNITY HOSPITAL | LINFOOT WARD | SLING | GLOVE | CARE & INDEPENDENCE | PLANNED PREVENTATIVE (REGULAR SERVICING) | 2 | 2-Good
RW018104 | ABINGDON COMMUNITY HOSPITAL | OSRU | SLING | GLOVE | CARE & INDEPENDENCE | PLANNED PREVENTATIVE (REGULAR SERVICING) | 2 | 2-Good
47103011 | WITNEY COMMUNITY HOSPITAL | LINFOOT WARD | SLING | BARIVEST | HANDICARE | PLANNED PREVENTATIVE (REGULAR SERVICING) | 2 | 2-Good
40500008 | WITNEY COMMUNITY HOSPITAL | LINFOOT WARD | SLING | BASIC SLING | HANDICARE | PLANNED PREVENTATIVE (REGULAR SERVICING) | 3 | 2-Good
40500009 | WITNEY COMMUNITY HOSPITAL | LINFOOT WARD | SLING | BASIC SLING | HANDICARE | PLANNED PREVENTATIVE (REGULAR SERVICING) | 3 | 2-Good
C42376 | UNIPART HOUSE | LEARNING & DEVELOPMENT | SLING | GLOVE | CARE & INDEPENDENCE | PLANNED PREVENTATIVE (REGULAR SERVICING) | 3 | 2-Good
E37200 | WITNEY COMMUNITY HOSPITAL | WENRISC WARD | SLING | GLOVE | CARE & INDEPENDENCE | PLANNED PREVENTATIVE (REGULAR SERVICING) | 3 | 2-Good
301020048124 | DIDCOT COMMUNITY HOSPITAL | DIDCOT WARD | SLING | SLING | ARJO HUNTLEIGH | PLANNED PREVENTATIVE (REGULAR SERVICING) | 3 | 2-Good
301020048134 | DIDCOT COMMUNITY HOSPITAL | DIDCOT WARD | SLING | SLING | ARJO HUNTLEIGH | PLANNED PREVENTATIVE (REGULAR SERVICING) | 3 | 2-Good
88210910082988 | DIDCOT COMMUNITY HOSPITAL | DIDCOT WARD | SLING | SLING | ARJO HUNTLEIGH | PLANNED PREVENTATIVE (REGULAR SERVICING) | 3 | 2-Good
MAA2090-TBC-B | DIDCOT COMMUNITY HOSPITAL | DIDCOT WARD | SLING | SLING | ARJO HUNTLEIGH | PLANNED PREVENTATIVE (REGULAR SERVICING) | 3 | 2-Good
301220486027 | WITNEY COMMUNITY HOSPITAL | WENRISC WARD | SLING | ACTIVE | ARJO HUNTLEIGH | PLANNED PREVENTATIVE (REGULAR SERVICING) | 3 | 2-Good
47103010 | WITNEY COMMUNITY HOSPITAL | LINFOOT WARD | SLING | BARIVEST | HANDICARE | PLANNED PREVENTATIVE (REGULAR SERVICING) | 3 | 2-Good
300221962163 | WALLINGFORD COMMUNITY HOSPITAL | ST LEONARDS WARD | SLING | SLING | ARJO HUNTLEIGH | PLANNED PREVENTATIVE (REGULAR SERVICING) | 3 | 2-Good
300221975013 | DIDCOT COMMUNITY HOSPITAL | DIDCOT WARD | SLING | SLING | ARJO HUNTLEIGH | PLANNED PREVENTATIVE (REGULAR SERVICING) | 3 | 2-Good
300321629 | DIDCOT COMMUNITY HOSPITAL | DIDCOT WARD | SLING | SLING | ARJO HUNTLEIGH | PLANNED PREVENTATIVE (REGULAR SERVICING) | 3 | 2-Good
30021975024 | DIDCOT COMMUNITY HOSPITAL | DIDCOT WARD | SLING | SLING | ARJO HUNTLEIGH | PLANNED PREVENTATIVE (REGULAR SERVICING) | 3 | 2-Good
30032127099 | DIDCOT COMMUNITY HOSPITAL | DIDCOT WARD | SLING | SLING | ARJO HUNTLEIGH | PLANNED PREVENTATIVE (REGULAR SERVICING) | 3 | 2-Good
300321127 | DIDCOT COMMUNITY HOSPITAL | DIDCOT WARD | SLING | SLING | ARJO HUNTLEIGH | PLANNED PREVENTATIVE (REGULAR SERVICING) | 3 | 2-Good
CM001 | FULBROOK CENTRE | CITY COMMUNITY HOSPITAL | SLING | SLING | ARJO HUNTLEIGH | PLANNED PREVENTATIVE (REGULAR SERVICING) | 3 | 2-Good
740718007076 | FULBROOK CENTRE | CITY COMMUNITY HOSPITAL | SLING | SLING | ARJO HUNTLEIGH | PLANNED PREVENTATIVE (REGULAR SERVICING) | 3 | 2-Good
KXX52810M | FULBROOK CENTRE | CITY COMMUNITY HOSPITAL | SLING | SLING | ARJO HUNTLEIGH | PLANNED PREVENTATIVE (REGULAR SERVICING) | 3 | 2-Good
KKX52940-TBC-B | FULBROOK CENTRE | CITY COMMUNITY HOSPITAL | SLING | SLING | ARJO HUNTLEIGH | PLANNED PREVENTATIVE (REGULAR SERVICING) | 3 | 2-Good
MAA4031 | DIDCOT COMMUNITY HOSPITAL | DIDCOT WARD | SLING | SLING | ARJO HUNTLEIGH | PLANNED PREVENTATIVE (REGULAR SERVICING) | 3 | 2-Good
300121682025 | DIDCOT COMMUNITY HOSPITAL | DIDCOT WARD | SLING | SLING | ARJO HUNTLEIGH | PLANNED PREVENTATIVE (REGULAR SERVICING) | 3 | 2-Good
741017012025 | TOWNLANDS COMMUNITY HOSPITAL | RAPID ACCESS CARE UNIT (RACU) | SLING | SLING | ARJO HUNTLEIGH | PLANNED PREVENTATIVE (REGULAR SERVICING) | 3 | 2-Good
MAA2090-TBC-A | WALLINGFORD COMMUNITY HOSPITAL | ST LEONARDS WARD | SLING | SLING | ARJO HUNTLEIGH | PLANNED PREVENTATIVE (REGULAR SERVICING) | 3 | 2-Good
KKX52940-TBC-A | WALLINGFORD COMMUNITY HOSPITAL | ST LEONARDS WARD | SLING | SLING | ARJO HUNTLEIGH | PLANNED PREVENTATIVE (REGULAR SERVICING) | 3 | 2-Good
300420180023 | WALLINGFORD COMMUNITY HOSPITAL | ST LEONARDS WARD | SLING | SLING | ARJO HUNTLEIGH | PLANNED PREVENTATIVE (REGULAR SERVICING) | 3 | 2-Good
300221987010 | DIDCOT COMMUNITY HOSPITAL | DIDCOT WARD | SLING | SLING | ARJO HUNTLEIGH | PLANNED PREVENTATIVE (REGULAR SERVICING) | 3 | 2-Good
300718672161 | FULBROOK CENTRE | CHERWELL WARD | SLING | SLING | ARJO HUNTLEIGH | PLANNED PREVENTATIVE (REGULAR SERVICING) | 3 | 2-Good
MAA4000 | WALLINGFORD COMMUNITY HOSPITAL | ST LEONARDS WARD | SLING | SLING | ARJO HUNTLEIGH | PLANNED PREVENTATIVE (REGULAR SERVICING) | 3 | 2-Good
300820696020 | WALLINGFORD COMMUNITY HOSPITAL | ST LEONARDS WARD | SLING | SLING | ARJO HUNTLEIGH | PLANNED PREVENTATIVE (REGULAR SERVICING) | 3 | 2-Good
30092083021 | WALLINGFORD COMMUNITY HOSPITAL | ST LEONARDS WARD | SLING | SLING | ARJO HUNTLEIGH | PLANNED PREVENTATIVE (REGULAR SERVICING) | 3 | 2-Good
741010004400052 | WITNEY COMMUNITY HOSPITAL | WENRISC WARD | SLING | SLING | ARJO HUNTLEIGH | PLANNED PREVENTATIVE (REGULAR SERVICING) | 3 | 2-Good
MAA4100 | FULBROOK CENTRE | CITY COMMUNITY HOSPITAL | SLING | SLING | ARJO HUNTLEIGH | PLANNED PREVENTATIVE (REGULAR SERVICING) | 3 | 2-Good
300120927136 | FULBROOK CENTRE | CITY COMMUNITY HOSPITAL | SLING | SLING | ARJO HUNTLEIGH | PLANNED PREVENTATIVE (REGULAR SERVICING) | 3 | 2-Good
300520327009 | WITNEY COMMUNITY HOSPITAL | WENRISC WARD | SLING | SLING | ARJO HUNTLEIGH | PLANNED PREVENTATIVE (REGULAR SERVICING) | 3 | 2-Good
301220486018 | WITNEY COMMUNITY HOSPITAL | WENRISC WARD | SLING | SLING | ARJO HUNTLEIGH | PLANNED PREVENTATIVE (REGULAR SERVICING) | 3 | 2-Good
109094754968 | WITNEY COMMUNITY HOSPITAL | WENRISC WARD | SLING | SLING | ARJO HUNTLEIGH | PLANNED PREVENTATIVE (REGULAR SERVICING) | 3 | 2-Good
KKX52820-S | WITNEY COMMUNITY HOSPITAL | LINFOOT WARD | SLING | SLING | ARJO HUNTLEIGH | PLANNED PREVENTATIVE (REGULAR SERVICING) | 3 | 2-Good
300920893006 | WALLINGFORD COMMUNITY HOSPITAL | ST LEONARDS WARD | SLING | SLING | ARJO HUNTLEIGH | PLANNED PREVENTATIVE (REGULAR SERVICING) | 3 | 2-Good
740711000900051 | WALLINGFORD COMMUNITY HOSPITAL | ST LEONARDS WARD | SLING | SLING | ARJO HUNTLEIGH | PLANNED PREVENTATIVE (REGULAR SERVICING) | 3 | 2-Good
301020037204 | DIDCOT COMMUNITY HOSPITAL | DIDCOT WARD | SLING | SLING | ARJO HUNTLEIGH | PLANNED PREVENTATIVE (REGULAR SERVICING) | 3 | 2-Good
743013100009 | DIDCOT COMMUNITY HOSPITAL | DIDCOT WARD | SLING | SLING | ARJO HUNTLEIGH | PLANNED PREVENTATIVE (REGULAR SERVICING) | 3 | 2-Good
301020037231 | DIDCOT COMMUNITY HOSPITAL | DIDCOT WARD | SLING | SLING | ARJO HUNTLEIGH | PLANNED PREVENTATIVE (REGULAR SERVICING) | 3 | 2-Good
220716057009 | FULBROOK CENTRE | CITY COMMUNITY HOSPITAL | SLING | SLING | ARJO HUNTLEIGH | PLANNED PREVENTATIVE (REGULAR SERVICING) | 3 | 2-Good
301021764009 | WITNEY COMMUNITY HOSPITAL | WENRISC WARD | SLING | SLING | ARJO HUNTLEIGH | PLANNED PREVENTATIVE (REGULAR SERVICING) | 3 | 2-Good
300520327028 | WITNEY COMMUNITY HOSPITAL | WENRISC WARD | SLING | SLING | ARJO HUNTLEIGH | PLANNED PREVENTATIVE (REGULAR SERVICING) | 3 | 2-Good
300821264017 | DIDCOT COMMUNITY HOSPITAL | DIDCOT WARD | SLING | SLING | ARJO HUNTLEIGH | PLANNED PREVENTATIVE (REGULAR SERVICING) | 3 | 2-Good
300620443003 | DIDCOT COMMUNITY HOSPITAL | DIDCOT WARD | SLING | SLING | ARJO HUNTLEIGH | PLANNED PREVENTATIVE (REGULAR SERVICING) | 3 | 2-Good
300822339025 | DIDCOT COMMUNITY HOSPITAL | DIDCOT WARD | SLING | SLING | ARJO HUNTLEIGH | PLANNED PREVENTATIVE (REGULAR SERVICING) | 3 | 2-Good
300321629116 | DIDCOT COMMUNITY HOSPITAL | DIDCOT WARD | SLING | SLING | ARJO HUNTLEIGH | PLANNED PREVENTATIVE (REGULAR SERVICING) | 3 | 2-Good
KKX52820M-XL | WITNEY COMMUNITY HOSPITAL | LINFOOT WARD | SLING | SLING | ARJO HUNTLEIGH | PLANNED PREVENTATIVE (REGULAR SERVICING) | 3 | 2-Good
KKX52940 | DIDCOT COMMUNITY HOSPITAL | DIDCOT WARD | SLING | SLING | ARJO HUNTLEIGH | PLANNED PREVENTATIVE (REGULAR SERVICING) | 3 | 2-Good
301022027061 | FULBROOK CENTRE | CITY COMMUNITY HOSPITAL | SLING | SLING | ARJO HUNTLEIGH | PLANNED PREVENTATIVE (REGULAR SERVICING) | 3 | 2-Good
300218417041 | FULBROOK CENTRE | CITY COMMUNITY HOSPITAL | SLING | SLING | ARJO HUNTLEIGH | PLANNED PREVENTATIVE (REGULAR SERVICING) | 3 | 2-Good
301022027033 | FULBROOK CENTRE | CITY COMMUNITY HOSPITAL | SLING | SLING | ARJO HUNTLEIGH | PLANNED PREVENTATIVE (REGULAR SERVICING) | 3 | 2-Good
301122439025 | FULBROOK CENTRE | CITY COMMUNITY HOSPITAL | SLING | SLING | ARJO HUNTLEIGH | PLANNED PREVENTATIVE (REGULAR SERVICING) | 3 | 2-Good
MAA2040M-L | FULBROOK CENTRE | CITY COMMUNITY HOSPITAL | SLING | SLING | ARJO HUNTLEIGH | PLANNED PREVENTATIVE (REGULAR SERVICING) | 3 | 2-Good
KKX52820 | FULBROOK CENTRE | CHERWELL WARD | SLING | SLING | ARJO HUNTLEIGH | PLANNED PREVENTATIVE (REGULAR SERVICING) | 3 | 2-Good
301022028037 | FULBROOK CENTRE | CITY COMMUNITY HOSPITAL | SLING | SLING | ARJO HUNTLEIGH | PLANNED PREVENTATIVE (REGULAR SERVICING) | 3 | 2-Good
301022028050 | FULBROOK CENTRE | CITY COMMUNITY HOSPITAL | SLING | SLING | ARJO HUNTLEIGH | PLANNED PREVENTATIVE (REGULAR SERVICING) | 3 | 2-Good
301021764042 | WITNEY COMMUNITY HOSPITAL | LINFOOT WARD | SLING | SLING | ARJO HUNTLEIGH | PLANNED PREVENTATIVE (REGULAR SERVICING) | 3 | 2-Good
KKX52940XL | BICESTER COMMUNITY HOSPITAL | BICESTER WARD | SLING | SLING | ARJO HUNTLEIGH | PLANNED PREVENTATIVE (REGULAR SERVICING) | 2 | 2-Good
301022193023 | DIDCOT COMMUNITY HOSPITAL | DIDCOT WARD | SLING | SLING | ARJO HUNTLEIGH | PLANNED PREVENTATIVE (REGULAR SERVICING) | 3 | 2-Good
22060009013 | FULBROOK CENTRE | CITY COMMUNITY HOSPITAL | SLING | SLING | ARJO HUNTLEIGH | PLANNED PREVENTATIVE (REGULAR SERVICING) | 3 | 2-Good
301023993010 | DIDCOT COMMUNITY HOSPITAL | DIDCOT WARD | SLING | SLING | ARJO HUNTLEIGH | PLANNED PREVENTATIVE (REGULAR SERVICING) | 2 | 2-Good
220618 | DIDCOT COMMUNITY HOSPITAL | DIDCOT WARD | SLING | SLING | ARJO HUNTLEIGH | PLANNED PREVENTATIVE (REGULAR SERVICING) | 2 | 2-Good
301023993043 | DIDCOT COMMUNITY HOSPITAL | DIDCOT WARD | SLING | SLING | ARJO HUNTLEIGH | PLANNED PREVENTATIVE (REGULAR SERVICING) | 2 | 2-Good
109094755268 | WITNEY COMMUNITY HOSPITAL | LINFOOT WARD | SLING | SLING | ARJO HUNTLEIGH | PLANNED PREVENTATIVE (REGULAR SERVICING) | 2 | 2-Good
300318494085 | FULBROOK CENTRE | CITY COMMUNITY HOSPITAL | SLING | SLING | ARJO HUNTLEIGH | PLANNED PREVENTATIVE (REGULAR SERVICING) | 3 | 2-Good
300223191104 | FULBROOK CENTRE | CITY COMMUNITY HOSPITAL | SLING | SLING | ARJO HUNTLEIGH | PLANNED PREVENTATIVE (REGULAR SERVICING) | 3 | 2-Good
88220890278 | DIDCOT COMMUNITY HOSPITAL | DIDCOT WARD | SLING | SLING | ARJO HUNTLEIGH | PLANNED PREVENTATIVE (REGULAR SERVICING) | 3 | 2-Good
300922692166 | WALLINGFORD COMMUNITY HOSPITAL | ST LEONARDS WARD | SLING | SLING | ARJO HUNTLEIGH | PLANNED PREVENTATIVE (REGULAR SERVICING) | 2 | 2-Good
2002826714488 | WALLINGFORD COMMUNITY HOSPITAL | ST LEONARDS WARD | SLING | SLING | ARJO HUNTLEIGH | PLANNED PREVENTATIVE (REGULAR SERVICING) | 0 | 1-Excellent
2002826714656 | WALLINGFORD COMMUNITY HOSPITAL | ST LEONARDS WARD | SLING | SLING | ARJO HUNTLEIGH | PLANNED PREVENTATIVE (REGULAR SERVICING) | 0 | 1-Excellent
300522619005 | DIDCOT COMMUNITY HOSPITAL | DIDCOT WARD | SLING | SLING | ARJO HUNTLEIGH | PLANNED PREVENTATIVE (REGULAR SERVICING) | 2 | 2-Good
301123825058 | DIDCOT COMMUNITY HOSPITAL | DIDCOT WARD | SLING | SLING | ARJO HUNTLEIGH | PLANNED PREVENTATIVE (REGULAR SERVICING) | 2 | 2-Good
300622873064 | BICESTER COMMUNITY HOSPITAL | BICESTER WARD | SLING | SLING | ARJO HUNTLEIGH | PLANNED PREVENTATIVE (REGULAR SERVICING) | 3 | 2-Good
KKX52940M | BICESTER COMMUNITY HOSPITAL | BICESTER WARD | SLING | SLING | ARJO HUNTLEIGH | PLANNED PREVENTATIVE (REGULAR SERVICING) | 3 | 2-Good
1024083728658 | BICESTER COMMUNITY HOSPITAL | BICESTER WARD | SLING | SLING | ARJO HUNTLEIGH | PLANNED PREVENTATIVE (REGULAR SERVICING) | 3 | 2-Good
300121682023 | DIDCOT COMMUNITY HOSPITAL | DIDCOT WARD | SLING | SLING | ARJO HUNTLEIGH | PLANNED PREVENTATIVE (REGULAR SERVICING) | 3 | 2-Good
220114027100036 | DIDCOT COMMUNITY HOSPITAL | DIDCOT WARD | SLING | SLING | ARJO HUNTLEIGH | PLANNED PREVENTATIVE (REGULAR SERVICING) | 3 | 2-Good
740711000900060 | WALLINGFORD COMMUNITY HOSPITAL | ST LEONARDS WARD | SLING | UNIVERSAL | ARJO HUNTLEIGH | PLANNED PREVENTATIVE (REGULAR SERVICING) | 1 | 2-Good
301122442062 | WALLINGFORD COMMUNITY HOSPITAL | ST LEONARDS WARD | SLING | UNIVERSAL | ARJO HUNTLEIGH | PLANNED PREVENTATIVE (REGULAR SERVICING) | 1 | 2-Good
14038567 | WITNEY COMMUNITY HOSPITAL | LINFOOT WARD | SLING | THORAX | HANDICARE | PLANNED PREVENTATIVE (REGULAR SERVICING) | 3 | 2-Good
3733176901406180 | WITNEY COMMUNITY HOSPITAL | LINFOOT WARD | SLING | THORAX | HANDICARE | PLANNED PREVENTATIVE (REGULAR SERVICING) | 3 | 2-Good
733176901445 | WITNEY COMMUNITY HOSPITAL | LINFOOT WARD | SLING | THORAX | HANDICARE | PLANNED PREVENTATIVE (REGULAR SERVICING) | 2 | 2-Good
6650 | ABINGDON COMMUNITY HOSPITAL | EMU | SLING | DELUXE | JOERNS | PLANNED PREVENTATIVE (REGULAR SERVICING) | 2 | 2-Good
301123939020 | DIDCOT COMMUNITY HOSPITAL | DIDCOT WARD | SLING | UNIVERSAL | ARJO HUNTLEIGH | PLANNED PREVENTATIVE (REGULAR SERVICING) | 1 | 2-Good
300922638040 | DIDCOT COMMUNITY HOSPITAL | DIDCOT WARD | SLING | UNIVERSAL | ARJO HUNTLEIGH | PLANNED PREVENTATIVE (REGULAR SERVICING) | 1 | 2-Good
3733176901404490 | WITNEY COMMUNITY HOSPITAL | LINFOOT WARD | SLING | THORAX | HANDICARE | PLANNED PREVENTATIVE (REGULAR SERVICING) | 3 | 2-Good
14063262 | WITNEY COMMUNITY HOSPITAL | LINFOOT WARD | SLING | THORAX | HANDICARE | PLANNED PREVENTATIVE (REGULAR SERVICING) | 1 | 2-Good
14044942 | WITNEY COMMUNITY HOSPITAL | LINFOOT WARD | SLING | THORAX | HANDICARE | PLANNED PREVENTATIVE (REGULAR SERVICING) | 1 | 2-Good
3733176901406280 | WITNEY COMMUNITY HOSPITAL | LINFOOT WARD | SLING | THORAX | HANDICARE | PLANNED PREVENTATIVE (REGULAR SERVICING) | 3 | 2-Good
8081 | WITNEY COMMUNITY HOSPITAL | LINFOOT WARD | SLING | THORAX | HANDICARE | PLANNED PREVENTATIVE (REGULAR SERVICING) | 3 | 2-Good
14046176 | WITNEY COMMUNITY HOSPITAL | LINFOOT WARD | SLING | THORAX | HANDICARE | PLANNED PREVENTATIVE (REGULAR SERVICING) | 3 | 2-Good
A733726 | ABINGDON COMMUNITY HOSPITAL | OSRU | SLING | SLING | LIKO | PLANNED PREVENTATIVE (REGULAR SERVICING) | 3 | 2-Good
C714309 | ABINGDON COMMUNITY HOSPITAL | OSRU | SLING | SLING | LIKO | PLANNED PREVENTATIVE (REGULAR SERVICING) | 3 | 2-Good
373317690140628A | WITNEY COMMUNITY HOSPITAL | LINFOOT WARD | SLING | THORAX | HANDICARE | PLANNED PREVENTATIVE (REGULAR SERVICING) | 3 | 2-Good
46163 | WITNEY COMMUNITY HOSPITAL | LINFOOT WARD | SLING | THORAX | HANDICARE | PLANNED PREVENTATIVE (REGULAR SERVICING) | 3 | 2-Good
3733176901406120 | WITNEY COMMUNITY HOSPITAL | LINFOOT WARD | SLING | THORAX | HANDICARE | PLANNED PREVENTATIVE (REGULAR SERVICING) | 3 | 2-Good
3733176901404180 | WITNEY COMMUNITY HOSPITAL | LINFOOT WARD | SLING | THORAX | HANDICARE | PLANNED PREVENTATIVE (REGULAR SERVICING) | 3 | 2-Good
C0096486 | ABINGDON COMMUNITY HOSPITAL | OSRU | SLING | SLING | LIKO | PLANNED PREVENTATIVE (REGULAR SERVICING) | 3 | 2-Good
C049249 | ABINGDON COMMUNITY HOSPITAL | OSRU | SLING | SLING | LIKO | PLANNED PREVENTATIVE (REGULAR SERVICING) | 3 | 2-Good
C042837 | ABINGDON COMMUNITY HOSPITAL | OSRU | SLING | SLING | LIKO | PLANNED PREVENTATIVE (REGULAR SERVICING) | 3 | 2-Good
C043328 | ABINGDON COMMUNITY HOSPITAL | OSRU | SLING | SLING | LIKO | PLANNED PREVENTATIVE (REGULAR SERVICING) | 3 | 2-Good
C714325 | ABINGDON COMMUNITY HOSPITAL | OSRU | SLING | SLING | LIKO | PLANNED PREVENTATIVE (REGULAR SERVICING) | 3 | 2-Good
C714294 | ABINGDON COMMUNITY HOSPITAL | OSRU | SLING | SLING | LIKO | PLANNED PREVENTATIVE (REGULAR SERVICING) | 3 | 2-Good
A809076 | FULBROOK CENTRE | SANDFORD WARD | SLING | SLING | LIKO | PLANNED PREVENTATIVE (REGULAR SERVICING) | 3 | 2-Good
A780168 | ABINGDON COMMUNITY HOSPITAL | ABBEY WARD | SLING | SLING | LIKO | PLANNED PREVENTATIVE (REGULAR SERVICING) | 2 | 2-Good
A734288 | ABINGDON COMMUNITY HOSPITAL | OSRU | SLING | SLING | LIKO | PLANNED PREVENTATIVE (REGULAR SERVICING) | 3 | 2-Good
D701929 | FULBROOK CENTRE | SANDFORD WARD | SLING | SLING | LIKO | PLANNED PREVENTATIVE (REGULAR SERVICING) | 3 | 2-Good
A811076 | FULBROOK CENTRE | CHERWELL WARD | SLING | SLING | LIKO | PLANNED PREVENTATIVE (REGULAR SERVICING) | 3 | 2-Good
A785280 | ABINGDON COMMUNITY HOSPITAL | ABBEY WARD | SLING | SLING | LIKO | PLANNED PREVENTATIVE (REGULAR SERVICING) | 3 | 2-Good
C0083092 | ABINGDON COMMUNITY HOSPITAL | ABBEY WARD | SLING | SLING | LIKO | PLANNED PREVENTATIVE (REGULAR SERVICING) | 2 | 2-Good
23469 | ABINGDON COMMUNITY HOSPITAL | ABBEY WARD | SLING | SLING | LIKO | PLANNED PREVENTATIVE (REGULAR SERVICING) | 2 | 2-Good
C043478 | ABINGDON COMMUNITY HOSPITAL | OSRU | SLING | SLING | LIKO | PLANNED PREVENTATIVE (REGULAR SERVICING) | 3 | 2-Good
A779515 | ABINGDON COMMUNITY HOSPITAL | ABBEY WARD | SLING | SLING | LIKO | PLANNED PREVENTATIVE (REGULAR SERVICING) | 3 | 2-Good
A785360 | ABINGDON COMMUNITY HOSPITAL | ABBEY WARD | SLING | SLING | LIKO | PLANNED PREVENTATIVE (REGULAR SERVICING) | 3 | 2-Good
A806823 | FULBROOK CENTRE | SANDFORD WARD | SLING | SLING | LIKO | PLANNED PREVENTATIVE (REGULAR SERVICING) | 3 | 2-Good
C517426 | ABINGDON COMMUNITY HOSPITAL | OSRU | SLING | SLING | LIKO | PLANNED PREVENTATIVE (REGULAR SERVICING) | 3 | 2-Good
C043515 | ABINGDON COMMUNITY HOSPITAL | OSRU | SLING | SLING | LIKO | PLANNED PREVENTATIVE (REGULAR SERVICING) | 3 | 2-Good
C0083377 | ABINGDON COMMUNITY HOSPITAL | ABBEY WARD | SLING | SLING | LIKO | PLANNED PREVENTATIVE (REGULAR SERVICING) | 2 | 2-Good
C0091389 | ABINGDON COMMUNITY HOSPITAL | ABBEY WARD | SLING | SLING | LIKO | PLANNED PREVENTATIVE (REGULAR SERVICING) | 2 | 2-Good
A809835 | FULBROOK CENTRE | CHERWELL WARD | SLING | SLING | LIKO | PLANNED PREVENTATIVE (REGULAR SERVICING) | 2 | 2-Good
A0830084 | ABINGDON COMMUNITY HOSPITAL | ABBEY WARD | SLING | SLING | LIKO | PLANNED PREVENTATIVE (REGULAR SERVICING) | 2 | 2-Good
OXFT1380 | WITNEY COMMUNITY HOSPITAL | WENRISC WARD | CHAIR-RECLINER | COMFORT CM1 | ACCORA | PLANNED PREVENTATIVE (REGULAR SERVICING) | 3 | 2-Good
OXFT0124 | WITNEY COMMUNITY HOSPITAL | WENRISC WARD | CHAIR-RECLINER | COMFORT CM1 | ACCORA | PLANNED PREVENTATIVE (REGULAR SERVICING) | 1 | 2-Good
OXFT0149 | DIDCOT COMMUNITY HOSPITAL | DIDCOT WARD | CHAIR-RECLINER | COMFORT CM1 | ACCORA | PLANNED PREVENTATIVE (REGULAR SERVICING) | 1 | 2-Good
OXFT4825 | BICESTER COMMUNITY HOSPITAL | BICESTER WARD | CHAIR-RECLINER | COMFORT CM1 | ACCORA | PLANNED PREVENTATIVE (REGULAR SERVICING) | 0 | 1-Excellent
OXFT4826 | BICESTER COMMUNITY HOSPITAL | BICESTER WARD | CHAIR-RECLINER | COMFORT CM1 | ACCORA | PLANNED PREVENTATIVE (REGULAR SERVICING) | 0 | 1-Excellent
OXFT4827 | BICESTER COMMUNITY HOSPITAL | BICESTER WARD | CHAIR-RECLINER | COMFORT CM1 | ACCORA | PLANNED PREVENTATIVE (REGULAR SERVICING) | 0 | 1-Excellent
OXFT3868 | WALLINGFORD COMMUNITY HOSPITAL | ST LEONARDS WARD | CHAIR-RECLINER | COMFORT CM1 | ACCORA | PLANNED PREVENTATIVE (REGULAR SERVICING) | 1 | 2-Good
OXFT4823 | BICESTER COMMUNITY HOSPITAL | BICESTER WARD | CHAIR-RECLINER | COMFORT CM1 | ACCORA | PLANNED PREVENTATIVE (REGULAR SERVICING) | 0 | 1-Excellent
OXFT4824 | BICESTER COMMUNITY HOSPITAL | BICESTER WARD | CHAIR-RECLINER | COMFORT CM1 | ACCORA | PLANNED PREVENTATIVE (REGULAR SERVICING) | 0 | 1-Excellent
OXFT2144 | DIDCOT COMMUNITY HOSPITAL | DIDCOT WARD | CHAIR-RECLINER | HY2202-55 | SEMINAR COMPONENTS | PLANNED PREVENTATIVE (REGULAR SERVICING) | 3 | 3-Average
OXFT1488 | WITNEY COMMUNITY HOSPITAL | LINFOOT WARD | CHAIR-RECLINER | LENTO CARE CHAIR | CORE CARE | PLANNED PREVENTATIVE (REGULAR SERVICING) | 2 | 2-Good
OXFT4828 | BICESTER COMMUNITY HOSPITAL | BICESTER WARD | CHAIR-RECLINER | COMFORT CM1 | ACCORA | PLANNED PREVENTATIVE (REGULAR SERVICING) | 0 | 1-Excellent
OXFT4829 | BICESTER COMMUNITY HOSPITAL | BICESTER WARD | CHAIR-RECLINER | COMFORT CM1 | ACCORA | PLANNED PREVENTATIVE (REGULAR SERVICING) | 0 | 1-Excellent
OXFT4830 | BICESTER COMMUNITY HOSPITAL | BICESTER WARD | CHAIR-RECLINER | COMFORT CM1 | ACCORA | PLANNED PREVENTATIVE (REGULAR SERVICING) | 0 | 1-Excellent
OXFT3773 | WALLINGFORD COMMUNITY HOSPITAL | ST LEONARDS WARD | CHAIR-RECLINER | COMFORT CM1 | ACCORA | PLANNED PREVENTATIVE (REGULAR SERVICING) | 3 | 3-Average
OXFT4586 | WITNEY COMMUNITY HOSPITAL | WENRISC WARD | CHAIR-RECLINER | COMFORT CM1 | ACCORA | PLANNED PREVENTATIVE (REGULAR SERVICING) | 1 | 2-Good
OXFT3867 | WALLINGFORD COMMUNITY HOSPITAL | ST LEONARDS WARD | CHAIR-RECLINER | COMFORT CM1 | ACCORA | PLANNED PREVENTATIVE (REGULAR SERVICING) | 3 | 3-Average
OHFT40979 | BICESTER COMMUNITY HOSPITAL | FIRST AID UNIT | CHAIR-EXAMINATION | LG201/CBDT05 | ARJO HUNTLEIGH | PLANNED PREVENTATIVE (REGULAR SERVICING) | 3 | 3-Average
OHFT0743 | CHIPPING NORTON COMMUNITY HOSPITAL | OUTPATIENTS DEPT | CHAIR-EXAMINATION | STD | SIDHIL | PLANNED PREVENTATIVE (REGULAR SERVICING) | 3 | 3-Average
OHFT42121 | ABINGDON COMMUNITY HOSPITAL | ABBEY WARD | SUCTION UNIT | LSU | LAERDAL MEDICAL | PLANNED PREVENTATIVE (REGULAR SERVICING) | 9 | 4-Poor | 2016
OHFT42122 | ABINGDON COMMUNITY HOSPITAL | ABBEY WARD | SUCTION UNIT | LSU | LAERDAL MEDICAL | PLANNED PREVENTATIVE (REGULAR SERVICING) | 9 | 4-Poor | 2016
OHFT1689 | WHITELEAF CENTRE | AMBER WARD | SUCTION UNIT | LSU | LAERDAL MEDICAL | PLANNED PREVENTATIVE (REGULAR SERVICING) | 16 | 4-Poor | 2009
OHFT41231 | FULBROOK CENTRE | CITY COMMUNITY HOSPITAL | SUCTION UNIT | LSU | LAERDAL MEDICAL | PLANNED PREVENTATIVE (REGULAR SERVICING) | 10 | 4-Poor | 2015
OHFT41555 | WINDRUSH HOUSE-WITNEY | DELEGATED HEALTHCARE NURSE TRAINERS | SUCTION UNIT | LSU | LAERDAL MEDICAL | ASSET ONLY NO SERVICING REQUIRED | 15 | 4-Poor | 2010
OHFT2431 | ABINGDON COMMUNITY HOSPITAL | EMU | SUCTION UNIT | LSU | LAERDAL MEDICAL | PLANNED PREVENTATIVE (REGULAR SERVICING) | 21 | 4-Poor | 2004
OXFT1176 | NORTHWAY COMMUNITY CENTRE | COMMUNITY CHILDRENS NURSING TEAM | SUCTION UNIT | 7325P-U | DRIVE DEVILBISS | PLANNED PREVENTATIVE (REGULAR SERVICING) | 1 | 2-Good | 2022
OXFT1177 | NORTHWAY COMMUNITY CENTRE | COMMUNITY CHILDRENS NURSING TEAM | SUCTION UNIT | 7325P-U | DRIVE DEVILBISS | PLANNED PREVENTATIVE (REGULAR SERVICING) | 1 | 2-Good | 2024
OXFT1178 | NORTHWAY COMMUNITY CENTRE | COMMUNITY CHILDRENS NURSING TEAM | SUCTION UNIT | 7325P-U | DRIVE DEVILBISS | PLANNED PREVENTATIVE (REGULAR SERVICING) | 1 | 2-Good | 2024
OXFT4558 | NORTHWAY COMMUNITY CENTRE | COMMUNITY CHILDRENS NURSING TEAM | SUCTION UNIT | 7325P-U | DRIVE DEVILBISS | PLANNED PREVENTATIVE (REGULAR SERVICING) | 1 | 2-Good | 2024
OXFT4581 | NORTHWAY COMMUNITY CENTRE | COMMUNITY CHILDRENS NURSING TEAM | SUCTION UNIT | 7325P-U | DRIVE DEVILBISS | PLANNED PREVENTATIVE (REGULAR SERVICING) | 0 | 1-Excellent | 2024
OXFT4627 | NORTHWAY COMMUNITY CENTRE | COMMUNITY CHILDRENS NURSING TEAM | SUCTION UNIT | 7325P-U | DRIVE DEVILBISS | PLANNED PREVENTATIVE (REGULAR SERVICING) | 0 | 1-Excellent | 2024
OXFT4582 | NORTHWAY COMMUNITY CENTRE | COMMUNITY CHILDRENS NURSING TEAM | SUCTION UNIT | 7325P-U | DRIVE DEVILBISS | PLANNED PREVENTATIVE (REGULAR SERVICING) | 0 | 1-Excellent | 2024
OXFT4583 | NORTHWAY COMMUNITY CENTRE | COMMUNITY CHILDRENS NURSING TEAM | SUCTION UNIT | 7325P-U | DRIVE DEVILBISS | PLANNED PREVENTATIVE (REGULAR SERVICING) | 0 | 1-Excellent | 2024
OXFT4584 | NORTHWAY COMMUNITY CENTRE | COMMUNITY CHILDRENS NURSING TEAM | SUCTION UNIT | 7325P-U | DRIVE DEVILBISS | PLANNED PREVENTATIVE (REGULAR SERVICING) | 0 | 1-Excellent | 2024
OXFT4585 | NORTHWAY COMMUNITY CENTRE | COMMUNITY CHILDRENS NURSING TEAM | SUCTION UNIT | 7325P-U | DRIVE DEVILBISS | PLANNED PREVENTATIVE (REGULAR SERVICING) | 0 | 1-Excellent | 2024
OXFT1175 | NORTHWAY COMMUNITY CENTRE | COMMUNITY CHILDRENS NURSING TEAM | SUCTION UNIT | 7325P-U | DRIVE DEVILBISS | PLANNED PREVENTATIVE (REGULAR SERVICING) | 1 | 2-Good | 2024
OXFT4628 | NORTHWAY COMMUNITY CENTRE | COMMUNITY CHILDRENS NURSING TEAM | SUCTION UNIT | 7325P-U | DRIVE DEVILBISS | PLANNED PREVENTATIVE (REGULAR SERVICING) | 0 | 1-Excellent | 2024
OXFT4629 | NORTHWAY COMMUNITY CENTRE | COMMUNITY CHILDRENS NURSING TEAM | SUCTION UNIT | 7325P-U | DRIVE DEVILBISS | PLANNED PREVENTATIVE (REGULAR SERVICING) | 0 | 1-Excellent | 2024
OXFT4630 | NORTHWAY COMMUNITY CENTRE | COMMUNITY CHILDRENS NURSING TEAM | SUCTION UNIT | 7325P-U | DRIVE DEVILBISS | PLANNED PREVENTATIVE (REGULAR SERVICING) | 0 | 1-Excellent | 2024
OXFT4631 | NORTHWAY COMMUNITY CENTRE | COMMUNITY CHILDRENS NURSING TEAM | SUCTION UNIT | 7325P-U | DRIVE DEVILBISS | PLANNED PREVENTATIVE (REGULAR SERVICING) | 0 | 1-Excellent | 2024
OXFT4632 | NORTHWAY COMMUNITY CENTRE | COMMUNITY CHILDRENS NURSING TEAM | SUCTION UNIT | 7325P-U | DRIVE DEVILBISS | PLANNED PREVENTATIVE (REGULAR SERVICING) | 0 | 1-Excellent | 2024
OXFT4633 | NORTHWAY COMMUNITY CENTRE | COMMUNITY CHILDRENS NURSING TEAM | SUCTION UNIT | 7325P-U | DRIVE DEVILBISS | PLANNED PREVENTATIVE (REGULAR SERVICING) | 0 | 1-Excellent | 2024
OXFT1057 | NORTHWAY COMMUNITY CENTRE | COMMUNITY CHILDRENS NURSING TEAM | SUCTION UNIT | 7325P-U | DRIVE DEVILBISS | PLANNED PREVENTATIVE (REGULAR SERVICING) | 1 | 2-Good | 2023
OXFT1060 | NORTHWAY COMMUNITY CENTRE | COMMUNITY CHILDRENS NURSING TEAM | SUCTION UNIT | 7325P-U | DRIVE DEVILBISS | PLANNED PREVENTATIVE (REGULAR SERVICING) | 1 | 2-Good | 2023
OXFT1062 | NORTHWAY COMMUNITY CENTRE | COMMUNITY CHILDRENS NURSING TEAM | SUCTION UNIT | 7325P-U | DRIVE DEVILBISS | PLANNED PREVENTATIVE (REGULAR SERVICING) | 1 | 2-Good | 2023
OXFT1143 | NORTHWAY COMMUNITY CENTRE | COMMUNITY CHILDRENS NURSING TEAM | SUCTION UNIT | 7325P-U | DRIVE DEVILBISS | PLANNED PREVENTATIVE (REGULAR SERVICING) | 1 | 2-Good | 2024
OXFT1174 | NORTHWAY COMMUNITY CENTRE | COMMUNITY CHILDRENS NURSING TEAM | SUCTION UNIT | 7325P-U | DRIVE DEVILBISS | PLANNED PREVENTATIVE (REGULAR SERVICING) | 1 | 2-Good | 2024
OXFT4634 | NORTHWAY COMMUNITY CENTRE | COMMUNITY CHILDRENS NURSING TEAM | SUCTION UNIT | 7325P-U | DRIVE DEVILBISS | PLANNED PREVENTATIVE (REGULAR SERVICING) | 0 | 1-Excellent | 2024
OXFT4557 | NORTHWAY COMMUNITY CENTRE | COMMUNITY CHILDRENS NURSING TEAM | SUCTION UNIT | CLARIO | MEDELA | PLANNED PREVENTATIVE (REGULAR SERVICING) | 1 | 2-Good
OHFT40002 | NORTHWAY COMMUNITY CENTRE | COMMUNITY CHILDRENS NURSING TEAM | SUCTION UNIT | CLARIO | MEDELA | PLANNED PREVENTATIVE (REGULAR SERVICING) | 3 | 3-Average
OHFT43744 | MURRAY HOUSE | COMMUNITY CHILDRENS NURSING TEAM | SUCTION UNIT | CLARIO | MEDELA | PLANNED PREVENTATIVE (REGULAR SERVICING) | 3 | 3-Average
OHFT0728 | EAST OXFORD HEALTH CENTRE | DENTAL CLINIC | SUCTION UNIT | Mini | LYSTA | PLANNED PREVENTATIVE (REGULAR SERVICING) | 3 | 3-Average
OHFT0729 | MURRAY HOUSE | KIDLINGTON-DENTAL | SUCTION UNIT | Mini | LYSTA | PLANNED PREVENTATIVE (REGULAR SERVICING) | 3 | 3-Average
OHFT44315 | ORCHARD HEALTH CENTRE | DENTAL CLINIC | SUCTION UNIT | Mini | LYSTA | PLANNED PREVENTATIVE (REGULAR SERVICING) | 3 | 3-Average
OHFT45296 | NORTHWAY COMMUNITY CENTRE | COMMUNITY CHILDRENS NURSING TEAM | SUCTION UNIT | VACUAIDE QSU | DRIVE DEVILBISS | PLANNED PREVENTATIVE (REGULAR SERVICING) | 3 | 3-Average
OHFT45291 | NORTHWAY COMMUNITY CENTRE | COMMUNITY CHILDRENS NURSING TEAM | SUCTION UNIT | VACUAIDE QSU | DRIVE DEVILBISS | PLANNED PREVENTATIVE (REGULAR SERVICING) | 3 | 3-Average
OHFT45295 | NORTHWAY COMMUNITY CENTRE | COMMUNITY CHILDRENS NURSING TEAM | SUCTION UNIT | VACUAIDE QSU | DRIVE DEVILBISS | PLANNED PREVENTATIVE (REGULAR SERVICING) | 4 | 2-Good
OHFT45292 | NORTHWAY COMMUNITY CENTRE | COMMUNITY CHILDRENS NURSING TEAM | SUCTION UNIT | VACUAIDE QSU | DRIVE DEVILBISS | PLANNED PREVENTATIVE (REGULAR SERVICING) | 4 | 2-Good
OHFT45287 | NORTHWAY COMMUNITY CENTRE | COMMUNITY CHILDRENS NURSING TEAM | SUCTION UNIT | 7314P-U | DRIVE DEVILBISS | PLANNED PREVENTATIVE (REGULAR SERVICING) | 3 | 2-Good
OXFT4556 | NORTHWAY COMMUNITY CENTRE | COMMUNITY CHILDRENS NURSING TEAM | SUCTION UNIT | CLARIO | MEDELA | PLANNED PREVENTATIVE (REGULAR SERVICING) | 1 | 2-Good
OHFT0209 | NORTHWAY COMMUNITY CENTRE | COMMUNITY CHILDRENS NURSING TEAM | SUCTION UNIT | VACUAIDE QSU | DRIVE DEVILBISS | PLANNED PREVENTATIVE (REGULAR SERVICING) | 3 | 3-Average
OHFT2194 | NORTHWAY COMMUNITY CENTRE | COMMUNITY CHILDRENS NURSING TEAM | SUCTION UNIT | VACUAIDE QSU | DRIVE DEVILBISS | PLANNED PREVENTATIVE (REGULAR SERVICING) | 3 | 3-Average
OHFT40476 | NORTHWAY COMMUNITY CENTRE | COMMUNITY CHILDRENS NURSING TEAM | SUCTION UNIT | VACUAIDE QSU | DRIVE DEVILBISS | PLANNED PREVENTATIVE (REGULAR SERVICING) | 3 | 3-Average
OHFT40893 | NORTHWAY COMMUNITY CENTRE | COMMUNITY CHILDRENS NURSING TEAM | SUCTION UNIT | VACUAIDE QSU | DRIVE DEVILBISS | PLANNED PREVENTATIVE (REGULAR SERVICING) | 3 | 3-Average
OHFT41122 | NORTHWAY COMMUNITY CENTRE | COMMUNITY CHILDRENS NURSING TEAM | SUCTION UNIT | VACUAIDE QSU | DRIVE DEVILBISS | PLANNED PREVENTATIVE (REGULAR SERVICING) | 3 | 3-Average
OHFT45289 | NORTHWAY COMMUNITY CENTRE | COMMUNITY CHILDRENS NURSING TEAM | SUCTION UNIT | VACUAIDE QSU | DRIVE DEVILBISS | PLANNED PREVENTATIVE (REGULAR SERVICING) | 4 | 2-Good
OHFT3106 | NORTHWAY COMMUNITY CENTRE | COMMUNITY CHILDRENS NURSING TEAM | SUCTION UNIT | 7305P-U | DRIVE DEVILBISS | PLANNED PREVENTATIVE (REGULAR SERVICING) | 3 | 3-Average
OHFT3109 | NORTHWAY COMMUNITY CENTRE | COMMUNITY CHILDRENS NURSING TEAM | SUCTION UNIT | 7305P-U | DRIVE DEVILBISS | PLANNED PREVENTATIVE (REGULAR SERVICING) | 3 | 3-Average
OHFT3622 | NORTHWAY COMMUNITY CENTRE | COMMUNITY CHILDRENS NURSING TEAM | SUCTION UNIT | 7305P-U | DRIVE DEVILBISS | PLANNED PREVENTATIVE (REGULAR SERVICING) | 3 | 3-Average
OXFT1562 | ABINGDON COMMUNITY HOSPITAL | MINOR INJURIES UNIT | SUCTION UNIT | LSU | LAERDAL MEDICAL | PLANNED PREVENTATIVE (REGULAR SERVICING) | 3 | 2-Good | 2022
OHFT41123 | NORTHWAY COMMUNITY CENTRE | COMMUNITY CHILDRENS NURSING TEAM | SUCTION UNIT | 7305U | DRIVE DEVILBISS | PLANNED PREVENTATIVE (REGULAR SERVICING) | 25 | 4-Poor | 2000
OHFT47161 | NORTHWAY COMMUNITY CENTRE | COMMUNITY CHILDRENS NURSING TEAM | SUCTION UNIT | 7305U | DRIVE DEVILBISS | PLANNED PREVENTATIVE (REGULAR SERVICING) | 24 | 4-Poor | 2001
OHFT40490 | NORTHWAY COMMUNITY CENTRE | COMMUNITY CHILDRENS NURSING TEAM | SUCTION UNIT | 7305P-U | DRIVE DEVILBISS | PLANNED PREVENTATIVE (REGULAR SERVICING) | 14 | 4-Poor | 2011
OHFT40524 | NORTHWAY COMMUNITY CENTRE | COMMUNITY CHILDRENS NURSING TEAM | SUCTION UNIT | 7305P-U | DRIVE DEVILBISS | PLANNED PREVENTATIVE (REGULAR SERVICING) | 15 | 4-Poor | 2010
OHFT40939 | NORTHWAY COMMUNITY CENTRE | COMMUNITY CHILDRENS NURSING TEAM | SUCTION UNIT | 7305P-U | DRIVE DEVILBISS | PLANNED PREVENTATIVE (REGULAR SERVICING) | 14 | 4-Poor | 2011
OHFT1583 | NORTHWAY COMMUNITY CENTRE | COMMUNITY CHILDRENS NURSING TEAM | SUCTION UNIT | 7305P-U | DRIVE DEVILBISS | PLANNED PREVENTATIVE (REGULAR SERVICING) | 15 | 4-Poor | 2010
OHFT1773 | NORTHWAY COMMUNITY CENTRE | COMMUNITY CHILDRENS NURSING TEAM | SUCTION UNIT | 7305P-U | DRIVE DEVILBISS | PLANNED PREVENTATIVE (REGULAR SERVICING) | 13 | 4-Poor | 2012
OHFT1837 | NORTHWAY COMMUNITY CENTRE | COMMUNITY CHILDRENS NURSING TEAM | SUCTION UNIT | 7305P-U | DRIVE DEVILBISS | PLANNED PREVENTATIVE (REGULAR SERVICING) | 14 | 4-Poor | 2011
OHFT41116 | NORTHWAY COMMUNITY CENTRE | COMMUNITY CHILDRENS NURSING TEAM | SUCTION UNIT | 7305P-U | DRIVE DEVILBISS | PLANNED PREVENTATIVE (REGULAR SERVICING) | 15 | 4-Poor | 2010
OHFT41276 | NORTHWAY COMMUNITY CENTRE | COMMUNITY CHILDRENS NURSING TEAM | SUCTION UNIT | 7305P-U | DRIVE DEVILBISS | PLANNED PREVENTATIVE (REGULAR SERVICING) | 14 | 4-Poor | 2011
OHFT41605 | NORTHWAY COMMUNITY CENTRE | COMMUNITY CHILDRENS NURSING TEAM | SUCTION UNIT | 7305P-U | DRIVE DEVILBISS | PLANNED PREVENTATIVE (REGULAR SERVICING) | 13 | 4-Poor | 2012
OHFT40042 | MURRAY HOUSE | COMMUNITY CHILDRENS NURSING TEAM | SUCTION UNIT | 7305P-U | DRIVE DEVILBISS | PLANNED PREVENTATIVE (REGULAR SERVICING) | 14 | 4-Poor | 2011
OHFT40453 | NORTHWAY COMMUNITY CENTRE | COMMUNITY CHILDRENS NURSING TEAM | SUCTION UNIT | 7305P-U | DRIVE DEVILBISS | PLANNED PREVENTATIVE (REGULAR SERVICING) | 13 | 4-Poor | 2012
OHFT40489 | NORTHWAY COMMUNITY CENTRE | COMMUNITY CHILDRENS NURSING TEAM | SUCTION UNIT | 7305P-U | DRIVE DEVILBISS | PLANNED PREVENTATIVE (REGULAR SERVICING) | 25 | 4-Poor | 2000
OHFT43175 | NORTHWAY COMMUNITY CENTRE | COMMUNITY CHILDRENS NURSING TEAM | SUCTION UNIT | 7305P-U | DRIVE DEVILBISS | PLANNED PREVENTATIVE (REGULAR SERVICING) | 12 | 4-Poor | 2013
OHFT43176 | NORTHWAY COMMUNITY CENTRE | COMMUNITY CHILDRENS NURSING TEAM | SUCTION UNIT | 7305P-U | DRIVE DEVILBISS | PLANNED PREVENTATIVE (REGULAR SERVICING) | 12 | 4-Poor | 2013
OHFT43197 | NORTHWAY COMMUNITY CENTRE | COMMUNITY CHILDRENS NURSING TEAM | SUCTION UNIT | 7305P-U | DRIVE DEVILBISS | PLANNED PREVENTATIVE (REGULAR SERVICING) | 3 | 3-Average
OHFT40940 | NORTHWAY COMMUNITY CENTRE | COMMUNITY CHILDRENS NURSING TEAM | SUCTION UNIT | 7305P-U | DRIVE DEVILBISS | PLANNED PREVENTATIVE (REGULAR SERVICING) | 14 | 4-Poor | 2011
OHFT41096 | NORTHWAY COMMUNITY CENTRE | COMMUNITY CHILDRENS NURSING TEAM | SUCTION UNIT | 7305P-U | DRIVE DEVILBISS | PLANNED PREVENTATIVE (REGULAR SERVICING) | 3 | 3-Average
OHFT41097 | NORTHWAY COMMUNITY CENTRE | COMMUNITY CHILDRENS NURSING TEAM | SUCTION UNIT | 7305P-U | DRIVE DEVILBISS | PLANNED PREVENTATIVE (REGULAR SERVICING) | 3 | 3-Average
OHFT43997 | NORTHWAY COMMUNITY CENTRE | COMMUNITY CHILDRENS NURSING TEAM | SUCTION UNIT | 7305P-U | DRIVE DEVILBISS | PLANNED PREVENTATIVE (REGULAR SERVICING) | 12 | 4-Poor | 2013
OHFT44000 | NORTHWAY COMMUNITY CENTRE | COMMUNITY CHILDRENS NURSING TEAM | SUCTION UNIT | 7305P-U | DRIVE DEVILBISS | PLANNED PREVENTATIVE (REGULAR SERVICING) | 12 | 4-Poor | 2013
OHFT40943 | MURRAY HOUSE | COMMUNITY CHILDRENS NURSING TEAM | SUCTION UNIT | 7305P-U | DRIVE DEVILBISS | PLANNED PREVENTATIVE (REGULAR SERVICING) | 3 | 3-Average
OHFT43104 | NORTHWAY COMMUNITY CENTRE | COMMUNITY CHILDRENS NURSING TEAM | SUCTION UNIT | 7305P-U | DRIVE DEVILBISS | PLANNED PREVENTATIVE (REGULAR SERVICING) | 12 | 4-Poor | 2013
OHFT43112 | NORTHWAY COMMUNITY CENTRE | COMMUNITY CHILDRENS NURSING TEAM | SUCTION UNIT | 7305P-U | DRIVE DEVILBISS | PLANNED PREVENTATIVE (REGULAR SERVICING) | 14 | 4-Poor | 2011
OHFT43173 | NORTHWAY COMMUNITY CENTRE | COMMUNITY CHILDRENS NURSING TEAM | SUCTION UNIT | 7305P-U | DRIVE DEVILBISS | PLANNED PREVENTATIVE (REGULAR SERVICING) | 12 | 4-Poor | 2013
OHFT1309 | NORTHWAY COMMUNITY CENTRE | COMMUNITY CHILDRENS NURSING TEAM | SUCTION UNIT | 7305P-U | DRIVE DEVILBISS | PLANNED PREVENTATIVE (REGULAR SERVICING) | 14 | 4-Poor | 2011
OHFT1460 | NORTHWAY COMMUNITY CENTRE | COMMUNITY CHILDRENS NURSING TEAM | SUCTION UNIT | 7305P-U | DRIVE DEVILBISS | PLANNED PREVENTATIVE (REGULAR SERVICING) | 14 | 4-Poor | 2011
OHFT1481 | NORTHWAY COMMUNITY CENTRE | COMMUNITY CHILDRENS NURSING TEAM | SUCTION UNIT | 7305P-U | DRIVE DEVILBISS | PLANNED PREVENTATIVE (REGULAR SERVICING) | 14 | 4-Poor | 2011
OHFT1581 | NORTHWAY COMMUNITY CENTRE | COMMUNITY CHILDRENS NURSING TEAM | SUCTION UNIT | 7305P-U | DRIVE DEVILBISS | PLANNED PREVENTATIVE (REGULAR SERVICING) | 14 | 4-Poor | 2011
OHFT1582 | NORTHWAY COMMUNITY CENTRE | COMMUNITY CHILDRENS NURSING TEAM | SUCTION UNIT | 7305P-U | DRIVE DEVILBISS | PLANNED PREVENTATIVE (REGULAR SERVICING) | 15 | 4-Poor | 2010
OHFT43996 | NORTHWAY COMMUNITY CENTRE | COMMUNITY CHILDRENS NURSING TEAM | SUCTION UNIT | 7305P-U | DRIVE DEVILBISS | PLANNED PREVENTATIVE (REGULAR SERVICING) | 12 | 4-Poor | 2013
OHFT1431 | WHITELEAF CENTRE | OPAL WARD | SUCTION UNIT | DEVILBISS | SUNRISE MEDICAL | PLANNED PREVENTATIVE (REGULAR SERVICING) | 3 | 3-Average
OXFT1220 | NORTHWAY COMMUNITY CENTRE | COMMUNITY CHILDRENS NURSING TEAM | SUCTION UNIT | VARIO 18 | MEDELA | PLANNED PREVENTATIVE (REGULAR SERVICING) | 1 | 2-Good
OXFT1221 | NORTHWAY COMMUNITY CENTRE | COMMUNITY CHILDRENS NURSING TEAM | SUCTION UNIT | VARIO 18 | MEDELA | PLANNED PREVENTATIVE (REGULAR SERVICING) | 1 | 2-Good
OHFT40325 | DIDCOT COMMUNITY HOSPITAL | DIDCOT WARD | SUCTION UNIT | VP35 | ESCHMANN | PLANNED PREVENTATIVE (REGULAR SERVICING) | 3 | 3-Average
OHFT40326 | DIDCOT COMMUNITY HOSPITAL | DIDCOT WARD | SUCTION UNIT | VP35 | ESCHMANN | PLANNED PREVENTATIVE (REGULAR SERVICING) | 3 | 3-Average
OHFT1295 | NORTHWAY COMMUNITY CENTRE | COMMUNITY CHILDRENS NURSING TEAM | SUCTION UNIT | 7305P-U | DRIVE DEVILBISS | PLANNED PREVENTATIVE (REGULAR SERVICING) | 15 | 4-Poor | 2010
OHFT2538 | ABINGDON COMMUNITY HOSPITAL | OSRU | SUCTION UNIT | LSU | LAERDAL MEDICAL | PLANNED PREVENTATIVE (REGULAR SERVICING) | 12 | 4-Poor | 2013
OHFT3506 | BICESTER COMMUNITY HOSPITAL | FIRST AID UNIT | SUCTION UNIT | LSU | LAERDAL MEDICAL | PLANNED PREVENTATIVE (REGULAR SERVICING) | 16 | 4-Poor | 2009
OHFT3698 | BICESTER COMMUNITY HOSPITAL | FIRST AID UNIT | SUCTION UNIT | LSU | LAERDAL MEDICAL | PLANNED PREVENTATIVE (REGULAR SERVICING) | 17 | 4-Poor | 2008
OHFT1305 | BICESTER COMMUNITY HOSPITAL | BICESTER WARD | SUCTION UNIT | LSU | LAERDAL MEDICAL | PLANNED PREVENTATIVE (REGULAR SERVICING) | 22 | 4-Poor | 2003
OHFT1308 | NORTHWAY COMMUNITY CENTRE | COMMUNITY CHILDRENS NURSING TEAM | SUCTION UNIT | DEVILBISS | SUNRISE MEDICAL | PLANNED PREVENTATIVE (REGULAR SERVICING) | 14 | 4-Poor | 2011
OHFT40894 | NORTHWAY COMMUNITY CENTRE | COMMUNITY CHILDRENS NURSING TEAM | SUCTION UNIT | DEVILBISS | SUNRISE MEDICAL | PLANNED PREVENTATIVE (REGULAR SERVICING) | 25 | 4-Poor | 2000
OHFT3624 | EAST OXFORD HEALTH CENTRE | OUT OF HOURS CLINIC | SUCTION UNIT | LSU | LAERDAL MEDICAL | PLANNED PREVENTATIVE (REGULAR SERVICING) | 12 | 4-Poor | 2013
OHFT42750 | FULBROOK CENTRE | CHERWELL WARD | SUCTION UNIT | LSU | LAERDAL MEDICAL | PLANNED PREVENTATIVE (REGULAR SERVICING) | 17 | 4-Poor | 2008
OHFT2535 | MURRAY HOUSE | COMMUNITY CHILDRENS NURSING TEAM | SUCTION UNIT | LSU | LAERDAL MEDICAL | PLANNED PREVENTATIVE (REGULAR SERVICING) | 24 | 4-Poor | 2001
OHFT40050 | NORTHWAY COMMUNITY CENTRE | COMMUNITY CHILDRENS NURSING TEAM | SUCTION UNIT | LSU | LAERDAL MEDICAL | PLANNED PREVENTATIVE (REGULAR SERVICING) | 24 | 4-Poor | 2001
OHFT46253 | ABINGDON COMMUNITY HOSPITAL | MINOR INJURIES UNIT | SUCTION UNIT | LSU | LAERDAL MEDICAL | PLANNED PREVENTATIVE (REGULAR SERVICING) | 4 | 2-Good | 2021
OHFT2497 | ABINGDON COMMUNITY HOSPITAL | OSRU | SUCTION UNIT | LSU | LAERDAL MEDICAL | PLANNED PREVENTATIVE (REGULAR SERVICING) | 12 | 4-Poor | 2013
OHFT2804 | WARNEFORD HOSPITAL | COTSWOLD HOUSE | SUCTION UNIT | LSU | LAERDAL MEDICAL | PLANNED PREVENTATIVE (REGULAR SERVICING) | 21 | 4-Poor | 2004
OHFT164242 | WARNEFORD HOSPITAL | CLINICAL RESEARCH | SUCTION UNIT | LSU | LAERDAL MEDICAL | PLANNED PREVENTATIVE (REGULAR SERVICING) | 4 | 2-Good | 2021
OHFT3492 | WARNEFORD HOSPITAL | ECT | SUCTION UNIT | LSU | LAERDAL MEDICAL | PLANNED PREVENTATIVE (REGULAR SERVICING) | 20 | 4-Poor | 2005
OHFT3493 | WARNEFORD HOSPITAL | ECT | SUCTION UNIT | LSU | LAERDAL MEDICAL | PLANNED PREVENTATIVE (REGULAR SERVICING) | 20 | 4-Poor | 2005
OHFT0291 | CHIPPING NORTON COMMUNITY HOSPITAL | OUTPATIENTS DEPT | SUCTION UNIT | LSU | LAERDAL MEDICAL | PLANNED PREVENTATIVE (REGULAR SERVICING) | 8 | 4-Poor | 2017
OHFT3499 | DIDCOT COMMUNITY HOSPITAL | DIDCOT WARD | SUCTION UNIT | LSU | LAERDAL MEDICAL | PLANNED PREVENTATIVE (REGULAR SERVICING) | 21 | 4-Poor | 2004
OHFT45040 | FULBROOK CENTRE | SANDFORD WARD | SUCTION UNIT | LSU | LAERDAL MEDICAL | PLANNED PREVENTATIVE (REGULAR SERVICING) | 20 | 4-Poor | 2005
OHFT40535 | SUE NICHOLLS CENTRE | TREATMENT ROOM | SUCTION UNIT | LSU | LAERDAL MEDICAL | PLANNED PREVENTATIVE (REGULAR SERVICING) | 1 | 2-Good | 2024
OHFT45272 | THE FIENNES CENTRE | OUT OF HOURS CLINIC | SUCTION UNIT | LSU | LAERDAL MEDICAL | PLANNED PREVENTATIVE (REGULAR SERVICING) | 5 | 3-Average | 2020
OHFT46649 | TOWNLANDS COMMUNITY HOSPITAL | RAPID ACCESS CARE UNIT (RACU) | SUCTION UNIT | LSU | LAERDAL MEDICAL | PLANNED PREVENTATIVE (REGULAR SERVICING) | 9 | 4-Poor | 2016
OHFT3848 | WHITELEAF CENTRE | AMBER WARD | SUCTION UNIT | LSU | LAERDAL MEDICAL | PLANNED PREVENTATIVE (REGULAR SERVICING) | 3 | 3-Average
OHFT45390 | NORTHWAY COMMUNITY CENTRE | COMMUNITY CHILDRENS NURSING TEAM | SUCTION UNIT | LSU | LAERDAL MEDICAL | PLANNED PREVENTATIVE (REGULAR SERVICING) | 4 | 2-Good | 2021
OHFT0343 | TOWNLANDS COMMUNITY HOSPITAL | MINOR INJURIES UNIT | SUCTION UNIT | LSU | LAERDAL MEDICAL | PLANNED PREVENTATIVE (REGULAR SERVICING) | 7 | 4-Poor | 2018
OHFT3227 | WALLINGFORD COMMUNITY HOSPITAL | ST LEONARDS WARD | SUCTION UNIT | LSU | LAERDAL MEDICAL | PLANNED PREVENTATIVE (REGULAR SERVICING) | 22 | 4-Poor | 2003
OHFT45905 | LITTLEMORE MENTAL HEALTH CENTRE | GLYME WARD | SUCTION UNIT | LSU | LAERDAL MEDICAL | PLANNED PREVENTATIVE (REGULAR SERVICING) | 18 | 4-Poor | 2007
OHFT40394 | WITNEY COMMUNITY HOSPITAL | LINFOOT WARD | SUCTION UNIT | LSU | LAERDAL MEDICAL | PLANNED PREVENTATIVE (REGULAR SERVICING) | 11 | 4-Poor | 2014
OHFT3328 | WHITELEAF CENTRE | ECT | SUCTION UNIT | LSU | LAERDAL MEDICAL | PLANNED PREVENTATIVE (REGULAR SERVICING) | 19 | 4-Poor | 2006
OHFT3324 | WHITELEAF CENTRE | ECT | SUCTION UNIT | LSU | LAERDAL MEDICAL | PLANNED PREVENTATIVE (REGULAR SERVICING) | 19 | 4-Poor | 2006
OHFT44354 | WITNEY COMMUNITY HOSPITAL | LINFOOT WARD | SUCTION UNIT | LSU | LAERDAL MEDICAL | PLANNED PREVENTATIVE (REGULAR SERVICING) | 6 | 3-Average | 2019
OHFT0844 | WITNEY COMMUNITY HOSPITAL | LINFOOT WARD | SUCTION UNIT | LSU | LAERDAL MEDICAL | PLANNED PREVENTATIVE (REGULAR SERVICING) | 22 | 4-Poor | 2003
OXFT1810 | LITTLEMORE MENTAL HEALTH CENTRE | OCCUPATIONAL HEALTH | SUCTION UNIT | LSU | LAERDAL MEDICAL | PLANNED PREVENTATIVE (REGULAR SERVICING) | 3 | 2-Good | 2022
OHFT45245 | WHITELEAF CENTRE | AMBER WARD | SUCTION UNIT | LSU | LAERDAL MEDICAL | PLANNED PREVENTATIVE (REGULAR SERVICING) | 25 | 4-Poor | 2000
OHFT46648 | TOWNLANDS COMMUNITY HOSPITAL | RAPID ACCESS CARE UNIT (RACU) | SUCTION UNIT | LSU | LAERDAL MEDICAL | PLANNED PREVENTATIVE (REGULAR SERVICING) | 19 | 4-Poor | 2006
OHFT1068 | TOWNLANDS COMMUNITY HOSPITAL | RAPID ACCESS CARE UNIT (RACU) | SUCTION UNIT | LSU | LAERDAL MEDICAL | PLANNED PREVENTATIVE (REGULAR SERVICING) | 22 | 4-Poor | 2003
OXFT0417 | NORTHWAY COMMUNITY CENTRE | COMMUNITY CHILDRENS NURSING TEAM | SUCTION UNIT | LSU | LAERDAL MEDICAL | PLANNED PREVENTATIVE (REGULAR SERVICING) | 2 | 2-Good | 2022
OXFT0418 | NORTHWAY COMMUNITY CENTRE | COMMUNITY CHILDRENS NURSING TEAM | SUCTION UNIT | LSU | LAERDAL MEDICAL | PLANNED PREVENTATIVE (REGULAR SERVICING) | 2 | 2-Good | 2022
OXFT1627 | WITNEY COMMUNITY HOSPITAL | EMU | SUCTION UNIT | LSU | LAERDAL MEDICAL | PLANNED PREVENTATIVE (REGULAR SERVICING) | 2 | 2-Good | 2022
OXFT0157 | WARNEFORD HOSPITAL | PHYSICAL HEALTH LEADS | SUCTION UNIT | LSU | LAERDAL MEDICAL | PLANNED PREVENTATIVE (REGULAR SERVICING) | 1 | 2-Good | 2023
OHFT0884 | WITNEY COMMUNITY HOSPITAL | WENRISC WARD | SUCTION UNIT | LSU | LAERDAL MEDICAL | PLANNED PREVENTATIVE (REGULAR SERVICING) | 13 | 4-Poor | 2012
OHFT0852 | WITNEY COMMUNITY HOSPITAL | MINOR INJURIES UNIT | SUCTION UNIT | LSU | LAERDAL MEDICAL | PLANNED PREVENTATIVE (REGULAR SERVICING) | 24 | 4-Poor | 2001
OXFT0158 | WARNEFORD HOSPITAL | PHYSICAL HEALTH LEADS | SUCTION UNIT | LSU | LAERDAL MEDICAL | PLANNED PREVENTATIVE (REGULAR SERVICING) | 1 | 2-Good | 2023
OHFT40454 | NORTHWAY COMMUNITY CENTRE | COMMUNITY CHILDRENS NURSING TEAM | SUCTION UNIT | LSU | LAERDAL MEDICAL | PLANNED PREVENTATIVE (REGULAR SERVICING) | 18 | 4-Poor | 2007
OXFT4491 | KENNINGTON | PPE HUB | SUCTION UNIT | LSU | LAERDAL MEDICAL | PLANNED PREVENTATIVE (REGULAR SERVICING) | 0 | 1-Excellent | 2024
OXFT4599 | FULBROOK CENTRE | CITY COMMUNITY HOSPITAL | SUCTION UNIT | LSU | LAERDAL MEDICAL | PLANNED PREVENTATIVE (REGULAR SERVICING) | 0 | 1-Excellent | 2024
OHFT0885 | WALLINGFORD COMMUNITY HOSPITAL | ST LEONARDS WARD | SUCTION UNIT | LSU | LAERDAL MEDICAL | Fully Comprehensive includes any repair costs | 18 | 4-Poor | 2007
OHFT0823 | FULBROOK CENTRE | CITY COMMUNITY HOSPITAL | SUCTION UNIT | LSU | LAERDAL MEDICAL | PLANNED PREVENTATIVE (REGULAR SERVICING) | 13 | 4-Poor | 2012
OHFT2463 | ABINGDON COMMUNITY HOSPITAL | ABBEY WARD | EXERCISER-BICYCLE | MOTOMED VIVA2 | RECK TECHNIK | PLANNED PREVENTATIVE (REGULAR SERVICING) | 3 | 3-Average
OHFT1206 | ABINGDON COMMUNITY HOSPITAL | OSRU | EXERCISER-BICYCLE | MOTOMED VIVA2 | RECK TECHNIK | PLANNED PREVENTATIVE (REGULAR SERVICING) | 3 | 3-Average
OHFT3093 | ABINGDON COMMUNITY HOSPITAL | OSRU | EXERCISER-BICYCLE | MOTOMED VIVA2 | RECK TECHNIK | PLANNED PREVENTATIVE (REGULAR SERVICING) | 3 | 3-Average
OHFT40498 | DIDCOT COMMUNITY HOSPITAL | PHYSIOTHERAPY | EXERCISER-BICYCLE | MOTOMED VIVA2 | RECK TECHNIK | PLANNED PREVENTATIVE (REGULAR SERVICING) | 3 | 3-Average
OHFT44222 | WALLINGFORD COMMUNITY HOSPITAL | ST LEONARDS WARD | EXERCISER-BICYCLE | MOTOMED VIVA2 | RECK TECHNIK | PLANNED PREVENTATIVE (REGULAR SERVICING) | 4 | 2-Good
OHFT0463 | WALLINGFORD COMMUNITY HOSPITAL | ST LEONARDS WARD | EXERCISER-BICYCLE | MOTOMED VIVA2 | RECK TECHNIK | PLANNED PREVENTATIVE (REGULAR SERVICING) | 2 | 2-Good
OXFT0136 | WALLINGFORD COMMUNITY HOSPITAL | ST LEONARDS WARD | EXERCISER-BICYCLE | MOTOMED MUVI | RECK TECHNIK | PLANNED PREVENTATIVE (REGULAR SERVICING) | 1 | 2-Good
OHFT46718 | ABINGDON COMMUNITY HOSPITAL | OSRU | EXERCISER-BICYCLE | BK40 | DK FITNESS | PLANNED PREVENTATIVE (REGULAR SERVICING) | 3 | 3-Average
OHFT3256 | WALLINGFORD COMMUNITY HOSPITAL | PHYSIOTHERAPY | EXERCISER-BICYCLE | XET6400 | PHYSIO MED | PLANNED PREVENTATIVE (REGULAR SERVICING) | 3 | 3-Average
OHFT0846 | WITNEY COMMUNITY HOSPITAL | OUTPATIENTS DEPT | OTOSCOPE WITH CHARGER | EN100 | HEINE | Fully Comprehensive includes any repair costs | 3 | 3-Average
OHFT40932 | WALLINGFORD COMMUNITY HOSPITAL | OUTPATIENTS DEPT | BED-MECHANICAL | 28061 | HNE HEALTHCARE | Fully Comprehensive includes any repair costs | 3 | 3-Average
OXFT1242 | WALLINGFORD COMMUNITY HOSPITAL | ST LEONARDS WARD | UNIVERSAL MOVING&HANDLING BELT | COMFY | CAREFLEX | PLANNED PREVENTATIVE (REGULAR SERVICING) | 2 | 2-Good
OHFT43476 | ABINGDON COMMUNITY HOSPITAL | MINOR INJURIES UNIT | DIAGNOSTIC SET | GENERIC | WELCH ALLYN | Fully Comprehensive includes any repair costs | 3 | 3-Average
OXFT2846 | WINDRUSH HOUSE-WITNEY | CARE HOME SUPPORT SERVICE | DIAGNOSTIC SET | 2.8V SLIMLINE STANDARD (1518-P-1001) | KEELER | Fully Comprehensive includes any repair costs | 3 | 2-Good
OXFT2848 | WINDRUSH HOUSE-WITNEY | CARE HOME SUPPORT SERVICE | DIAGNOSTIC SET | 2.8V SLIMLINE STANDARD (1518-P-1001) | KEELER | Fully Comprehensive includes any repair costs | 3 | 2-Good
OHFT2881 | LUTHER STREET MEDICAL CENTRE | TREATMENT ROOM | DIAGNOSTIC SET | K180 | HEINE | Fully Comprehensive includes any repair costs | 3 | 3-Average
OHFT40891 | LUTHER STREET MEDICAL CENTRE | TREATMENT ROOM | DIAGNOSTIC SET | K180 | HEINE | Fully Comprehensive includes any repair costs | 3 | 3-Average
OHFT0874 | WITNEY COMMUNITY HOSPITAL | LINFOOT WARD | DIAGNOSTIC SET | KEELER VISTA | KEELER | Fully Comprehensive includes any repair costs | 3 | 2-Good
OXFT0591 | THE FIENNES CENTRE | OUT OF HOURS CLINIC | DIAGNOSTIC SET | 777 SERIES | WELCH ALLYN | PLANNED PREVENTATIVE (REGULAR SERVICING) | 3 | 2-Good | 2022
OHFT164368 | WITNEY COMMUNITY HOSPITAL | LINFOOT WARD | DIAGNOSTIC SET | WALL MOUNTED | WELCH ALLYN | PLANNED PREVENTATIVE (REGULAR SERVICING) | 4 | 2-Good | 2021
OHFT164369 | WITNEY COMMUNITY HOSPITAL | LINFOOT WARD | DIAGNOSTIC SET | WALL MOUNTED | WELCH ALLYN | PLANNED PREVENTATIVE (REGULAR SERVICING) | 4 | 2-Good | 2021
OHFT164370 | WITNEY COMMUNITY HOSPITAL | LINFOOT WARD | DIAGNOSTIC SET | WALL MOUNTED | WELCH ALLYN | PLANNED PREVENTATIVE (REGULAR SERVICING) | 4 | 2-Good | 2021
OHFT164367 | WITNEY COMMUNITY HOSPITAL | LINFOOT WARD | DIAGNOSTIC SET | WALL MOUNTED | WELCH ALLYN | PLANNED PREVENTATIVE (REGULAR SERVICING) | 4 | 2-Good | 2021
901093 | WITNEY COMMUNITY HOSPITAL | MINOR INJURIES UNIT | DIAGNOSTIC SET | 778 SERIES | WELCH ALLYN | PLANNED PREVENTATIVE (REGULAR SERVICING) | 3 | 2-Good
OXFT0582 | ABINGDON COMMUNITY HOSPITAL | MINOR INJURIES UNIT | DIAGNOSTIC SET | 777 SERIES | WELCH ALLYN | PLANNED PREVENTATIVE (REGULAR SERVICING) | 3 | 2-Good | 2020
OXFT0583 | TOWNLANDS COMMUNITY HOSPITAL | MINOR INJURIES UNIT | DIAGNOSTIC SET | 777 SERIES | WELCH ALLYN | PLANNED PREVENTATIVE (REGULAR SERVICING) | 3 | 2-Good | 2020
OXFT0584 | TOWNLANDS COMMUNITY HOSPITAL | MINOR INJURIES UNIT | DIAGNOSTIC SET | 777 SERIES | WELCH ALLYN | PLANNED PREVENTATIVE (REGULAR SERVICING) | 3 | 2-Good | 2020
OXFT0585 | TOWNLANDS COMMUNITY HOSPITAL | MINOR INJURIES UNIT | DIAGNOSTIC SET | 777 SERIES | WELCH ALLYN | PLANNED PREVENTATIVE (REGULAR SERVICING) | 3 | 2-Good | 2020
OXFT0587 | THE FIENNES CENTRE | OUT OF HOURS CLINIC | DIAGNOSTIC SET | 777 SERIES | WELCH ALLYN | PLANNED PREVENTATIVE (REGULAR SERVICING) | 3 | 2-Good | 2022
OXFT0589 | THE FIENNES CENTRE | OUT OF HOURS CLINIC | DIAGNOSTIC SET | 777 SERIES | WELCH ALLYN | PLANNED PREVENTATIVE (REGULAR SERVICING) | 3 | 2-Good | 2022
OHFT3795 | LUTHER STREET MEDICAL CENTRE | TREATMENT ROOM | DIAGNOSTIC SET | STANDARD | WELCH ALLYN | Fully Comprehensive includes any repair costs | 3 | 3-Average
OHFT2518 | WITNEY COMMUNITY HOSPITAL | EMU | DIAGNOSTIC SET | STANDARD | WELCH ALLYN | Fully Comprehensive includes any repair costs | 3 | 3-Average
OXFT0578 | ABINGDON COMMUNITY HOSPITAL | MINOR INJURIES UNIT | DIAGNOSTIC SET | 777 SERIES | WELCH ALLYN | PLANNED PREVENTATIVE (REGULAR SERVICING) | 3 | 2-Good
OXFT0579 | ABINGDON COMMUNITY HOSPITAL | MINOR INJURIES UNIT | DIAGNOSTIC SET | 777 SERIES | WELCH ALLYN | PLANNED PREVENTATIVE (REGULAR SERVICING) | 3 | 2-Good
OXFT0580 | ABINGDON COMMUNITY HOSPITAL | MINOR INJURIES UNIT | DIAGNOSTIC SET | 777 SERIES | WELCH ALLYN | PLANNED PREVENTATIVE (REGULAR SERVICING) | 3 | 2-Good
OXFT0581 | ABINGDON COMMUNITY HOSPITAL | MINOR INJURIES UNIT | DIAGNOSTIC SET | 777 SERIES | WELCH ALLYN | PLANNED PREVENTATIVE (REGULAR SERVICING) | 3 | 2-Good
OHFT164016 | WANTAGE COMMUNITY HOSPITAL | OUTPATIENTS DEPT | DIAGNOSTIC SET | STANDARD | WELCH ALLYN | Fully Comprehensive includes any repair costs | 4 | 2-Good | 2021
OXFT6129 | FULBROOK CENTRE | CHERWELL WARD | DIAGNOSTIC SET | STANDARD | WELCH ALLYN | Fully Comprehensive includes any repair costs | 2 | 2-Good
OHFT40355 | JERICHO HEALTH CENTRE | DISTRICT NURSES | DIAGNOSTIC SET | STANDARD | WELCH ALLYN | Fully Comprehensive includes any repair costs | 3 | 3-Average
OHFT44588 | JERICHO HEALTH CENTRE | INTEGRATED LOCALITY TEAM | DIAGNOSTIC SET | STANDARD | WELCH ALLYN | Fully Comprehensive includes any repair costs | 3 | 3-Average
OHFT3877 | CHIPPING NORTON COMMUNITY HOSPITAL | PODIATRY | DIAGNOSTIC SET | STANDARD | WELCH ALLYN | Fully Comprehensive includes any repair costs | 3 | 3-Average
OHFT2878 | LUTHER STREET MEDICAL CENTRE | TREATMENT ROOM | DIAGNOSTIC SET | STANDARD | WELCH ALLYN | Fully Comprehensive includes any repair costs | 3 | 3-Average
OXFT1074 | WHITELEAF CENTRE | CMHT OLDER ADULTS | DIAGNOSTIC SET | STANDARD | WELCH ALLYN | Fully Comprehensive includes any repair costs | 2 | 2-Good
OXFT1075 | WHITELEAF CENTRE | CMHT OLDER ADULTS | DIAGNOSTIC SET | STANDARD | WELCH ALLYN | Fully Comprehensive includes any repair costs | 2 | 2-Good
OHFT43632 | TOWNLANDS COMMUNITY HOSPITAL | MINOR INJURIES UNIT | DIAGNOSTIC SET | STANDARD | WELCH ALLYN | Fully Comprehensive includes any repair costs | 3 | 3-Average
OHFT1105 | TOWNLANDS COMMUNITY HOSPITAL | MINOR INJURIES UNIT | DIAGNOSTIC SET | STANDARD | WELCH ALLYN | Fully Comprehensive includes any repair costs | 3 | 3-Average
OHFT40425 | TOWNLANDS COMMUNITY HOSPITAL | MINOR INJURIES UNIT | DIAGNOSTIC SET | STANDARD | WELCH ALLYN | Fully Comprehensive includes any repair costs | 3 | 3-Average
OHFT40422 | TOWNLANDS COMMUNITY HOSPITAL | MINOR INJURIES UNIT | DIAGNOSTIC SET | STANDARD | WELCH ALLYN | Fully Comprehensive includes any repair costs | 14 | 4-Poor | 2011
OHFT2484 | ABINGDON COMMUNITY HOSPITAL | OSRU | DIAGNOSTIC SET | STANDARD | WELCH ALLYN | Fully Comprehensive includes any repair costs | 3 | 3-Average
OHFT40959 | BICESTER COMMUNITY HOSPITAL | FIRST AID UNIT | DIAGNOSTIC SET | STANDARD | WELCH ALLYN | Fully Comprehensive includes any repair costs | 3 | 3-Average
OHFT40961 | BICESTER COMMUNITY HOSPITAL | FIRST AID UNIT | DIAGNOSTIC SET | STANDARD | WELCH ALLYN | Fully Comprehensive includes any repair costs | 3 | 3-Average
OHFT43252 | BICESTER COMMUNITY HOSPITAL | FIRST AID UNIT | DIAGNOSTIC SET | STANDARD | WELCH ALLYN | Fully Comprehensive includes any repair costs | 3 | 3-Average
OHFT43579 | BICESTER COMMUNITY HOSPITAL | DELEGATED HEALTHCARE NURSE TRAINERS | DIAGNOSTIC SET | STANDARD | WELCH ALLYN | Fully Comprehensive includes any repair costs | 3 | 3-Average
OHFT43860 | BICESTER COMMUNITY HOSPITAL | BICESTER WARD | DIAGNOSTIC SET | STANDARD | WELCH ALLYN | Fully Comprehensive includes any repair costs | 3 | 3-Average
OHFT42842 | RECTORY CENTRE | SKILL CENTRE | DIAGNOSTIC SET | WELCH ALLYN DIAGNOSTIC SET | WELCH ALLYN | PLANNED PREVENTATIVE (REGULAR SERVICING) | 3 | 3-Average
OHFT45853 | ABINGDON COMMUNITY HOSPITAL | MINOR INJURIES UNIT | DIAGNOSTIC SET | DIAGNOSTIC SET | KEELER | Fully Comprehensive includes any repair costs | 3 | 3-Average
OHFT44754 | LITTLEMORE MENTAL HEALTH CENTRE | EVENLODE WARD | DIAGNOSTIC SET | DIAGNOSTIC SET | KEELER | Fully Comprehensive includes any repair costs | 3 | 3-Average
OXFT3089 | ABINGDON COMMUNITY HOSPITAL | EMU | DIAGNOSTIC SET | DIAGNOSTIC SET | KEELER | Fully Comprehensive includes any repair costs | 3 | 2-Good
OHFT1090 | TOWNLANDS COMMUNITY HOSPITAL | MINOR INJURIES UNIT | DIAGNOSTIC SET | R1-MINI | RIESTER RUDOLF | Fully Comprehensive includes any repair costs | 3 | 2-Good
OHFT1085 | TOWNLANDS COMMUNITY HOSPITAL | MINOR INJURIES UNIT | DIAGNOSTIC SET | R1-MINI | RIESTER RUDOLF | Fully Comprehensive includes any repair costs | 3 | 2-Good
OXFT5154 | WHITELEAF CENTRE | OPAL WARD | DIAGNOSTIC SET | WELCH ALLYN DIAGNOSTIC SET | WELCH ALLYN | PLANNED PREVENTATIVE (REGULAR SERVICING) | 0 | 1-Excellent
OXFT5236 | LITTLEMORE MENTAL HEALTH CENTRE | LAMBOURN HOUSE | DIAGNOSTIC SET | WELCH ALLYN DIAGNOSTIC SET | WELCH ALLYN | PLANNED PREVENTATIVE (REGULAR SERVICING) | 0 | 1-Excellent
OXFT3929 | MURRAY HOUSE | JERICHO-DISTRICT NURSES | DIAGNOSTIC SET | WELCH ALLYN DIAGNOSTIC SET | WELCH ALLYN | PLANNED PREVENTATIVE (REGULAR SERVICING) | 1 | 2-Good
OXFT3928 | MURRAY HOUSE | JERICHO-DISTRICT NURSES | DIAGNOSTIC SET | WELCH ALLYN DIAGNOSTIC SET | WELCH ALLYN | PLANNED PREVENTATIVE (REGULAR SERVICING) | 1 | 2-Good
OXFT3927 | MURRAY HOUSE | JERICHO-DISTRICT NURSES | DIAGNOSTIC SET | WELCH ALLYN DIAGNOSTIC SET | WELCH ALLYN | PLANNED PREVENTATIVE (REGULAR SERVICING) | 1 | 2-Good
OHFT42841 | RECTORY CENTRE | SKILL CENTRE | DIAGNOSTIC SET | WELCH ALLYN DIAGNOSTIC SET | WELCH ALLYN | PLANNED PREVENTATIVE (REGULAR SERVICING) | 3 | 3-Average
OHFT2894 | MARLBOROUGH HOUSE-MILTON KEYNES | CHAFFRON WARD | DIAGNOSTIC SET | 767 | WELCH ALLYN | PLANNED PREVENTATIVE (REGULAR SERVICING) | 3 | 3-Average
OHFT44314 | ORCHARD HEALTH CENTRE | DENTAL CLINIC | DIAGNOSTIC SET | 767 | WELCH ALLYN | PLANNED PREVENTATIVE (REGULAR SERVICING) | 10 | 4-Poor | 2015
OHFT3450 | LITTLEMORE MENTAL HEALTH CENTRE | KINGFISHER WARD | DIAGNOSTIC SET | 767 | WELCH ALLYN | PLANNED PREVENTATIVE (REGULAR SERVICING) | 3 | 3-Average
OHFT1268 | LITTLEMORE MENTAL HEALTH CENTRE | PHOENIX WARD | DIAGNOSTIC SET | 767 | WELCH ALLYN | PLANNED PREVENTATIVE (REGULAR SERVICING) | 3 | 3-Average
OHFT3850 | FULBROOK CENTRE | CITY COMMUNITY HOSPITAL | DIAGNOSTIC SET | 767 | WELCH ALLYN | PLANNED PREVENTATIVE (REGULAR SERVICING) | 3 | 3-Average
OHFT40342 | KIDLINGTON HEALTH CENTRE | DISTRICT NURSES | DIAGNOSTIC SET | 767 | WELCH ALLYN | PLANNED PREVENTATIVE (REGULAR SERVICING) | 3 | 3-Average
OHFT2274 | UNIPART HOUSE | SKILL CENTRE | DIAGNOSTIC SET | 767 | WELCH ALLYN | PLANNED PREVENTATIVE (REGULAR SERVICING) | 3 | 3-Average
OHFT2276 | UNIPART HOUSE | RESUSCITATION TEAM | DIAGNOSTIC SET | 767 | WELCH ALLYN | PLANNED PREVENTATIVE (REGULAR SERVICING) | 3 | 3-Average
OHFT2277 | UNIPART HOUSE | SKILL CENTRE | DIAGNOSTIC SET | 767 | WELCH ALLYN | PLANNED PREVENTATIVE (REGULAR SERVICING) | 3 | 3-Average
OHFT2280 | UNIPART HOUSE | RESUSCITATION TEAM | DIAGNOSTIC SET | 767 | WELCH ALLYN | PLANNED PREVENTATIVE (REGULAR SERVICING) | 3 | 3-Average
OHFT2281 | UNIPART HOUSE | RESUSCITATION TEAM | DIAGNOSTIC SET | 767 | WELCH ALLYN | PLANNED PREVENTATIVE (REGULAR SERVICING) | 3 | 3-Average
OHFT2271 | UNIPART HOUSE | SKILL CENTRE | DIAGNOSTIC SET | 767 | WELCH ALLYN | PLANNED PREVENTATIVE (REGULAR SERVICING) | 3 | 3-Average
OHFT0006 | WITNEY COMMUNITY HOSPITAL | OUTPATIENTS DEPT | DIAGNOSTIC SET | 767 | WELCH ALLYN | PLANNED PREVENTATIVE (REGULAR SERVICING) | 3 | 3-Average
OHFT3562 | WARNEFORD HOSPITAL | HIGHFIELD UNIT | DIAGNOSTIC SET | 767 | WELCH ALLYN | PLANNED PREVENTATIVE (REGULAR SERVICING) | 3 | 3-Average
OHFT40119 | WHITELEAF CENTRE | AMBER WARD | DIAGNOSTIC SET | 767 | WELCH ALLYN | PLANNED PREVENTATIVE (REGULAR SERVICING) | 3 | 3-Average
OHFT3536 | WARNEFORD HOSPITAL | COTSWOLD HOUSE | DIAGNOSTIC SET | 767 | WELCH ALLYN | PLANNED PREVENTATIVE (REGULAR SERVICING) | 3 | 3-Average
OHFT1037 | SAVERNAKE HOSPITAL | COTSWOLD HOUSE | DIAGNOSTIC SET | 767 | WELCH ALLYN | PLANNED PREVENTATIVE (REGULAR SERVICING) | 3 | 3-Average
OHFT2272 | UNIPART HOUSE | RESUSCITATION TEAM | DIAGNOSTIC SET | 767 | WELCH ALLYN | PLANNED PREVENTATIVE (REGULAR SERVICING) | 3 | 3-Average
OHFT1301 | ABINGDON COMMUNITY HOSPITAL | MINOR INJURIES UNIT | DIAGNOSTIC SET | 767 | WELCH ALLYN | PLANNED PREVENTATIVE (REGULAR SERVICING) | 3 | 3-Average
OXFT5153 | WHITELEAF CENTRE | WOODLANDS MANOR HOUSE | DIAGNOSTIC SET | 767 | WELCH ALLYN | PLANNED PREVENTATIVE (REGULAR SERVICING) | 0 | 1-Excellent
OHFT2583 | WARNEFORD HOSPITAL | CLINICAL RESEARCH | DIAGNOSTIC SET | 767 | WELCH ALLYN | PLANNED PREVENTATIVE (REGULAR SERVICING) | 1 | 2-Good
OHFT3869 | WHITELEAF CENTRE | RUBY WARD | DIAGNOSTIC SET | 767 | WELCH ALLYN | PLANNED PREVENTATIVE (REGULAR SERVICING) | 3 | 3-Average
OHFT2498 | WHITELEAF CENTRE | SAPPHIRE WARD | DIAGNOSTIC SET | 767 | WELCH ALLYN | PLANNED PREVENTATIVE (REGULAR SERVICING) | 3 | 3-Average
OHFT0893 | WITNEY COMMUNITY HOSPITAL | MINOR INJURIES UNIT | DIAGNOSTIC SET | 767 | WELCH ALLYN | PLANNED PREVENTATIVE (REGULAR SERVICING) | 3 | 3-Average
OXFT0207 | WITNEY COMMUNITY HOSPITAL | LINFOOT WARD | HOIST-CEILING | MAXI SKY 600 | ARJO HUNTLEIGH | Fully Comprehensive includes any repair costs | 3 | 3-Average
OXFT0208 | WITNEY COMMUNITY HOSPITAL | LINFOOT WARD | HOIST-CEILING | MAXI SKY 600 | ARJO HUNTLEIGH | Fully Comprehensive includes any repair costs | 3 | 3-Average
OXFT0209 | WITNEY COMMUNITY HOSPITAL | LINFOOT WARD | HOIST-CEILING | MAXI SKY 600 | ARJO HUNTLEIGH | Fully Comprehensive includes any repair costs | 3 | 3-Average
OXFT0217 | WITNEY COMMUNITY HOSPITAL | LINFOOT WARD | HOIST-CEILING | MAXI SKY 600 | ARJO HUNTLEIGH | Fully Comprehensive includes any repair costs | 3 | 3-Average
OXFT0218 | WITNEY COMMUNITY HOSPITAL | LINFOOT WARD | HOIST-CEILING | MAXI SKY 600 | ARJO HUNTLEIGH | Fully Comprehensive includes any repair costs | 3 | 3-Average
OXFT0237 | WITNEY COMMUNITY HOSPITAL | WENRISC WARD | HOIST-CEILING | MAXI SKY 600 | ARJO HUNTLEIGH | Fully Comprehensive includes any repair costs | 3 | 3-Average
OXFT0231 | WITNEY COMMUNITY HOSPITAL | WENRISC WARD | HOIST-CEILING | GH2 | GULDMANN | Fully Comprehensive includes any repair costs | 3 | 3-Average
OXFT0199 | WITNEY COMMUNITY HOSPITAL | WENRISC WARD | HOIST-CEILING | MAXI SKY 600 | ARJO HUNTLEIGH | Fully Comprehensive includes any repair costs | 3 | 3-Average
OXFT0225 | WITNEY COMMUNITY HOSPITAL | WENRISC WARD | HOIST-CEILING | MAXI SKY 600 | ARJO HUNTLEIGH | Fully Comprehensive includes any repair costs | 3 | 3-Average
OXFT3845 | MURRAY HOUSE | ADMINISTRATION | HOIST-CEILING | LIKORALL 242 | LIKO | Fully Comprehensive includes any repair costs | 0 | 1-Excellent
OXFT3858 | MURRAY HOUSE | ADMINISTRATION | HOIST-CEILING | LIKORALL 242 | LIKO | Fully Comprehensive includes any repair costs | 0 | 1-Excellent
OXFT0226 | WITNEY COMMUNITY HOSPITAL | WENRISC WARD | HOIST-CEILING | AIR 200 | MOLIFT | Fully Comprehensive includes any repair costs | 3 | 3-Average
OXFT0143 | WITNEY COMMUNITY HOSPITAL | LINFOOT WARD | HOIST-CEILING | AIR 200 | MOLIFT | Fully Comprehensive includes any repair costs | 3 | 3-Average
OXFT0227 | WITNEY COMMUNITY HOSPITAL | WENRISC WARD | HOIST-CEILING | MAXI SKY 600 | ARJO HUNTLEIGH | Fully Comprehensive includes any repair costs | 3 | 3-Average
OXFT0229 | WITNEY COMMUNITY HOSPITAL | WENRISC WARD | HOIST-CEILING | MAXI SKY 600 | ARJO HUNTLEIGH | Fully Comprehensive includes any repair costs | 3 | 3-Average
OXFT0215 | WITNEY COMMUNITY HOSPITAL | LINFOOT WARD | HOIST-CEILING | MAXI SKY 600 | ARJO HUNTLEIGH | Fully Comprehensive includes any repair costs | 3 | 3-Average
OXFT0223 | WITNEY COMMUNITY HOSPITAL | LINFOOT WARD | HOIST-CEILING | MAXI SKY 600 | ARJO HUNTLEIGH | Fully Comprehensive includes any repair costs | 3 | 3-Average
OXFT0213 | WITNEY COMMUNITY HOSPITAL | LINFOOT WARD | HOIST-CEILING | MAXI SKY 600 | ARJO HUNTLEIGH | Fully Comprehensive includes any repair costs | 3 | 3-Average
OXFT0224 | WITNEY COMMUNITY HOSPITAL | WENRISC WARD | HOIST-CEILING | MAXI SKY 600 | ARJO HUNTLEIGH | Fully Comprehensive includes any repair costs | 3 | 3-Average
OXFT0214 | WITNEY COMMUNITY HOSPITAL | LINFOOT WARD | HOIST-CEILING | MAXI SKY 600 | ARJO HUNTLEIGH | Fully Comprehensive includes any repair costs | 3 | 3-Average
OXFT0212 | WITNEY COMMUNITY HOSPITAL | LINFOOT WARD | HOIST-CEILING | MAXI SKY 600 | ARJO HUNTLEIGH | Fully Comprehensive includes any repair costs | 3 | 3-Average
OXFT0200 | WITNEY COMMUNITY HOSPITAL | WENRISC WARD | HOIST-CEILING | MAXI SKY 600 | ARJO HUNTLEIGH | Fully Comprehensive includes any repair costs | 3 | 3-Average
OXFT0234 | WITNEY COMMUNITY HOSPITAL | WENRISC WARD | HOIST-CEILING | MAXI SKY 600 | ARJO HUNTLEIGH | Fully Comprehensive includes any repair costs | 3 | 3-Average
OXFT0228 | WITNEY COMMUNITY HOSPITAL | WENRISC WARD | HOIST-CEILING | MAXI SKY 600 | ARJO HUNTLEIGH | Fully Comprehensive includes any repair costs | 3 | 3-Average
OXFT0235 | WITNEY COMMUNITY HOSPITAL | WENRISC WARD | HOIST-CEILING | MAXI SKY 600 | ARJO HUNTLEIGH | Fully Comprehensive includes any repair costs | 3 | 3-Average
OXFT0221 | WITNEY COMMUNITY HOSPITAL | LINFOOT WARD | HOIST-CEILING | MAXI SKY 600 | ARJO HUNTLEIGH | Fully Comprehensive includes any repair costs | 3 | 3-Average
OXFT0210 | WITNEY COMMUNITY HOSPITAL | LINFOOT WARD | HOIST-CEILING | MAXI SKY 600 | ARJO HUNTLEIGH | Fully Comprehensive includes any repair costs | 3 | 3-Average
MEDACO7270 | WITNEY COMMUNITY HOSPITAL | WENRISC WARD | HOIST-CEILING | MAXI SKY 600 | ARJO HUNTLEIGH | Fully Comprehensive includes any repair costs | 3 | 3-Average
OXFT0230 | WITNEY COMMUNITY HOSPITAL | WENRISC WARD | HOIST-CEILING | MAXI SKY 600 | ARJO HUNTLEIGH | Fully Comprehensive includes any repair costs | 3 | 3-Average
OXFT0236 | WITNEY COMMUNITY HOSPITAL | WENRISC WARD | HOIST-CEILING | MAXI SKY 600 | ARJO HUNTLEIGH | Fully Comprehensive includes any repair costs | 3 | 3-Average
OXFT0142 | WITNEY COMMUNITY HOSPITAL | LINFOOT WARD | HOIST-CEILING | MAXI SKY 600 | ARJO HUNTLEIGH | Fully Comprehensive includes any repair costs | 3 | 4-Poor
OXFT0233 | WITNEY COMMUNITY HOSPITAL | WENRISC WARD | HOIST-CEILING | MAXI SKY 600 | ARJO HUNTLEIGH | Fully Comprehensive includes any repair costs | 3 | 2-Good
OXFT3806 | WITNEY COMMUNITY HOSPITAL | LINFOOT WARD | HOIST-CEILING | MAXI SKY 600 | ARJO HUNTLEIGH | Fully Comprehensive includes any repair costs | 0 | 1-Excellent
OXFT0222 | WITNEY COMMUNITY HOSPITAL | LINFOOT WARD | HOIST-CEILING | MAXI SKY 600 | ARJO HUNTLEIGH | Fully Comprehensive includes any repair costs | 3 | 3-Average
OXFT0145 | WITNEY COMMUNITY HOSPITAL | LINFOOT WARD | HOIST-CEILING | MAXI SKY 600 | ARJO HUNTLEIGH | Fully Comprehensive includes any repair costs | 3 | 3-Average
OXFT0219 | WITNEY COMMUNITY HOSPITAL | LINFOOT WARD | HOIST-CEILING | MAXI SKY 600 | ARJO HUNTLEIGH | Fully Comprehensive includes any repair costs | 3 | 3-Average
OXFT0220 | WITNEY COMMUNITY HOSPITAL | LINFOOT WARD | HOIST-CEILING | MAXI SKY 600 | ARJO HUNTLEIGH | Fully Comprehensive includes any repair costs | 3 | 3-Average
OXFT1340 | DIDCOT COMMUNITY HOSPITAL | DIDCOT WARD | BED-ELECTRIC | OOKSNOW | UMANO MEDICAL INC | Fully Comprehensive includes any repair costs | 4 | 2-Good
OXFT1341 | DIDCOT COMMUNITY HOSPITAL | DIDCOT WARD | BED-ELECTRIC | OOKSNOW | UMANO MEDICAL INC | Fully Comprehensive includes any repair costs | 4 | 2-Good
OXFT1484 | ABINGDON COMMUNITY HOSPITAL | ABBEY WARD | BED-ELECTRIC | OOKSNOW | UMANO MEDICAL INC | Fully Comprehensive includes any repair costs | 3 | 2-Good
OXFT1486 | ABINGDON COMMUNITY HOSPITAL | ABBEY WARD | BED-ELECTRIC | OOKSNOW | UMANO MEDICAL INC | Fully Comprehensive includes any repair costs | 3 | 2-Good
OXFT1485 | ABINGDON COMMUNITY HOSPITAL | ABBEY WARD | BED-ELECTRIC | OOKSNOW | UMANO MEDICAL INC | Fully Comprehensive includes any repair costs | 3 | 2-Good
OXFT1483 | ABINGDON COMMUNITY HOSPITAL | ABBEY WARD | BED-ELECTRIC | OOKSNOW | UMANO MEDICAL INC | Fully Comprehensive includes any repair costs | 3 | 2-Good
OXFT2233 | DIDCOT COMMUNITY HOSPITAL | DIDCOT WARD | BED-ELECTRIC | PURO | STIEGELMEYER GROUP | Fully Comprehensive includes any repair costs | 3 | 3-Average
OXFT2234 | DIDCOT COMMUNITY HOSPITAL | DIDCOT WARD | BED-ELECTRIC | PURO | STIEGELMEYER GROUP | Fully Comprehensive includes any repair costs | 3 | 3-Average
OXFT2264 | FULBROOK CENTRE | CITY COMMUNITY HOSPITAL | BED-ELECTRIC | PURO | STIEGELMEYER GROUP | Fully Comprehensive includes any repair costs | 3 | 3-Average
OXFT2313 | WALLINGFORD COMMUNITY HOSPITAL | ST LEONARDS WARD | BED-ELECTRIC | PURO | STIEGELMEYER GROUP | Fully Comprehensive includes any repair costs | 3 | 3-Average
OXFT2314 | WALLINGFORD COMMUNITY HOSPITAL | ST LEONARDS WARD | BED-ELECTRIC | PURO | STIEGELMEYER GROUP | Fully Comprehensive includes any repair costs | 3 | 3-Average
OXFT2316 | WALLINGFORD COMMUNITY HOSPITAL | ST LEONARDS WARD | BED-ELECTRIC | PURO | STIEGELMEYER GROUP | Fully Comprehensive includes any repair costs | 3 | 3-Average
OXFT2229 | DIDCOT COMMUNITY HOSPITAL | DIDCOT WARD | BED-ELECTRIC | PURO | STIEGELMEYER GROUP | Fully Comprehensive includes any repair costs | 3 | 3-Average
OXFT2230 | DIDCOT COMMUNITY HOSPITAL | DIDCOT WARD | BED-ELECTRIC | PURO | STIEGELMEYER GROUP | Fully Comprehensive includes any repair costs | 3 | 3-Average
OXFT2231 | DIDCOT COMMUNITY HOSPITAL | DIDCOT WARD | BED-ELECTRIC | PURO | STIEGELMEYER GROUP | Fully Comprehensive includes any repair costs | 3 | 3-Average
OXFT2325 | WALLINGFORD COMMUNITY HOSPITAL | ST LEONARDS WARD | BED-ELECTRIC | PURO | STIEGELMEYER GROUP | Fully Comprehensive includes any repair costs | 3 | 3-Average
OXFT2327 | WALLINGFORD COMMUNITY HOSPITAL | ST LEONARDS WARD | BED-ELECTRIC | PURO | STIEGELMEYER GROUP | Fully Comprehensive includes any repair costs | 3 | 3-Average
OXFT6252 | WITNEY COMMUNITY HOSPITAL | WENRISC WARD | BED-ELECTRIC | PURO | STIEGELMEYER GROUP | Fully Comprehensive includes any repair costs | 3 | 3-Average
OXFT2265 | FULBROOK CENTRE | CITY COMMUNITY HOSPITAL | BED-ELECTRIC | PURO | STIEGELMEYER GROUP | Fully Comprehensive includes any repair costs | 3 | 3-Average
OXFT2211 | BICESTER COMMUNITY HOSPITAL | BICESTER WARD | BED-ELECTRIC | PURO | STIEGELMEYER GROUP | Fully Comprehensive includes any repair costs | 3 | 3-Average
OXFT2184 | FULBROOK CENTRE | CITY COMMUNITY HOSPITAL | BED-ELECTRIC | PURO | STIEGELMEYER GROUP | Fully Comprehensive includes any repair costs | 3 | 3-Average
OXFT6256 | WITNEY COMMUNITY HOSPITAL | WENRISC WARD | BED-ELECTRIC | PURO | STIEGELMEYER GROUP | Fully Comprehensive includes any repair costs | 3 | 3-Average
OXFT6259 | WITNEY COMMUNITY HOSPITAL | LINFOOT WARD | BED-ELECTRIC | PURO | STIEGELMEYER GROUP | Fully Comprehensive includes any repair costs | 3 | 3-Average
OXFT6271 | WITNEY COMMUNITY HOSPITAL | LINFOOT WARD | BED-ELECTRIC | PURO | STIEGELMEYER GROUP | Fully Comprehensive includes any repair costs | 3 | 3-Average
OXFT2318 | WALLINGFORD COMMUNITY HOSPITAL | ST LEONARDS WARD | BED-ELECTRIC | PURO | STIEGELMEYER GROUP | Fully Comprehensive includes any repair costs | 3 | 3-Average
OXFT2321 | STEVENTON STORAGE | STEVENTON STORAGE | BED-ELECTRIC | PURO | STIEGELMEYER GROUP | Fully Comprehensive includes any repair costs | 3 | 3-Average
OXFT2323 | WALLINGFORD COMMUNITY HOSPITAL | ST LEONARDS WARD | BED-ELECTRIC | PURO | STIEGELMEYER GROUP | Fully Comprehensive includes any repair costs | 3 | 3-Average
OXFT2294 | WALLINGFORD COMMUNITY HOSPITAL | ST LEONARDS WARD | BED-ELECTRIC | PURO | STIEGELMEYER GROUP | Fully Comprehensive includes any repair costs | 2 | 2-Good
OXFT2207 | FULBROOK CENTRE | CITY COMMUNITY HOSPITAL | BED-ELECTRIC | PURO | STIEGELMEYER GROUP | Fully Comprehensive includes any repair costs | 2 | 2-Good
OXFT2293 | BICESTER COMMUNITY HOSPITAL | BICESTER WARD | BED-ELECTRIC | PURO | STIEGELMEYER GROUP | Fully Comprehensive includes any repair costs | 2 | 2-Good
OXFT6253 | WITNEY COMMUNITY HOSPITAL | WENRISC WARD | BED-ELECTRIC | PURO | STIEGELMEYER GROUP | Fully Comprehensive includes any repair costs | 3 | 3-Average
OXFT6280 | WITNEY COMMUNITY HOSPITAL | WENRISC WARD | BED-ELECTRIC | PURO | STIEGELMEYER GROUP | Fully Comprehensive includes any repair costs | 3 | 3-Average
OXFT6274 | WITNEY COMMUNITY HOSPITAL | WENRISC WARD | BED-ELECTRIC | PURO | STIEGELMEYER GROUP | Fully Comprehensive includes any repair costs | 3 | 3-Average
OXFT2206 | BICESTER COMMUNITY HOSPITAL | BICESTER WARD | BED-ELECTRIC | PURO | STIEGELMEYER GROUP | Fully Comprehensive includes any repair costs | 2 | 2-Good
OXFT4822 | FULBROOK CENTRE | CHERWELL WARD | BED-ELECTRIC | PURO | STIEGELMEYER GROUP | Fully Comprehensive includes any repair costs | 1 | 2-Good
OXFT2213 | FULBROOK CENTRE | CITY COMMUNITY HOSPITAL | BED-ELECTRIC | PURO | STIEGELMEYER GROUP | Fully Comprehensive includes any repair costs | 1 | 2-Good
OXFT2339 | WITNEY COMMUNITY HOSPITAL | LINFOOT WARD | BED-ELECTRIC | PURO | STIEGELMEYER GROUP | Fully Comprehensive includes any repair costs | 3 | 3-Average
OXFT1005 | FULBROOK CENTRE | CHERWELL WARD | BED-ELECTRIC | PURO | STIEGELMEYER GROUP | Fully Comprehensive includes any repair costs | 3 | 2-Good
OXFT2295 | FULBROOK CENTRE | CITY COMMUNITY HOSPITAL | BED-ELECTRIC | PURO | STIEGELMEYER GROUP | Fully Comprehensive includes any repair costs | 2 | 2-Good
OXFT2212 | ABINGDON COMMUNITY HOSPITAL | ABBEY WARD | BED-ELECTRIC | PURO | STIEGELMEYER GROUP | Fully Comprehensive includes any repair costs | 3 | 3-Average
OXFT2185 | WITNEY COMMUNITY HOSPITAL | LINFOOT WARD | BED-ELECTRIC | PURO | STIEGELMEYER GROUP | Fully Comprehensive includes any repair costs | 3 | 2-Good
OXFT2332 | DIDCOT COMMUNITY HOSPITAL | DIDCOT WARD | BED-ELECTRIC | PURO | STIEGELMEYER GROUP | Fully Comprehensive includes any repair costs | 3 | 3-Average
OXFT2223 | DIDCOT COMMUNITY HOSPITAL | DIDCOT WARD | BED-ELECTRIC | PURO | STIEGELMEYER GROUP | Fully Comprehensive includes any repair costs | 3 | 3-Average
OXFT2227 | DIDCOT COMMUNITY HOSPITAL | DIDCOT WARD | BED-ELECTRIC | PURO | STIEGELMEYER GROUP | Fully Comprehensive includes any repair costs | 3 | 3-Average
OXFT2228 | DIDCOT COMMUNITY HOSPITAL | DIDCOT WARD | BED-ELECTRIC | PURO | STIEGELMEYER GROUP | Fully Comprehensive includes any repair costs | 3 | 3-Average
OXFT2176 | ABINGDON COMMUNITY HOSPITAL | OSRU | BED-ELECTRIC | EVARIO | STIEGELMEYER GROUP | Fully Comprehensive includes any repair costs | 3 | 3-Average
OXFT2177 | ABINGDON COMMUNITY HOSPITAL | OSRU | BED-ELECTRIC | EVARIO | STIEGELMEYER GROUP | Fully Comprehensive includes any repair costs | 3 | 3-Average
OXFT2276 | ABINGDON COMMUNITY HOSPITAL | ABBEY WARD | BED-ELECTRIC | EVARIO | STIEGELMEYER GROUP | Fully Comprehensive includes any repair costs | 3 | 2-Good
OXFT0754 | ABINGDON COMMUNITY HOSPITAL | ABBEY WARD | BED-ELECTRIC | EVARIO | STIEGELMEYER GROUP | Fully Comprehensive includes any repair costs | 3 | 2-Good
OXFT2171 | ABINGDON COMMUNITY HOSPITAL | OSRU | BED-ELECTRIC | EVARIO | STIEGELMEYER GROUP | Fully Comprehensive includes any repair costs | 3 | 3-Average
OXFT1555 | FULBROOK CENTRE | CHERWELL WARD | BED-ELECTRIC | EVARIO | STIEGELMEYER GROUP | Fully Comprehensive includes any repair costs | 3 | 2-Good
OXFT2193 | ABINGDON COMMUNITY HOSPITAL | EMU | BED-ELECTRIC | EVARIO | STIEGELMEYER GROUP | Fully Comprehensive includes any repair costs | 3 | 3-Average
OXFT2194 | ABINGDON COMMUNITY HOSPITAL | EMU | BED-ELECTRIC | EVARIO | STIEGELMEYER GROUP | Fully Comprehensive includes any repair costs | 3 | 3-Average
OXFT2172 | ABINGDON COMMUNITY HOSPITAL | OSRU | BED-ELECTRIC | EVARIO | STIEGELMEYER GROUP | Fully Comprehensive includes any repair costs | 3 | 3-Average
OXFT2173 | ABINGDON COMMUNITY HOSPITAL | OSRU | BED-ELECTRIC | EVARIO | STIEGELMEYER GROUP | Fully Comprehensive includes any repair costs | 3 | 3-Average
OXFT2174 | ABINGDON COMMUNITY HOSPITAL | OSRU | BED-ELECTRIC | EVARIO | STIEGELMEYER GROUP | Fully Comprehensive includes any repair costs | 3 | 3-Average
OXFT2175 | ABINGDON COMMUNITY HOSPITAL | OSRU | BED-ELECTRIC | EVARIO | STIEGELMEYER GROUP | Fully Comprehensive includes any repair costs | 3 | 3-Average
OXFT2203 | ABINGDON COMMUNITY HOSPITAL | ABBEY WARD | BED-ELECTRIC | EVARIO | STIEGELMEYER GROUP | Fully Comprehensive includes any repair costs | 3 | 2-Good
OXFT2204 | ABINGDON COMMUNITY HOSPITAL | ABBEY WARD | BED-ELECTRIC | EVARIO | STIEGELMEYER GROUP | Fully Comprehensive includes any repair costs | 3 | 2-Good
OXFT2178 | ABINGDON COMMUNITY HOSPITAL | OSRU | BED-ELECTRIC | EVARIO | STIEGELMEYER GROUP | Fully Comprehensive includes any repair costs | 3 | 3-Average
OXFT2179 | ABINGDON COMMUNITY HOSPITAL | OSRU | BED-ELECTRIC | EVARIO | STIEGELMEYER GROUP | Fully Comprehensive includes any repair costs | 3 | 3-Average
OXFT2180 | ABINGDON COMMUNITY HOSPITAL | OSRU | BED-ELECTRIC | EVARIO | STIEGELMEYER GROUP | Fully Comprehensive includes any repair costs | 3 | 3-Average
OXFT2182 | ABINGDON COMMUNITY HOSPITAL | OSRU | BED-ELECTRIC | EVARIO | STIEGELMEYER GROUP | Fully Comprehensive includes any repair costs | 3 | 3-Average
OXFT2236 | DIDCOT COMMUNITY HOSPITAL | DIDCOT WARD | BED-ELECTRIC | EVARIO | STIEGELMEYER GROUP | Fully Comprehensive includes any repair costs | 3 | 3-Average
OXFT2237 | DIDCOT COMMUNITY HOSPITAL | DIDCOT WARD | BED-ELECTRIC | EVARIO | STIEGELMEYER GROUP | Fully Comprehensive includes any repair costs | 3 | 2-Good
OXFT2195 | ABINGDON COMMUNITY HOSPITAL | EMU | BED-ELECTRIC | EVARIO | STIEGELMEYER GROUP | Fully Comprehensive includes any repair costs | 3 | 3-Average
OXFT2199 | ABINGDON COMMUNITY HOSPITAL | ABBEY WARD | BED-ELECTRIC | EVARIO | STIEGELMEYER GROUP | Fully Comprehensive includes any repair costs | 3 | 3-Average
OXFT2200 | ABINGDON COMMUNITY HOSPITAL | ABBEY WARD | BED-ELECTRIC | EVARIO | STIEGELMEYER GROUP | Fully Comprehensive includes any repair costs | 3 | 3-Average
OXFT2201 | ABINGDON COMMUNITY HOSPITAL | ABBEY WARD | BED-ELECTRIC | EVARIO | STIEGELMEYER GROUP | Fully Comprehensive includes any repair costs | 3 | 2-Good
OXFT2262 | FULBROOK CENTRE | CITY COMMUNITY HOSPITAL | BED-ELECTRIC | EVARIO | STIEGELMEYER GROUP | Fully Comprehensive includes any repair costs | 3 | 3-Average
OXFT2263 | BICESTER COMMUNITY HOSPITAL | BICESTER WARD | BED-ELECTRIC | EVARIO | STIEGELMEYER GROUP | Fully Comprehensive includes any repair costs | 3 | 3-Average
OXFT2205 | ABINGDON COMMUNITY HOSPITAL | ABBEY WARD | BED-ELECTRIC | EVARIO | STIEGELMEYER GROUP | Fully Comprehensive includes any repair costs | 3 | 2-Good
OXFT2277 | STEVENTON STORAGE | STEVENTON STORAGE | BED-ELECTRIC | EVARIO | STIEGELMEYER GROUP | Fully Comprehensive includes any repair costs | 3 | 2-Good
OXFT2278 | ABINGDON COMMUNITY HOSPITAL | ABBEY WARD | BED-ELECTRIC | EVARIO | STIEGELMEYER GROUP | Fully Comprehensive includes any repair costs | 3 | 2-Good
OXFT2235 | DIDCOT COMMUNITY HOSPITAL | DIDCOT WARD | BED-ELECTRIC | EVARIO | STIEGELMEYER GROUP | Fully Comprehensive includes any repair costs | 3 | 3-Average
OXFT2301 | WALLINGFORD COMMUNITY HOSPITAL | ST LEONARDS WARD | BED-ELECTRIC | EVARIO | STIEGELMEYER GROUP | Fully Comprehensive includes any repair costs | 3 | 3-Average
OXFT2302 | WALLINGFORD COMMUNITY HOSPITAL | ST LEONARDS WARD | BED-ELECTRIC | EVARIO | STIEGELMEYER GROUP | Fully Comprehensive includes any repair costs | 3 | 3-Average
OXFT2238 | DIDCOT COMMUNITY HOSPITAL | DIDCOT WARD | BED-ELECTRIC | EVARIO | STIEGELMEYER GROUP | Fully Comprehensive includes any repair costs | 3 | 2-Good
OXFT2239 | DIDCOT COMMUNITY HOSPITAL | DIDCOT WARD | BED-ELECTRIC | EVARIO | STIEGELMEYER GROUP | Fully Comprehensive includes any repair costs | 3 | 2-Good
OXFT2240 | DIDCOT COMMUNITY HOSPITAL | DIDCOT WARD | BED-ELECTRIC | EVARIO | STIEGELMEYER GROUP | Fully Comprehensive includes any repair costs | 3 | 2-Good
OXFT2241 | DIDCOT COMMUNITY HOSPITAL | DIDCOT WARD | BED-ELECTRIC | EVARIO | STIEGELMEYER GROUP | Fully Comprehensive includes any repair costs | 3 | 2-Good
OXFT2328 | WALLINGFORD COMMUNITY HOSPITAL | ST LEONARDS WARD | BED-ELECTRIC | EVARIO | STIEGELMEYER GROUP | Fully Comprehensive includes any repair costs | 3 | 3-Average
OXFT6278 | WITNEY COMMUNITY HOSPITAL | WENRISC WARD | BED-ELECTRIC | EVARIO | STIEGELMEYER GROUP | Fully Comprehensive includes any repair costs | 3 | 3-Average
OXFT2296 | BICESTER COMMUNITY HOSPITAL | BICESTER WARD | BED-ELECTRIC | EVARIO | STIEGELMEYER GROUP | Fully Comprehensive includes any repair costs | 3 | 3-Average
OXFT2297 | BICESTER COMMUNITY HOSPITAL | BICESTER WARD | BED-ELECTRIC | EVARIO | STIEGELMEYER GROUP | Fully Comprehensive includes any repair costs | 3 | 3-Average
OXFT2298 | WALLINGFORD COMMUNITY HOSPITAL | ST LEONARDS WARD | BED-ELECTRIC | EVARIO | STIEGELMEYER GROUP | Fully Comprehensive includes any repair costs | 3 | 3-Average
OXFT2299 | WALLINGFORD COMMUNITY HOSPITAL | ST LEONARDS WARD | BED-ELECTRIC | EVARIO | STIEGELMEYER GROUP | Fully Comprehensive includes any repair costs | 3 | 3-Average
OXFT6261 | WITNEY COMMUNITY HOSPITAL | LINFOOT WARD | BED-ELECTRIC | EVARIO | STIEGELMEYER GROUP | Fully Comprehensive includes any repair costs | 3 | 3-Average
OXFT6262 | WITNEY COMMUNITY HOSPITAL | LINFOOT WARD | BED-ELECTRIC | EVARIO | STIEGELMEYER GROUP | Fully Comprehensive includes any repair costs | 3 | 3-Average
OXFT2304 | WALLINGFORD COMMUNITY HOSPITAL | ST LEONARDS WARD | BED-ELECTRIC | EVARIO | STIEGELMEYER GROUP | Fully Comprehensive includes any repair costs | 3 | 3-Average
OXFT2306 | WALLINGFORD COMMUNITY HOSPITAL | ST LEONARDS WARD | BED-ELECTRIC | EVARIO | STIEGELMEYER GROUP | Fully Comprehensive includes any repair costs | 3 | 3-Average
OXFT2308 | WALLINGFORD COMMUNITY HOSPITAL | ST LEONARDS WARD | BED-ELECTRIC | EVARIO | STIEGELMEYER GROUP | Fully Comprehensive includes any repair costs | 3 | 3-Average
OXFT2311 | WALLINGFORD COMMUNITY HOSPITAL | ST LEONARDS WARD | BED-ELECTRIC | EVARIO | STIEGELMEYER GROUP | Fully Comprehensive includes any repair costs | 3 | 3-Average
OXFT2259 | STEVENTON STORAGE | STEVENTON STORAGE | BED-ELECTRIC | EVARIO | STIEGELMEYER GROUP | Fully Comprehensive includes any repair costs | 3 | 3-Average
OXFT2260 | STEVENTON STORAGE | STEVENTON STORAGE | BED-ELECTRIC | EVARIO | STIEGELMEYER GROUP | Fully Comprehensive includes any repair costs | 3 | 3-Average
OXFT6276 | WITNEY COMMUNITY HOSPITAL | WENRISC WARD | BED-ELECTRIC | EVARIO | STIEGELMEYER GROUP | Fully Comprehensive includes any repair costs | 3 | 3-Average
OXFT6257 | WITNEY COMMUNITY HOSPITAL | EMU | BED-ELECTRIC | EVARIO | STIEGELMEYER GROUP | Fully Comprehensive includes any repair costs | 3 | 3-Average
OXFT2181 | WITNEY COMMUNITY HOSPITAL | EMU | BED-ELECTRIC | EVARIO | STIEGELMEYER GROUP | Fully Comprehensive includes any repair costs | 3 | 3-Average
OXFT2183 | WITNEY COMMUNITY HOSPITAL | EMU | BED-ELECTRIC | EVARIO | STIEGELMEYER GROUP | Fully Comprehensive includes any repair costs | 3 | 3-Average
OXFT2154 | WITNEY COMMUNITY HOSPITAL | LINFOOT WARD | BED-ELECTRIC | MMO8000 | MMO MEDICAL FRANCE | Fully Comprehensive includes any repair costs | 2 | 2-Good
OXFT2261 | WALLINGFORD COMMUNITY HOSPITAL | ST LEONARDS WARD | BED-ELECTRIC | EVARIO | STIEGELMEYER GROUP | Fully Comprehensive includes any repair costs | 3 | 3-Average
OXFT6270 | WITNEY COMMUNITY HOSPITAL | LINFOOT WARD | BED-ELECTRIC | EVARIO | STIEGELMEYER GROUP | Fully Comprehensive includes any repair costs | 3 | 3-Average
OXFT6263 | WITNEY COMMUNITY HOSPITAL | WENRISC WARD | BED-ELECTRIC | EVARIO | STIEGELMEYER GROUP | Fully Comprehensive includes any repair costs | 3 | 3-Average
OXFT2340 | WITNEY COMMUNITY HOSPITAL | LINFOOT WARD | BED-ELECTRIC | EVARIO | STIEGELMEYER GROUP | Fully Comprehensive includes any repair costs | 3 | 3-Average
OXFT2258 | STEVENTON STORAGE | STEVENTON STORAGE | BED-ELECTRIC | EVARIO | STIEGELMEYER GROUP | Fully Comprehensive includes any repair costs | 3 | 3-Average
OHFT44924 | WITNEY COMMUNITY HOSPITAL | WENRISC WARD | BED-ELECTRIC | HR900 | HILLROM | Fully Comprehensive includes any repair costs | 3 | 3-Average
OHFT46252 | WITNEY COMMUNITY HOSPITAL | WENRISC WARD | BED-ELECTRIC | HR900 | HILLROM | Fully Comprehensive includes any repair costs | 2 | 2-Good
OHFT46248 | WITNEY COMMUNITY HOSPITAL | WENRISC WARD | BED-ELECTRIC | HR900 | HILLROM | Fully Comprehensive includes any repair costs | 1 | 2-Good
OHFT45906 | WITNEY COMMUNITY HOSPITAL | WENRISC WARD | BED-ELECTRIC | HR900 | HILLROM | Fully Comprehensive includes any repair costs | 1 | 2-Good
OXFT4639 | ABINGDON COMMUNITY HOSPITAL | ABBEY WARD | BED-ELECTRIC | NSB-0-FL-100 | ACCORA | Fully Comprehensive includes any repair costs | 2 | 2-Good | 2023
OXFT2155 | WITNEY COMMUNITY HOSPITAL | LINFOOT WARD | BED-ELECTRIC | MMO8000 | MMO MEDICAL FRANCE | Fully Comprehensive includes any repair costs | 3 | 2-Good
OHFT45093 | ABINGDON COMMUNITY HOSPITAL | EMU | BED-ELECTRIC | CS900B0003015 | HILLROM | Fully Comprehensive includes any repair costs | 2 | 2-Good
OHFT45904 | ABINGDON COMMUNITY HOSPITAL | OSRU | BED-ELECTRIC | HR-900 | HILLROM | Fully Comprehensive includes any repair costs | 3 | 3-Average
OHFT1920 | DIDCOT COMMUNITY HOSPITAL | DIDCOT WARD | BED-ELECTRIC | 8622/2/TH5 | HNE HEALTHCARE | Fully Comprehensive includes any repair costs | 3 | 3-Average
OHFT44922 | WITNEY COMMUNITY HOSPITAL | LINFOOT WARD | BED-ELECTRIC | HR900 | HILLROM | Fully Comprehensive includes any repair costs | 3 | 3-Average
OHFT44921 | WITNEY COMMUNITY HOSPITAL | LINFOOT WARD | BED-ELECTRIC | HR900 | HILLROM | Fully Comprehensive includes any repair costs | 3 | 3-Average
OHFT44923 | WITNEY COMMUNITY HOSPITAL | WENRISC WARD | BED-ELECTRIC | HR900 | HILLROM | Fully Comprehensive includes any repair costs | 3 | 3-Average
OXFT4610 | FULBROOK CENTRE | SANDFORD WARD | BED-ELECTRIC | SPIRIT ULTRA LOW | MONTCALM | Fully Comprehensive includes any repair costs | 1 | 2-Good
OXFT4611 | FULBROOK CENTRE | SANDFORD WARD | BED-ELECTRIC | SPIRIT ULTRA LOW | MONTCALM | Fully Comprehensive includes any repair costs | 1 | 2-Good
OXFT4612 | FULBROOK CENTRE | SANDFORD WARD | BED-ELECTRIC | SPIRIT ULTRA LOW | MONTCALM | Fully Comprehensive includes any repair costs | 1 | 2-Good
OHFT43944 | WHITELEAF CENTRE | RUBY WARD | BED-ELECTRIC | SPIRIT ULTRA LOW | MONTCALM | Fully Comprehensive includes any repair costs | 1 | 2-Good
OXFT2252 | FULBROOK CENTRE | CHERWELL WARD | BED-ELECTRIC | SPIRIT PLUS | CARROLL HEALTHCARE | Fully Comprehensive includes any repair costs | 3 | 3-Average
OXFT2131 | FULBROOK CENTRE | CHERWELL WARD | BED-ELECTRIC | SPIRIT PLUS | CARROLL HEALTHCARE | Fully Comprehensive includes any repair costs | 3 | 3-Average
OHFT45903 | ABINGDON COMMUNITY HOSPITAL | OSRU | BED-ELECTRIC | 56330 | HILLROM | Fully Comprehensive includes any repair costs | 3 | 2-Good
OXFT0431 | ABINGDON COMMUNITY HOSPITAL | OSRU | BED-ELECTRIC | 56330 | HILLROM | Fully Comprehensive includes any repair costs | 3 | 2-Good
OHFT45896 | ABINGDON COMMUNITY HOSPITAL | OSRU | BED-ELECTRIC | 56330 | HILLROM | Fully Comprehensive includes any repair costs | 3 | 2-Good
OXFT0434 | ABINGDON COMMUNITY HOSPITAL | OSRU | BED-ELECTRIC | 56330 | HILLROM | Fully Comprehensive includes any repair costs | 3 | 2-Good
OHFT45899 | ABINGDON COMMUNITY HOSPITAL | OSRU | BED-ELECTRIC | 56330 | HILLROM | Fully Comprehensive includes any repair costs | 3 | 2-Good
OHFT42354 | FULBROOK CENTRE | CITY COMMUNITY HOSPITAL | BED-ELECTRIC | SPIRIT ULTRA LOW | MONTCALM | ASSET ONLY NO SERVICING REQUIRED | 3 | 3-Average
OHFT45087 | BICESTER COMMUNITY HOSPITAL | BICESTER WARD | BED-ELECTRIC | CS900B2000534 | HILLROM | Fully Comprehensive includes any repair costs | 3 | 2-Good
OHFT46056 | BICESTER COMMUNITY HOSPITAL | BICESTER WARD | BED-ELECTRIC | CS900B2000534 | HILLROM | Fully Comprehensive includes any repair costs | 3 | 2-Good
OHFT46058 | BICESTER COMMUNITY HOSPITAL | BICESTER WARD | BED-ELECTRIC | CS900B2000534 | HILLROM | Fully Comprehensive includes any repair costs | 3 | 2-Good
OXFT1750 | FULBROOK CENTRE | CITY COMMUNITY HOSPITAL | BED-ELECTRIC | CS900B2000534 | HILLROM | Fully Comprehensive includes any repair costs | 3 | 2-Good
OXFT1001 | FULBROOK CENTRE | CITY COMMUNITY HOSPITAL | BED-ELECTRIC | CS900B2000534 | HILLROM | Fully Comprehensive includes any repair costs | 3 | 2-Good
OXFT1002 | FULBROOK CENTRE | CITY COMMUNITY HOSPITAL | BED-ELECTRIC | CS900B2000534 | HILLROM | Fully Comprehensive includes any repair costs | 3 | 2-Good
OXFT1003 | FULBROOK CENTRE | CITY COMMUNITY HOSPITAL | BED-ELECTRIC | CS900B2000534 | HILLROM | Fully Comprehensive includes any repair costs | 3 | 2-Good
OXFT1487 | ABINGDON COMMUNITY HOSPITAL | ABBEY WARD | BED-ELECTRIC | CS900B2000534 | HILLROM | Fully Comprehensive includes any repair costs | 3 | 2-Good
OXFT1481 | ABINGDON COMMUNITY HOSPITAL | ABBEY WARD | BED-ELECTRIC | CS900B2000534 | HILLROM | Fully Comprehensive includes any repair costs | 3 | 2-Good
OHFT46070 | FULBROOK CENTRE | CITY COMMUNITY HOSPITAL | BED-ELECTRIC | CS900B2000534 | HILLROM | Fully Comprehensive includes any repair costs | 3 | 2-Good
OHFT45271 | FULBROOK CENTRE | CITY COMMUNITY HOSPITAL | BED-ELECTRIC | CS900B2000534 | HILLROM | Fully Comprehensive includes any repair costs | 3 | 2-Good
OHFT45229 | FULBROOK CENTRE | CITY COMMUNITY HOSPITAL | BED-ELECTRIC | CS900B2000534 | HILLROM | Fully Comprehensive includes any repair costs | 3 | 2-Good
OHFT44570 | THE SLADE BUILDING | LEARNING DISABILITY SERVICE | BED-ELECTRIC | 21000E/L | ARJO HUNTLEIGH | Fully Comprehensive includes any repair costs | 3 | 3-Average
OHFT46249 | WITNEY COMMUNITY HOSPITAL | LINFOOT WARD | BED-ELECTRIC | CS900B2000534 | HILLROM | Fully Comprehensive includes any repair costs | 3 | 2-Good
OHFT46245 | WITNEY COMMUNITY HOSPITAL | LINFOOT WARD | BED-ELECTRIC | CS900B2000534 | HILLROM | Fully Comprehensive includes any repair costs | 3 | 2-Good
OXFT1479 | ABINGDON COMMUNITY HOSPITAL | ABBEY WARD | BED-ELECTRIC | CS900B2000534 | HILLROM | Fully Comprehensive includes any repair costs | 3 | 2-Good
OHFT46057 | BICESTER COMMUNITY HOSPITAL | BICESTER WARD | BED-ELECTRIC | CS900B2000534 | HILLROM | Fully Comprehensive includes any repair costs | 3 | 2-Good
OHFT45270 | FULBROOK CENTRE | CITY COMMUNITY HOSPITAL | BED-ELECTRIC | CS900B2000534 | HILLROM | Fully Comprehensive includes any repair costs | 2 | 2-Good
OXFT0432 | ABINGDON COMMUNITY HOSPITAL | OSRU | BED-ELECTRIC | FL36A | UMANO MEDICAL INC | Fully Comprehensive includes any repair costs | 3 | 2-Good
OXFT0433 | ABINGDON COMMUNITY HOSPITAL | OSRU | BED-ELECTRIC | FL36A | UMANO MEDICAL INC | Fully Comprehensive includes any repair costs | 3 | 2-Good
OXFT0018 | WALLINGFORD COMMUNITY HOSPITAL | ST LEONARDS WARD | BED-ELECTRIC | FL36A | UMANO MEDICAL INC | Fully Comprehensive includes any repair costs | 3 | 2-Good
OXFT0019 | WALLINGFORD COMMUNITY HOSPITAL | ST LEONARDS WARD | BED-ELECTRIC | FL36A | UMANO MEDICAL INC | Fully Comprehensive includes any repair costs | 3 | 2-Good
OXFT0022 | WALLINGFORD COMMUNITY HOSPITAL | ST LEONARDS WARD | BED-ELECTRIC | FL36A | UMANO MEDICAL INC | Fully Comprehensive includes any repair costs | 3 | 2-Good
OXFT0047 | WHITELEAF CENTRE | OPAL WARD | BED-ELECTRIC | FL36A | UMANO MEDICAL INC | Fully Comprehensive includes any repair costs | 2 | 2-Good
OXFT0053 | WHITELEAF CENTRE | RUBY WARD | BED-ELECTRIC | FL36A | UMANO MEDICAL INC | Fully Comprehensive includes any repair costs | 2 | 2-Good
OXFT0049 | WHITELEAF CENTRE | SAPPHIRE WARD | BED-ELECTRIC | FL36A | UMANO MEDICAL INC | Fully Comprehensive includes any repair costs | 2 | 2-Good
OXFT1008 | FULBROOK CENTRE | CHERWELL WARD | BED-ELECTRIC | FL36A | UMANO MEDICAL INC | Fully Comprehensive includes any repair costs | 3 | 2-Good
OXFT1006 | FULBROOK CENTRE | CHERWELL WARD | BED-ELECTRIC | FL36A | UMANO MEDICAL INC | Fully Comprehensive includes any repair costs | 3 | 2-Good
OXFT1090 | WITNEY COMMUNITY HOSPITAL | LINFOOT WARD | BED-ELECTRIC | FL36A | UMANO MEDICAL INC | Fully Comprehensive includes any repair costs | 2 | 2-Good
OXFT0114 | WARNEFORD HOSPITAL | CLINICAL RESEARCH | BED-ELECTRIC | FL36A | UMANO MEDICAL INC | Fully Comprehensive includes any repair costs | 2 | 2-Good
OXFT0175 | WHITELEAF CENTRE | AMBER WARD | BED-ELECTRIC | FL36A | UMANO MEDICAL INC | Fully Comprehensive includes any repair costs | 2 | 2-Good
OXFT0176 | WHITELEAF CENTRE | AMBER WARD | BED-ELECTRIC | FL36A | UMANO MEDICAL INC | Fully Comprehensive includes any repair costs | 2 | 2-Good
OXFT0177 | WHITELEAF CENTRE | AMBER WARD | BED-ELECTRIC | FL36A | UMANO MEDICAL INC | Fully Comprehensive includes any repair costs | 2 | 2-Good
OXFT0178 | WHITELEAF CENTRE | AMBER WARD | BED-ELECTRIC | FL36A | UMANO MEDICAL INC | Fully Comprehensive includes any repair costs | 2 | 2-Good
OXFT0184 | WHITELEAF CENTRE | AMBER WARD | BED-ELECTRIC | FL36A | UMANO MEDICAL INC | Fully Comprehensive includes any repair costs | 2 | 2-Good
OXFT0179 | WHITELEAF CENTRE | AMBER WARD | BED-ELECTRIC | FL36A | UMANO MEDICAL INC | Fully Comprehensive includes any repair costs | 2 | 2-Good
OXFT0183 | WITNEY COMMUNITY HOSPITAL | WENRISC WARD | BED-ELECTRIC | FL36A | UMANO MEDICAL INC | Fully Comprehensive includes any repair costs | 2 | 2-Good
OXFT0182 | WITNEY COMMUNITY HOSPITAL | WENRISC WARD | BED-ELECTRIC | FL36A | UMANO MEDICAL INC | Fully Comprehensive includes any repair costs | 2 | 2-Good
OXFT0180 | WITNEY COMMUNITY HOSPITAL | WENRISC WARD | BED-ELECTRIC | FL36A | UMANO MEDICAL INC | Fully Comprehensive includes any repair costs | 2 | 2-Good
OXFT0181 | WITNEY COMMUNITY HOSPITAL | LINFOOT WARD | BED-ELECTRIC | FL36A | UMANO MEDICAL INC | Fully Comprehensive includes any repair costs | 2 | 2-Good
OXFT0185 | FULBROOK CENTRE | CITY COMMUNITY HOSPITAL | BED-ELECTRIC | FL36A | UMANO MEDICAL INC | Fully Comprehensive includes any repair costs | 2 | 2-Good
OXFT0186 | FULBROOK CENTRE | CITY COMMUNITY HOSPITAL | BED-ELECTRIC | FL36A | UMANO MEDICAL INC | Fully Comprehensive includes any repair costs | 2 | 2-Good
OXFT0187 | FULBROOK CENTRE | CITY COMMUNITY HOSPITAL | BED-ELECTRIC | FL36A | UMANO MEDICAL INC | Fully Comprehensive includes any repair costs | 2 | 2-Good
OXFT0188 | FULBROOK CENTRE | SANDFORD WARD | BED-ELECTRIC | FL36A | UMANO MEDICAL INC | Fully Comprehensive includes any repair costs | 2 | 2-Good
OXFT0194 | FULBROOK CENTRE | SANDFORD WARD | BED-ELECTRIC | FL36A | UMANO MEDICAL INC | Fully Comprehensive includes any repair costs | 2 | 2-Good
OXFT1160 | BICESTER COMMUNITY HOSPITAL | BICESTER WARD | BED-ELECTRIC | FL36A | UMANO MEDICAL INC | Fully Comprehensive includes any repair costs | 2 | 2-Good
OXFT2257 | DIDCOT COMMUNITY HOSPITAL | DIDCOT WARD | BED-ELECTRIC | FL36A | UMANO MEDICAL INC | Fully Comprehensive includes any repair costs | 2 | 2-Good
OXFT1198 | FULBROOK CENTRE | SANDFORD WARD | BED-ELECTRIC | FL36A | UMANO MEDICAL INC | Fully Comprehensive includes any repair costs | 2 | 2-Good
OXFT0198 | TOWNLANDS COMMUNITY HOSPITAL | RAPID ACCESS CARE UNIT (RACU) | BED-ELECTRIC | FL36A | UMANO MEDICAL INC | Fully Comprehensive includes any repair costs | 2 | 2-Good
OXFT4602 | FULBROOK CENTRE | CHERWELL WARD | BED-ELECTRIC | FL36A | UMANO MEDICAL INC | Fully Comprehensive includes any repair costs | 1 | 2-Good
OXFT4604 | FULBROOK CENTRE | CHERWELL WARD | BED-ELECTRIC | FL36A | UMANO MEDICAL INC | Fully Comprehensive includes any repair costs | 1 | 2-Good
OXFT4605 | FULBROOK CENTRE | CHERWELL WARD | BED-ELECTRIC | FL36A | UMANO MEDICAL INC | Fully Comprehensive includes any repair costs | 1 | 2-Good
OXFT4606 | FULBROOK CENTRE | CHERWELL WARD | BED-ELECTRIC | FL36A | UMANO MEDICAL INC | Fully Comprehensive includes any repair costs | 1 | 2-Good
OXFT4607 | FULBROOK CENTRE | CHERWELL WARD | BED-ELECTRIC | FL36A | UMANO MEDICAL INC | Fully Comprehensive includes any repair costs | 1 | 2-Good
OHFT44557 | WITNEY COMMUNITY HOSPITAL | LINFOOT WARD | BED-ELECTRIC | INNOV8-AR | SIDHIL | Fully Comprehensive includes any repair costs | 3 | 3-Average
OXFT1445 | WITNEY COMMUNITY HOSPITAL | LINFOOT WARD | BED-ELECTRIC | FL36A | UMANO MEDICAL INC | Fully Comprehensive includes any repair costs | 3 | 2-Good
OXFT1547 | BICESTER COMMUNITY HOSPITAL | BICESTER WARD | BED-ELECTRIC | FL36A | UMANO MEDICAL INC | Fully Comprehensive includes any repair costs | 3 | 2-Good
OXFT1548 | BICESTER COMMUNITY HOSPITAL | BICESTER WARD | BED-ELECTRIC | FL36A | UMANO MEDICAL INC | Fully Comprehensive includes any repair costs | 3 | 2-Good
OXFT4608 | FULBROOK CENTRE | CHERWELL WARD | BED-ELECTRIC | FL36A | UMANO MEDICAL INC | Fully Comprehensive includes any repair costs | 1 | 2-Good
OXFT4609 | FULBROOK CENTRE | SANDFORD WARD | BED-ELECTRIC | FL36A | UMANO MEDICAL INC | Fully Comprehensive includes any repair costs | 1 | 2-Good
OHFT1961 | ABINGDON COMMUNITY HOSPITAL | EMU | BED-ELECTRIC | 25000E/L | ARJO HUNTLEIGH | Fully Comprehensive includes any repair costs | 3 | 3-Average
OHFT42538 | TOWNLANDS COMMUNITY HOSPITAL | RAPID ACCESS CARE UNIT (RACU) | BED-ELECTRIC | INNOV8-AR | SIDHIL | Fully Comprehensive includes any repair costs | 3 | 3-Average
OHFT42537 | TOWNLANDS COMMUNITY HOSPITAL | RAPID ACCESS CARE UNIT (RACU) | BED-ELECTRIC | INNOV8-AR | SIDHIL | Fully Comprehensive includes any repair costs | 3 | 3-Average
OHFT42536 | TOWNLANDS COMMUNITY HOSPITAL | RAPID ACCESS CARE UNIT (RACU) | BED-ELECTRIC | INNOV8-AR | SIDHIL | Fully Comprehensive includes any repair costs | 3 | 3-Average
OHFT1824 | WITNEY COMMUNITY HOSPITAL | EMU | BED-ELECTRIC | INNOV8-AR | SIDHIL | Fully Comprehensive includes any repair costs | 3 | 3-Average
OHFT1825 | WITNEY COMMUNITY HOSPITAL | EMU | BED-ELECTRIC | INNOV8-AR | SIDHIL | Fully Comprehensive includes any repair costs | 3 | 3-Average
MEDACO7264 | WITNEY COMMUNITY HOSPITAL | LINFOOT WARD | PATIENT TRANSFER AID | SARA STEADY | ARJO HUNTLEIGH | Fully Comprehensive includes any repair costs | 3 | 3-Average
MEDACO7325 | DIDCOT COMMUNITY HOSPITAL | DIDCOT WARD | PATIENT TRANSFER AID | SARA STEADY | ARJO HUNTLEIGH | Fully Comprehensive includes any repair costs | 3 | 3-Average
MEDACO7330 | DIDCOT COMMUNITY HOSPITAL | DIDCOT WARD | PATIENT TRANSFER AID | SARA STEADY | ARJO HUNTLEIGH | Fully Comprehensive includes any repair costs | 3 | 3-Average
MEDACO20380 | WITNEY COMMUNITY HOSPITAL | WENRISC WARD | PATIENT TRANSFER AID | SARA STEADY | ARJO HUNTLEIGH | Fully Comprehensive includes any repair costs | 3 | 3-Average
MEDACO7261 | WITNEY COMMUNITY HOSPITAL | LINFOOT WARD | PATIENT TRANSFER AID | SARA STEADY | ARJO HUNTLEIGH | Fully Comprehensive includes any repair costs | 3 | 3-Average
MEDACO7288 | WITNEY COMMUNITY HOSPITAL | WENRISC WARD | PATIENT TRANSFER AID | SARA STEADY | ARJO HUNTLEIGH | Fully Comprehensive includes any repair costs | 3 | 3-Average
OXFT1733 | BICESTER COMMUNITY HOSPITAL | BICESTER WARD | PATIENT TRANSFER AID | TA180 | MACKWORTH | Fully Comprehensive includes any repair costs | 3 | 2-Good
OXFT1082 | WITNEY COMMUNITY HOSPITAL | WENRISC WARD | PATIENT TRANSFER AID | TA180 | MACKWORTH | Fully Comprehensive includes any repair costs | 2 | 2-Good
OXFT0093 | BICESTER COMMUNITY HOSPITAL | BICESTER WARD | PATIENT TRANSFER AID | FREEWAY TA180 | PRISM MEDICAL | Fully Comprehensive includes any repair costs | 1 | 2-Good
OXFT0153 | ABINGDON COMMUNITY HOSPITAL | EMU | PATIENT TRANSFER AID | FREEWAY TA180 | PRISM MEDICAL | Fully Comprehensive includes any repair costs | 1 | 2-Good
OXFT3911 | ABINGDON COMMUNITY HOSPITAL | ABBEY WARD | PATIENT TRANSFER AID | FREEWAY TA180 | PRISM MEDICAL | Fully Comprehensive includes any repair costs | 1 | 2-Good
OXFT2103 | FULBROOK CENTRE | CITY COMMUNITY HOSPITAL | PATIENT TRANSFER AID | TA180 | MACKWORTH | Fully Comprehensive includes any repair costs | 3 | 3-Average
OXFT1370 | WALLINGFORD COMMUNITY HOSPITAL | ST LEONARDS WARD | PATIENT TRANSFER AID | TA180 | MACKWORTH | Fully Comprehensive includes any repair costs | 4 | 4-Poor
OXFT1449 | WITNEY COMMUNITY HOSPITAL | LINFOOT WARD | PATIENT TRANSFER AID | TA180 | MACKWORTH | Fully Comprehensive includes any repair costs | 3 | 2-Good
OXFT1454 | FULBROOK CENTRE | CITY COMMUNITY HOSPITAL | PATIENT TRANSFER AID | TA180 | MACKWORTH | Fully Comprehensive includes any repair costs | 3 | 2-Good
TA1800140 | DIDCOT COMMUNITY HOSPITAL | DIDCOT WARD | PATIENT TRANSFER AID | TA180 | MACKWORTH | Fully Comprehensive includes any repair costs | 3 | 2-Good
OXFT0197 | DIDCOT COMMUNITY HOSPITAL | DIDCOT WARD | PATIENT TRANSFER AID | TA180 | MACKWORTH | Fully Comprehensive includes any repair costs | 3 | 2-Good
OXFT0135 | ABINGDON COMMUNITY HOSPITAL | OSRU | PATIENT TRANSFER AID | RETURN 7500i | DIRECT HEALTHCARE | Fully Comprehensive includes any repair costs | 1 | 2-Good
OXFT4509 | ABINGDON COMMUNITY HOSPITAL | ABBEY WARD | PATIENT TRANSFER AID | RETURN 7500i | DIRECT HEALTHCARE | Fully Comprehensive includes any repair costs | 2 | 2-Good
TA1804727 | ABINGDON COMMUNITY HOSPITAL | OSRU | PATIENT TRANSFER AID | TA180 | MACKWORTH | Fully Comprehensive includes any repair costs | 3 | 3-Average
TA1805119 | WITNEY COMMUNITY HOSPITAL | WENRISC WARD | PATIENT TRANSFER AID | TA180 | MACKWORTH | Fully Comprehensive includes any repair costs | 3 | 3-Average
OHFT46606 | FULBROOK CENTRE | CITY COMMUNITY HOSPITAL | PATIENT TRANSFER AID | TA180 | MACKWORTH | Fully Comprehensive includes any repair costs | 3 | 3-Average
OHFT47087 | WALLINGFORD COMMUNITY HOSPITAL | ST LEONARDS WARD | PATIENT TRANSFER AID | TA180 | MACKWORTH | Fully Comprehensive includes any repair costs | 3 | 3-Average
OXFT1657 | WALLINGFORD COMMUNITY HOSPITAL | ST LEONARDS WARD | PATIENT TRANSFER AID | SARA STEADY | ARJO HUNTLEIGH | Fully Comprehensive includes any repair costs | 3 | 3-Average
OXFT1686 | ABINGDON COMMUNITY HOSPITAL | ABBEY WARD | PATIENT TRANSFER AID | SARA STEADY | ARJO HUNTLEIGH | Fully Comprehensive includes any repair costs | 3 | 2-Good
OXFT0151 | WALLINGFORD COMMUNITY HOSPITAL | ST LEONARDS WARD | PATIENT TRANSFER AID | SARA STEADY | ARJO HUNTLEIGH | Fully Comprehensive includes any repair costs | 1 | 2-Good
OXFT4578 | ABINGDON COMMUNITY HOSPITAL | OSRU | PATIENT TRANSFER AID | SARA STEADY | ARJO HUNTLEIGH | Fully Comprehensive includes any repair costs | 0 | 1-Excellent
OXFT1093 | WITNEY COMMUNITY HOSPITAL | LINFOOT WARD | PATIENT TRANSFER AID | RETURN 7500i | DIRECT HEALTHCARE | Fully Comprehensive includes any repair costs | 2 | 2-Good
OXFT0134 | ABINGDON COMMUNITY HOSPITAL | OSRU | PATIENT TRANSFER AID | RETURN 7500i | DIRECT HEALTHCARE | Fully Comprehensive includes any repair costs | 1 | 2-Good
OHFT0143 | ABINGDON COMMUNITY HOSPITAL | DISTRICT NURSES | DOPPLER | DOPPLEX D900 | HUNTLEIGH HEALTHCARE | PLANNED PREVENTATIVE (REGULAR SERVICING) | 24 | 4-Poor | 2001
OHFT41867 | ABINGDON COMMUNITY HOSPITAL | DISTRICT NURSES | DOPPLER | DOPPLEX D900 | HUNTLEIGH HEALTHCARE | PLANNED PREVENTATIVE (REGULAR SERVICING) | 11 | 4-Poor | 2014
OHFT1201 | ABINGDON COMMUNITY HOSPITAL | ABBEY WARD | DOPPLER | DOPPLEX D900 | HUNTLEIGH HEALTHCARE | PLANNED PREVENTATIVE (REGULAR SERVICING) | 3 | 3-Average
OHFT2208 | ABINGDON COMMUNITY HOSPITAL | TISSUE VIABILITY | DOPPLER | DOPPLEX D900 | HUNTLEIGH HEALTHCARE | PLANNED PREVENTATIVE (REGULAR SERVICING) | 3 | 3-Average
OHFT2813 | ABINGDON COMMUNITY HOSPITAL | TISSUE VIABILITY | DOPPLER | DOPPLEX D900 | HUNTLEIGH HEALTHCARE | PLANNED PREVENTATIVE (REGULAR SERVICING) | 3 | 3-Average
OHFT40470 | ABINGDON COMMUNITY HOSPITAL | TISSUE VIABILITY | DOPPLER | DOPPLEX D900 | HUNTLEIGH HEALTHCARE | PLANNED PREVENTATIVE (REGULAR SERVICING) | 3 | 3-Average
OHFT2902 | WANTAGE COMMUNITY HOSPITAL | PODIATRY | DOPPLER | 13740 | HUNTLEIGH HEALTHCARE | PLANNED PREVENTATIVE (REGULAR SERVICING) | 3 | 3-Average
OHFT1292 | ORCHARD HEALTH CENTRE | PODIATRY | DOPPLER | 13740 | HUNTLEIGH HEALTHCARE | PLANNED PREVENTATIVE (REGULAR SERVICING) | 3 | 3-Average
OHFT0954 | WANTAGE COMMUNITY HOSPITAL | PODIATRY | DOPPLER | 13740 | HUNTLEIGH HEALTHCARE | PLANNED PREVENTATIVE (REGULAR SERVICING) | 3 | 3-Average
OHFT0997 | DIDCOT COMMUNITY HOSPITAL | DIDCOT WARD | DOPPLER | MAXI DOPPLEX II MD2 | HUNTLEIGH HEALTHCARE | PLANNED PREVENTATIVE (REGULAR SERVICING) | 2 | 2-Good
OXFT4848 | WALLINGFORD COMMUNITY HOSPITAL | ST LEONARDS WARD | DOPPLER | MAXI DOPPLEX II MD2 | HUNTLEIGH HEALTHCARE | Fully Comprehensive includes any repair costs | 1 | 2-Good
OHFT45409 | ST BARNABAS CLINIC | PODIATRY | DOPPLER | DOPPLEX DMX | HUNTLEIGH HEALTHCARE | PLANNED PREVENTATIVE (REGULAR SERVICING) | 3 | 3-Average
OHFT45411 | THE FIENNES CENTRE | PODIATRY | DOPPLER | DOPPLEX DMX | HUNTLEIGH HEALTHCARE | PLANNED PREVENTATIVE (REGULAR SERVICING) | 3 | 3-Average
OXFT0562 | WINDRUSH HEALTH CENTRE | PODIATRY | DOPPLER | DOPPLEX DMX | HUNTLEIGH HEALTHCARE | PLANNED PREVENTATIVE (REGULAR SERVICING) | 3 | 2-Good
OXFT0560 | KIDLINGTON HEALTH CENTRE | PODIATRY | DOPPLER | DOPPLEX DMX | HUNTLEIGH HEALTHCARE | PLANNED PREVENTATIVE (REGULAR SERVICING) | 3 | 2-Good
OXFT0558 | JULIER CENTRE | PODIATRY | DOPPLER | DOPPLEX DMX | HUNTLEIGH HEALTHCARE | PLANNED PREVENTATIVE (REGULAR SERVICING) | 3 | 2-Good
OXFT0559 | WINDRUSH HEALTH CENTRE | PODIATRY | DOPPLER | DOPPLEX DMX | HUNTLEIGH HEALTHCARE | PLANNED PREVENTATIVE (REGULAR SERVICING) | 3 | 2-Good
OXFT0567 | WINDRUSH HEALTH CENTRE | PODIATRY | DOPPLER | DOPPLEX DMX | HUNTLEIGH HEALTHCARE | PLANNED PREVENTATIVE (REGULAR SERVICING) | 3 | 2-Good
OXFT0572 | RAGLAN HOUSE | PODIATRY | DOPPLER | DOPPLEX DMX | HUNTLEIGH HEALTHCARE | PLANNED PREVENTATIVE (REGULAR SERVICING) | 3 | 2-Good
OXFT0563 | WINDRUSH HEALTH CENTRE | PODIATRY | DOPPLER | DOPPLEX DMX | HUNTLEIGH HEALTHCARE | PLANNED PREVENTATIVE (REGULAR SERVICING) | 3 | 2-Good
OXFT0566 | JULIER CENTRE | PODIATRY | DOPPLER | DOPPLEX DMX | HUNTLEIGH HEALTHCARE | PLANNED PREVENTATIVE (REGULAR SERVICING) | 3 | 2-Good
OXFT0574 | DIDCOT COMMUNITY HOSPITAL | PODIATRY | DOPPLER | DOPPLEX DMX | HUNTLEIGH HEALTHCARE | PLANNED PREVENTATIVE (REGULAR SERVICING) | 3 | 2-Good
OXFT0575 | ST BARNABAS CLINIC | PODIATRY | DOPPLER | DOPPLEX DMX | HUNTLEIGH HEALTHCARE | PLANNED PREVENTATIVE (REGULAR SERVICING) | 3 | 2-Good
OXFT0577 | ST BARNABAS CLINIC | PODIATRY | DOPPLER | DOPPLEX DMX | HUNTLEIGH HEALTHCARE | PLANNED PREVENTATIVE (REGULAR SERVICING) | 3 | 2-Good
OXFT0565 | KIDLINGTON HEALTH CENTRE | PODIATRY | DOPPLER | DOPPLEX DMX | HUNTLEIGH HEALTHCARE | PLANNED PREVENTATIVE (REGULAR SERVICING) | 3 | 2-Good
OXFT0570 | TOWNLANDS COMMUNITY HOSPITAL | PODIATRY | DOPPLER | DOPPLEX DMX | HUNTLEIGH HEALTHCARE | PLANNED PREVENTATIVE (REGULAR SERVICING) | 3 | 2-Good
OXFT0576 | ST BARNABAS CLINIC | PODIATRY | DOPPLER | DOPPLEX DMX | HUNTLEIGH HEALTHCARE | PLANNED PREVENTATIVE (REGULAR SERVICING) | 3 | 2-Good
OXFT0564 | RAGLAN HOUSE | PODIATRY | DOPPLER | DOPPLEX DMX | HUNTLEIGH HEALTHCARE | PLANNED PREVENTATIVE (REGULAR SERVICING) | 3 | 2-Good
OXFT0573 | ABINGDON COMMUNITY HOSPITAL | PODIATRY | DOPPLER | DOPPLEX DMX | HUNTLEIGH HEALTHCARE | PLANNED PREVENTATIVE (REGULAR SERVICING) | 3 | 2-Good
OHFT164069 | ABINGDON COMMUNITY HOSPITAL | TISSUE VIABILITY | DOPPLER | DOPPLEX DMX | HUNTLEIGH HEALTHCARE | PLANNED PREVENTATIVE (REGULAR SERVICING) | 3 | 3-Average
OHFT45412 | TOWNLANDS COMMUNITY HOSPITAL | PODIATRY | DOPPLER | DOPPLEX DMX | HUNTLEIGH HEALTHCARE | PLANNED PREVENTATIVE (REGULAR SERVICING) | 3 | 3-Average
OHFT45413 | THE FIENNES CENTRE | PODIATRY | DOPPLER | DOPPLEX DMX | HUNTLEIGH HEALTHCARE | PLANNED PREVENTATIVE (REGULAR SERVICING) | 3 | 3-Average
OHFT45410 | WANTAGE COMMUNITY HOSPITAL | PODIATRY | DOPPLER | DOPPLEX DMX | HUNTLEIGH HEALTHCARE | PLANNED PREVENTATIVE (REGULAR SERVICING) | 3 | 3-Average
OHFT45414 | RAGLAN HOUSE | PODIATRY | DOPPLER | DOPPLEX DMX | HUNTLEIGH HEALTHCARE | PLANNED PREVENTATIVE (REGULAR SERVICING) | 3 | 3-Average
OXFT0571 | THE FIENNES CENTRE | PODIATRY | DOPPLER | DOPPLEX DMX | HUNTLEIGH HEALTHCARE | PLANNED PREVENTATIVE (REGULAR SERVICING) | 3 | 2-Good
OXFT3530 | WANTAGE COMMUNITY HOSPITAL | PODIATRY | DOPPLER | DMX DIGITAL | HUNTLEIGH HEALTHCARE | PLANNED PREVENTATIVE (REGULAR SERVICING) | 1 | 2-Good
OXFT3531 | THE FIENNES CENTRE | PODIATRY | DOPPLER | DMX DIGITAL | HUNTLEIGH HEALTHCARE | PLANNED PREVENTATIVE (REGULAR SERVICING) | 1 | 2-Good
OXFT3532 | THE FIENNES CENTRE | PODIATRY | DOPPLER | DMX DIGITAL | HUNTLEIGH HEALTHCARE | PLANNED PREVENTATIVE (REGULAR SERVICING) | 1 | 2-Good
OXFT3533 | WINDRUSH HEALTH CENTRE | PODIATRY | DOPPLER | DMX DIGITAL | HUNTLEIGH HEALTHCARE | PLANNED PREVENTATIVE (REGULAR SERVICING) | 1 | 2-Good
OXFT3534 | WINDRUSH HEALTH CENTRE | PODIATRY | DOPPLER | DMX DIGITAL | HUNTLEIGH HEALTHCARE | PLANNED PREVENTATIVE (REGULAR SERVICING) | 1 | 2-Good
OXFT3535 | WINDRUSH HEALTH CENTRE | PODIATRY | DOPPLER | DMX DIGITAL | HUNTLEIGH HEALTHCARE | PLANNED PREVENTATIVE (REGULAR SERVICING) | 1 | 2-Good
OXFT3501 | DIDCOT COMMUNITY HOSPITAL | PODIATRY | DOPPLER | DMX DIGITAL | HUNTLEIGH HEALTHCARE | PLANNED PREVENTATIVE (REGULAR SERVICING) | 2 | 2-Good
OXFT3412 | RAGLAN HOUSE | PODIATRY | DOPPLER | DMX DIGITAL | HUNTLEIGH HEALTHCARE | PLANNED PREVENTATIVE (REGULAR SERVICING) | 2 | 2-Good
OXFT3526 | JULIER CENTRE | PODIATRY | DOPPLER | DMX DIGITAL | HUNTLEIGH HEALTHCARE | PLANNED PREVENTATIVE (REGULAR SERVICING) | 1 | 2-Good
OXFT3527 | JULIER CENTRE | PODIATRY | DOPPLER | DMX DIGITAL | HUNTLEIGH HEALTHCARE | PLANNED PREVENTATIVE (REGULAR SERVICING) | 1 | 2-Good
OXFT3528 | ST BARNABAS CLINIC | PODIATRY | DOPPLER | DMX DIGITAL | HUNTLEIGH HEALTHCARE | Fully Comprehensive includes any repair costs | 1 | 2-Good
OXFT3529 | WANTAGE COMMUNITY HOSPITAL | PODIATRY | DOPPLER | DMX DIGITAL | HUNTLEIGH HEALTHCARE | PLANNED PREVENTATIVE (REGULAR SERVICING) | 1 | 2-Good
OHFT2942 | JERICHO HEALTH CENTRE | DISTRICT NURSES | DOPPLER | DOPPLEX SD2 | HUNTLEIGH HEALTHCARE | PLANNED PREVENTATIVE (REGULAR SERVICING) | 3 | 3-Average
OHFT40502 | JERICHO HEALTH CENTRE | DISTRICT NURSES | DOPPLER | DOPPLEX SD2 | HUNTLEIGH HEALTHCARE | PLANNED PREVENTATIVE (REGULAR SERVICING) | 3 | 3-Average
OHFT0951 | WANTAGE HEALTH CENTRE | DISTRICT NURSES | DOPPLER | DOPPLEX SD2 | HUNTLEIGH HEALTHCARE | PLANNED PREVENTATIVE (REGULAR SERVICING) | 3 | 3-Average
OXFT1195 | DIDCOT HEALTH CENTRE | DISTRICT NURSES | DOPPLER | DOPPLEX SD2 | HUNTLEIGH HEALTHCARE | PLANNED PREVENTATIVE (REGULAR SERVICING) | 1 | 2-Good
OXFT1196 | ABINGDON COMMUNITY HOSPITAL | DISTRICT NURSES | DOPPLER | DOPPLEX SD2 | HUNTLEIGH HEALTHCARE | PLANNED PREVENTATIVE (REGULAR SERVICING) | 1 | 2-Good
OXFT1197 | ABINGDON COMMUNITY HOSPITAL | DISTRICT NURSES | DOPPLER | DOPPLEX SD2 | HUNTLEIGH HEALTHCARE | PLANNED PREVENTATIVE (REGULAR SERVICING) | 1 | 2-Good
OHFT40123 | BURY KNOWLE HEALTH CENTRE | DISTRICT NURSES | DOPPLER | DOPPLEX SD2 | HUNTLEIGH HEALTHCARE | PLANNED PREVENTATIVE (REGULAR SERVICING) | 11 | 4-Poor | 2014
OHFT40124 | BURY KNOWLE HEALTH CENTRE | DISTRICT NURSES | DOPPLER | DOPPLEX SD2 | HUNTLEIGH HEALTHCARE | PLANNED PREVENTATIVE (REGULAR SERVICING) | 11 | 4-Poor | 2014
OHFT40131 | BURY KNOWLE HEALTH CENTRE | DISTRICT NURSES | DOPPLER | DOPPLEX SD2 | HUNTLEIGH HEALTHCARE | PLANNED PREVENTATIVE (REGULAR SERVICING) | 11 | 4-Poor | 2014
OHFT41974 | MURRAY HOUSE | JERICHO-DISTRICT NURSES | DOPPLER | DOPPLEX SD2 | HUNTLEIGH HEALTHCARE | PLANNED PREVENTATIVE (REGULAR SERVICING) | 3 | 3-Average
OHFT41975 | BURY KNOWLE HEALTH CENTRE | DISTRICT NURSES | DOPPLER | DOPPLEX SD2 | HUNTLEIGH HEALTHCARE | PLANNED PREVENTATIVE (REGULAR SERVICING) | 3 | 3-Average
OHFT0154 | JERICHO HEALTH CENTRE | DISTRICT NURSES | DOPPLER | DOPPLEX SD2 | HUNTLEIGH HEALTHCARE | PLANNED PREVENTATIVE (REGULAR SERVICING) | 3 | 3-Average
OHFT0856 | WITNEY COMMUNITY HOSPITAL | MINOR INJURIES UNIT | DOPPLER | SONICAID | HUNTLEIGH HEALTHCARE | PLANNED PREVENTATIVE (REGULAR SERVICING) | 3 | 3-Average
OHFT1618 | JULIER CENTRE | DISTRICT NURSES | DOPPLER | DOPPLEX SD2 | HUNTLEIGH HEALTHCARE | PLANNED PREVENTATIVE (REGULAR SERVICING) | 3 | 3-Average
OHFT1282 | WANTAGE COMMUNITY HOSPITAL | PODIATRY | DOPPLER | DOPPLEX SD2 | HUNTLEIGH HEALTHCARE | PLANNED PREVENTATIVE (REGULAR SERVICING) | 3 | 3-Average
OHFT45929 | WITNEY COMMUNITY HOSPITAL | LINFOOT WARD | DOPPLER | DOPPLEX SD2 | HUNTLEIGH HEALTHCARE | PLANNED PREVENTATIVE (REGULAR SERVICING) | 16 | 4-Poor | 2009
OXFT4845 | WALLINGFORD COMMUNITY HOSPITAL | ST LEONARDS WARD | DOPPLER | SONICAID | OXFORD INSTRUMENTS | Fully Comprehensive includes any repair costs | 1 | 2-Good
OHFT0129 | ABINGDON COMMUNITY HOSPITAL | DISTRICT NURSES | DOPPLER | D920 | HUNTLEIGH HEALTHCARE | PLANNED PREVENTATIVE (REGULAR SERVICING) | 3 | 3-Average
OXFT1560 | DIDCOT COMMUNITY HOSPITAL | PODIATRY | DOPPLER | DMX | HUNTLEIGH HEALTHCARE | PLANNED PREVENTATIVE (REGULAR SERVICING) | 3 | 2-Good
OHFT2417 | DIDCOT COMMUNITY HOSPITAL | PODIATRY | DOPPLER | DOPPLEX II | HUNTLEIGH HEALTHCARE | PLANNED PREVENTATIVE (REGULAR SERVICING) | 3 | 3-Average
OHFT42850 | WALLINGFORD COMMUNITY HOSPITAL | DISTRICT NURSES | DOPPLER | DOPPLEX II | HUNTLEIGH HEALTHCARE | PLANNED PREVENTATIVE (REGULAR SERVICING) | 23 | 4-Poor | 2002
OHFT2912 | ST BARNABAS CLINIC | PODIATRY | DOPPLER | DOPPLEX II | HUNTLEIGH HEALTHCARE | PLANNED PREVENTATIVE (REGULAR SERVICING) | 3 | 3-Average
OHFT0733 | ABINGDON COMMUNITY HOSPITAL | MINOR INJURIES UNIT | DOPPLER | SONICAID | HUNTLEIGH HEALTHCARE | PLANNED PREVENTATIVE (REGULAR SERVICING) | 3 | 3-Average
OHFT2430 | ABINGDON COMMUNITY HOSPITAL | MINOR INJURIES UNIT | DOPPLER | SONICAID | HUNTLEIGH HEALTHCARE | PLANNED PREVENTATIVE (REGULAR SERVICING) | 3 | 3-Average
OHFT43812 | TOWNLANDS COMMUNITY HOSPITAL | DISTRICT NURSES | DOPPLER | MAXI DOPPLEX II MD2 | HUNTLEIGH HEALTHCARE | PLANNED PREVENTATIVE (REGULAR SERVICING) | 3 | 3-Average
OHFT40096 | WALLINGFORD COMMUNITY HOSPITAL | DISTRICT NURSES | DOPPLER | MAXI DOPPLEX II MD2 | HUNTLEIGH HEALTHCARE | PLANNED PREVENTATIVE (REGULAR SERVICING) | 21 | 4-Poor | 2004
OHFT0949 | WANTAGE HEALTH CENTRE | DISTRICT NURSES | DOPPLER | MAXI DOPPLEX II MD2 | HUNTLEIGH HEALTHCARE | PLANNED PREVENTATIVE (REGULAR SERVICING) | 3 | 3-Average
OHFT1156 | DIDCOT HEALTH CENTRE | DISTRICT NURSES | DOPPLER | SD1 | HUNTLEIGH HEALTHCARE | PLANNED PREVENTATIVE (REGULAR SERVICING) | 3 | 3-Average
OHFT3696 | BICESTER COMMUNITY HOSPITAL | FIRST AID UNIT | DOPPLER | FD1 | HUNTLEIGH HEALTHCARE | PLANNED PREVENTATIVE (REGULAR SERVICING) | 3 | 3-Average
OHFT40471 | ABINGDON COMMUNITY HOSPITAL | TISSUE VIABILITY | DOPPLER | DOPPLEX MINI - D900 | HUNTLEIGH HEALTHCARE | PLANNED PREVENTATIVE (REGULAR SERVICING) | 11 | 4-Poor | 2014
OHFT2034 | THE FIENNES CENTRE | PODIATRY | DOPPLER | MAXI DOPPLEX II MD2 | HUNTLEIGH HEALTHCARE | PLANNED PREVENTATIVE (REGULAR SERVICING) | 3 | 3-Average
OHFT1311 | THE FIENNES CENTRE | PODIATRY | DOPPLER | MAXI DOPPLEX II MD2 | HUNTLEIGH HEALTHCARE | PLANNED PREVENTATIVE (REGULAR SERVICING) | 3 | 3-Average
OHFT1219 | TOWNLANDS COMMUNITY HOSPITAL | PODIATRY | DOPPLER | MAXI DOPPLEX II MD2 | HUNTLEIGH HEALTHCARE | PLANNED PREVENTATIVE (REGULAR SERVICING) | 3 | 3-Average
OHFT0713 | JERICHO HEALTH CENTRE | DISTRICT NURSES | DOPPLER | MAXI DOPPLEX II MD2 | HUNTLEIGH HEALTHCARE | PLANNED PREVENTATIVE (REGULAR SERVICING) | 3 | 3-Average
OHFT1805 | ORCHARD HEALTH CENTRE | PODIATRY | DOPPLER | MAXI DOPPLEX II MD2 | HUNTLEIGH HEALTHCARE | PLANNED PREVENTATIVE (REGULAR SERVICING) | 16 | 4-Poor | 2009
OHFT0969 | RAGLAN HOUSE | PODIATRY | DOPPLER | MAXI DOPPLEX II MD2 | HUNTLEIGH HEALTHCARE | PLANNED PREVENTATIVE (REGULAR SERVICING) | 14 | 4-Poor | 2011
OHFT43264 | TOWNLANDS COMMUNITY HOSPITAL | PODIATRY | DOPPLER | MAXI DOPPLEX II MD2 | HUNTLEIGH HEALTHCARE | PLANNED PREVENTATIVE (REGULAR SERVICING) | 15 | 4-Poor | 2010
OHFT0927 | WANTAGE COMMUNITY HOSPITAL | PODIATRY | DOPPLER | MAXI DOPPLEX II MD2 | HUNTLEIGH HEALTHCARE | PLANNED PREVENTATIVE (REGULAR SERVICING) | 3 | 3-Average
OHFT0923 | WINDRUSH HEALTH CENTRE | PODIATRY | DOPPLER | MAXI DOPPLEX II MD2 | HUNTLEIGH HEALTHCARE | PLANNED PREVENTATIVE (REGULAR SERVICING) | 3 | 3-Average
OHFT3675 | ABINGDON COMMUNITY HOSPITAL | TISSUE VIABILITY | DOPPLER | MAXI DOPPLEX II MD2 | HUNTLEIGH HEALTHCARE | PLANNED PREVENTATIVE (REGULAR SERVICING) | 3 | 3-Average
OHFT0049 | KIDLINGTON HEALTH CENTRE | PODIATRY | DOPPLER | MAXI DOPPLEX II MD2 | HUNTLEIGH HEALTHCARE | PLANNED PREVENTATIVE (REGULAR SERVICING) | 11 | 4-Poor | 2014
OHFT44052 | ST BARNABAS CLINIC | PODIATRY | DOPPLER | MAXI DOPPLEX II MD2 | HUNTLEIGH HEALTHCARE | PLANNED PREVENTATIVE (REGULAR SERVICING) | 3 | 3-Average
OHFT0059 | ABINGDON COMMUNITY HOSPITAL | OSRU | DOPPLER | MAXI DOPPLEX II MD2 | HUNTLEIGH HEALTHCARE | PLANNED PREVENTATIVE (REGULAR SERVICING) | 11 | 4-Poor | 2014
OHFT40473 | ABINGDON COMMUNITY HOSPITAL | TISSUE VIABILITY | DOPPLER | MAXI DOPPLEX II MD2 | HUNTLEIGH HEALTHCARE | PLANNED PREVENTATIVE (REGULAR SERVICING) | 3 | 3-Average
OHFT40850 | ABINGDON COMMUNITY HOSPITAL | TISSUE VIABILITY | DOPPLER | MAXI DOPPLEX II MD2 | HUNTLEIGH HEALTHCARE | PLANNED PREVENTATIVE (REGULAR SERVICING) | 3 | 3-Average
OHFT1765 | CHIPPING NORTON COMMUNITY HOSPITAL | PODIATRY | DOPPLER | MAXI DOPPLEX II MD2 | HUNTLEIGH HEALTHCARE | PLANNED PREVENTATIVE (REGULAR SERVICING) | 3 | 3-Average
OHFT3062 | THE FIENNES CENTRE | DISTRICT NURSES | DOPPLER | MAXI DOPPLEX II MD2 | HUNTLEIGH HEALTHCARE | PLANNED PREVENTATIVE (REGULAR SERVICING) | 3 | 3-Average
OHFT44293 | WALLINGFORD COMMUNITY HOSPITAL | PODIATRY | DOPPLER | MAXI DOPPLEX II MD2 | HUNTLEIGH HEALTHCARE | PLANNED PREVENTATIVE (REGULAR SERVICING) | 14 | 4-Poor | 2011
OHFT164256 | LITTLEMORE MENTAL HEALTH CENTRE | GLYME WARD | DOPPLER | DOPPLEX D900 | HUNTLEIGH HEALTHCARE | PLANNED PREVENTATIVE (REGULAR SERVICING) | 3 | 3-Average
OHFT42837 | TOWNLANDS COMMUNITY HOSPITAL | DISTRICT NURSES | DOPPLER | DOPPLEX D900 | HUNTLEIGH HEALTHCARE | PLANNED PREVENTATIVE (REGULAR SERVICING) | 3 | 3-Average
OHFT2199 | WALLINGFORD COMMUNITY HOSPITAL | PODIATRY | DOPPLER | DOPPLEX D900 | HUNTLEIGH HEALTHCARE | PLANNED PREVENTATIVE (REGULAR SERVICING) | 3 | 3-Average
OXFT4289 | LUTHER STREET MEDICAL CENTRE | LUTHER STREET | DOPPLER | DOPPLEX D900 | HUNTLEIGH HEALTHCARE | PLANNED PREVENTATIVE (REGULAR SERVICING) | 1 | 2-Good
OXFT5140 | KIDLINGTON HEALTH CENTRE | DISTRICT NURSES | DOPPLER | DOPPLEX D900 | HUNTLEIGH HEALTHCARE | PLANNED PREVENTATIVE (REGULAR SERVICING) | 0 | 1-Excellent
OXFT5167 | KIDLINGTON HEALTH CENTRE | DISTRICT NURSES | DOPPLER | DOPPLEX D900 | HUNTLEIGH HEALTHCARE | PLANNED PREVENTATIVE (REGULAR SERVICING) | 0 | 1-Excellent
OHFT40130 | BURY KNOWLE HEALTH CENTRE | DISTRICT NURSES | DOPPLER | DOPPLEX D900 | HUNTLEIGH HEALTHCARE | PLANNED PREVENTATIVE (REGULAR SERVICING) | 11 | 4-Poor | 2014
OHFT40421 | TOWNLANDS COMMUNITY HOSPITAL | MINOR INJURIES UNIT | DOPPLER | FD2 | HUNTLEIGH HEALTHCARE | PLANNED PREVENTATIVE (REGULAR SERVICING) | 16 | 4-Poor | 2009
OHFT3063 | CHIPPING NORTON COMMUNITY HOSPITAL | DISTRICT NURSES | DOPPLER | DOPPLEX D900 | HUNTLEIGH HEALTHCARE | PLANNED PREVENTATIVE (REGULAR SERVICING) | 7 | 4-Poor | 2018
OHFT42647 | JERICHO HEALTH CENTRE | DISTRICT NURSES | DOPPLER | DOPPLEX D900 | HUNTLEIGH HEALTHCARE | PLANNED PREVENTATIVE (REGULAR SERVICING) | 11 | 4-Poor | 2014
OHFT42653 | EAST OXFORD HEALTH CENTRE | DISTRICT NURSES | DOPPLER | DOPPLEX D900 | HUNTLEIGH HEALTHCARE | PLANNED PREVENTATIVE (REGULAR SERVICING) | 3 | 3-Average
OHFT42654 | EAST OXFORD HEALTH CENTRE | DISTRICT NURSES | DOPPLER | DOPPLEX D900 | HUNTLEIGH HEALTHCARE | PLANNED PREVENTATIVE (REGULAR SERVICING) | 3 | 3-Average
OHFT3627 | EAST OXFORD HEALTH CENTRE | OUT OF HOURS CLINIC | DOPPLER | DOPPLEX D900 | HUNTLEIGH HEALTHCARE | PLANNED PREVENTATIVE (REGULAR SERVICING) | 24 | 4-Poor | 2001
OHFT0048 | BROADSHIRES HEALTH CENTRE | DISTRICT NURSES | DOPPLER | DOPPLEX D900 | HUNTLEIGH HEALTHCARE | PLANNED PREVENTATIVE (REGULAR SERVICING) | 11 | 4-Poor | 2014
OHFT41560 | BROADSHIRES HEALTH CENTRE | DISTRICT NURSES | DOPPLER | DOPPLEX D900 | HUNTLEIGH HEALTHCARE | PLANNED PREVENTATIVE (REGULAR SERVICING) | 23 | 4-Poor | 2002
OHFT40761 | ABINGDON COMMUNITY HOSPITAL | DISTRICT NURSES | DOPPLER | DOPPLEX D900 | HUNTLEIGH HEALTHCARE | PLANNED PREVENTATIVE (REGULAR SERVICING) | 11 | 4-Poor | 2014
OHFT2869 | MURRAY HOUSE | JERICHO-DISTRICT NURSES | DOPPLER | DOPPLEX D900 | HUNTLEIGH HEALTHCARE | PLANNED PREVENTATIVE (REGULAR SERVICING) | 3 | 3-Average
OHFT41559 | BROADSHIRES HEALTH CENTRE | DISTRICT NURSES | DOPPLER | DOPPLEX D900 | HUNTLEIGH HEALTHCARE | PLANNED PREVENTATIVE (REGULAR SERVICING) | 11 | 4-Poor | 2014
OHFT40075 | JERICHO HEALTH CENTRE | DISTRICT NURSES | DOPPLER | DOPPLEX D900 | HUNTLEIGH HEALTHCARE | PLANNED PREVENTATIVE (REGULAR SERVICING) | 24 | 4-Poor | 2001
OHFT1713 | CHIPPING NORTON COMMUNITY HOSPITAL | DISTRICT NURSES | DOPPLER | DOPPLEX D900 | HUNTLEIGH HEALTHCARE | PLANNED PREVENTATIVE (REGULAR SERVICING) | 3 | 3-Average
OHFT40182 | THE FIENNES CENTRE | DISTRICT NURSES | DOPPLER | DOPPLEX D900 | HUNTLEIGH HEALTHCARE | PLANNED PREVENTATIVE (REGULAR SERVICING) | 3 | 3-Average
OHFT40704 | CHIPPING NORTON COMMUNITY HOSPITAL | DISTRICT NURSES | DOPPLER | DOPPLEX D900 | HUNTLEIGH HEALTHCARE | PLANNED PREVENTATIVE (REGULAR SERVICING) | 21 | 4-Poor | 2004
OHFT40705 | THE FIENNES CENTRE | DISTRICT NURSES | DOPPLER | DOPPLEX D900 | HUNTLEIGH HEALTHCARE | PLANNED PREVENTATIVE (REGULAR SERVICING) | 11 | 4-Poor | 2014
OHFT0720 | DIDCOT HEALTH CENTRE | DISTRICT NURSES | DOPPLER | DOPPLEX D900 | HUNTLEIGH HEALTHCARE | PLANNED PREVENTATIVE (REGULAR SERVICING) | 10 | 4-Poor | 2015
OHFT41887 | WANTAGE HEALTH CENTRE | DISTRICT NURSES | DOPPLER | DOPPLEX D900 | HUNTLEIGH HEALTHCARE | PLANNED PREVENTATIVE (REGULAR SERVICING) | 11 | 4-Poor | 2014
OHFT3810 | FARINGDON MEDICAL CENTRE | DISTRICT NURSES-FARINGDON & SHRIVENHAM | DOPPLER | DOPPLEX D900 | HUNTLEIGH HEALTHCARE | PLANNED PREVENTATIVE (REGULAR SERVICING) | 3 | 3-Average
OHFT42679 | WALLINGFORD COMMUNITY HOSPITAL | DISTRICT NURSES | DOPPLER | DOPPLEX D900 | HUNTLEIGH HEALTHCARE | PLANNED PREVENTATIVE (REGULAR SERVICING) | 3 | 3-Average
OHFT2305 | JERICHO HEALTH CENTRE | DISTRICT NURSES | DOPPLER | DOPPLEX D900 | HUNTLEIGH HEALTHCARE | PLANNED PREVENTATIVE (REGULAR SERVICING) | 3 | 3-Average
OHFT2941 | JERICHO HEALTH CENTRE | DISTRICT NURSES | DOPPLER | DOPPLEX D900 | HUNTLEIGH HEALTHCARE | PLANNED PREVENTATIVE (REGULAR SERVICING) | 11 | 4-Poor | 2014
OHFT40073 | JERICHO HEALTH CENTRE | DISTRICT NURSES | DOPPLER | DOPPLEX D900 | HUNTLEIGH HEALTHCARE | PLANNED PREVENTATIVE (REGULAR SERVICING) | 11 | 4-Poor | 2014
OXFT3469 | JULIER CENTRE | DISTRICT NURSES | DOPPLER | DOPPLEX D900 | HUNTLEIGH HEALTHCARE | PLANNED PREVENTATIVE (REGULAR SERVICING) | 1 | 2-Good
OHFT41979 | JERICHO HEALTH CENTRE | DISTRICT NURSES | DOPPLER | DOPPLEX D900 | HUNTLEIGH HEALTHCARE | PLANNED PREVENTATIVE (REGULAR SERVICING) | 16 | 4-Poor | 2009
OHFT0681 | LUTHER STREET MEDICAL CENTRE | TREATMENT ROOM | DOPPLER | DOPPLEX D900 | HUNTLEIGH HEALTHCARE | PLANNED PREVENTATIVE (REGULAR SERVICING) | 3 | 3-Average
OHFT40769 | WATLINGTON & CHALGROVE | DISTRICT NURSES | DOPPLER | DOPPLEX D900 | HUNTLEIGH HEALTHCARE | PLANNED PREVENTATIVE (REGULAR SERVICING) | 3 | 3-Average
OHFT40190 | THE FIENNES CENTRE | DISTRICT NURSES | DOPPLER | DOPPLEX D900 | HUNTLEIGH HEALTHCARE | PLANNED PREVENTATIVE (REGULAR SERVICING) | 3 | 3-Average
OHFT42184 | WALLINGFORD COMMUNITY HOSPITAL | DISTRICT NURSES | DOPPLER | DOPPLEX D900 | HUNTLEIGH HEALTHCARE | PLANNED PREVENTATIVE (REGULAR SERVICING) | 11 | 4-Poor | 2014
OXFT5213 | FARINGDON MEDICAL CENTRE | DISTRICT NURSES | DOPPLER | DOPPLEX D900 | HUNTLEIGH HEALTHCARE | PLANNED PREVENTATIVE (REGULAR SERVICING) | 0 | 1-Excellent
OHFT40264 | WINDRUSH HOUSE-WITNEY | DISTRICT NURSES | DOPPLER | DOPPLEX D900 | HUNTLEIGH HEALTHCARE | PLANNED PREVENTATIVE (REGULAR SERVICING) | 3 | 3-Average
OHFT40262 | WINDRUSH HOUSE-WITNEY | DISTRICT NURSES | DOPPLER | DOPPLEX D900 | HUNTLEIGH HEALTHCARE | PLANNED PREVENTATIVE (REGULAR SERVICING) | 11 | 4-Poor | 2014
OHFT0930 | WINDRUSH HEALTH CENTRE | PODIATRY | DOPPLER | DOPPLEX D900 | HUNTLEIGH HEALTHCARE | PLANNED PREVENTATIVE (REGULAR SERVICING) | 3 | 3-Average
OHFT40383 | THE FIENNES CENTRE | DISTRICT NURSES | DOPPLER | DOPPLEX D900 | HUNTLEIGH HEALTHCARE | PLANNED PREVENTATIVE (REGULAR SERVICING) | 14 | 4-Poor | 2011
OXFT3468 | JULIER CENTRE | DISTRICT NURSES | DOPPLER | DOPPLEX D900 | HUNTLEIGH HEALTHCARE | PLANNED PREVENTATIVE (REGULAR SERVICING) | 1 | 2-Good
MARS199065 | TEMPLE HOUSE, KEYNSHAM | CAMHS | SCALES | M420 | MARSDEN | PLANNED PREVENTATIVE (REGULAR SERVICING) | 5 | 3-Average | 2019
OXFT1427 | LITTLEMORE MENTAL HEALTH CENTRE | OCCUPATIONAL HEALTH | SCALES | M420 | MARSDEN | PLANNED PREVENTATIVE (REGULAR SERVICING) | 4 | 2-Good | 2021
OXFT1437 | TOWNLANDS COMMUNITY HOSPITAL | RAPID ACCESS CARE UNIT (RACU) | SCALES | M420 | MARSDEN | PLANNED PREVENTATIVE (REGULAR SERVICING) | 4 | 2-Good | 2021
OXFT1456 | THE SLADE BUILDING | LEARNING DISABILITY SERVICE | SCALES | M420 | MARSDEN | PLANNED PREVENTATIVE (REGULAR SERVICING) | 3 | 2-Good | 2022
OXFT1222 | LITTLEMORE MENTAL HEALTH CENTRE | GLYME WARD | SCALES | M420 | MARSDEN | PLANNED PREVENTATIVE (REGULAR SERVICING) | 3 | 4-Poor | 2018
OXFT4519 | CHIPPING NORTON COMMUNITY HOSPITAL | SCHOOL NURSING | SCALES | M420 | MARSDEN | PLANNED PREVENTATIVE (REGULAR SERVICING) | 4 | 2-Good | 2021
MARS117359 | NEW RADCLIFFE HOUSE | HEALTH VISITORS | SCALES | 385 | SECA LTD | PLANNED PREVENTATIVE (REGULAR SERVICING) | 3 | 3-Average
MARS148479 | THE DIDCOT FAMILY CENTRE | HEALTH VISITORS | SCALES | NOT KNOWN | MARSDEN | PLANNED PREVENTATIVE (REGULAR SERVICING) | 12 | 4-Poor | 2013
AMS34417 | WHITELEAF CENTRE | SAPPHIRE WARD | SCALES | MPPSHM | MARSDEN | PLANNED PREVENTATIVE (REGULAR SERVICING) | 19 | 4-Poor | 2006
MARS128758 | WHITELEAF CENTRE | DAY HOSPITAL | SCALES | MPPSHM | MARSDEN | PLANNED PREVENTATIVE (REGULAR SERVICING) | 19 | 4-Poor | 2006
MARS128763 | WHITELEAF CENTRE | ECT | SCALES | MPPSHM | MARSDEN | PLANNED PREVENTATIVE (REGULAR SERVICING) | 3 | 3-Average
42288 | CLOCK HOUSE | CAMHS SOUTH OXON | SCALES | MPPSST | MARSDEN | PLANNED PREVENTATIVE (REGULAR SERVICING) | 3 | 3-Average
MARS148484 | EAST OXFORD HEALTH CENTRE | HEALTH VISITORS | SCALES | MS4201 | CHARDER ELECTRONICS | PLANNED PREVENTATIVE (REGULAR SERVICING) | 3 | 3-Average
MARS196512 | CHIPPING NORTON COMMUNITY HOSPITAL | HEALTH VISITORS | SCALES | MS4201 | CHARDER ELECTRONICS | PLANNED PREVENTATIVE (REGULAR SERVICING) | 3 | 2-Good
MARS109837 | WARNEFORD HOSPITAL | COTSWOLD HOUSE | SCALES | MPPS250 | CHARDER ELECTRONICS | PLANNED PREVENTATIVE (REGULAR SERVICING) | 3 | 3-Average
42122 | SUE NICHOLLS CENTRE | CAMHS AYLESBURY | SCALES | MPPSHM | MARSDEN | PLANNED PREVENTATIVE (REGULAR SERVICING) | 19 | 4-Poor | 2006
MARS128997 | LITTLEMORE MENTAL HEALTH CENTRE | OCCUPATIONAL HEALTH | SCALES | MPPSHM | MARSDEN | PLANNED PREVENTATIVE (REGULAR SERVICING) | 16 | 4-Poor | 2009
MARS120029 | SAFFRON HOUSE | CAMHS HIGH WYCOMBE | SCALES | MPPSHM | MARSDEN | PLANNED PREVENTATIVE (REGULAR SERVICING) | 19 | 4-Poor | 2006
MARS215445 | AMERSHAM HEALTH CENTRE | CHILTERN WEST CMHT | SCALES | MPPSHM | MARSDEN | PLANNED PREVENTATIVE (REGULAR SERVICING) | 19 | 4-Poor | 2006
MARS128612 | WHITELEAF CENTRE | OPAL WARD | SCALES | MPPSHM | MARSDEN | PLANNED PREVENTATIVE (REGULAR SERVICING) | 10 | 4-Poor | 2015
MARS165146 | THE SLADE BUILDING | SPECIALITY CAMHS | SCALES | MPPS250 | MARSDEN | PLANNED PREVENTATIVE (REGULAR SERVICING) | 10 | 4-Poor | 2015
MARS148256 | WARNEFORD HOSPITAL | GREEN TREE LODGE OUTPATIENTS | SCALES | MPPS250 | MARSDEN | PLANNED PREVENTATIVE (REGULAR SERVICING) | 13 | 4-Poor | 2012
MARS123337 | WARNEFORD HOSPITAL | CLINICAL RESEARCH | SCALES | MPPS250 | MARSDEN | PLANNED PREVENTATIVE (REGULAR SERVICING) | 14 | 4-Poor | 2011
MARS215441 | SUE NICHOLLS CENTRE | TREATMENT ROOM | SCALES | MPPS250 | MARSDEN | PLANNED PREVENTATIVE (REGULAR SERVICING) | 19 | 4-Poor | 2006
MARS117182 | MARLBOROUGH HOUSE-SWINDON | CAMHS | SCALES | MPPS250 | CHARDER ELECTRONICS | PLANNED PREVENTATIVE (REGULAR SERVICING) | 3 | 3-Average
MARS148278 | MARLBOROUGH HOUSE-SWINDON | CAMHS | SCALES | MPPS250 | CHARDER ELECTRONICS | PLANNED PREVENTATIVE (REGULAR SERVICING) | 3 | 3-Average
MARS117156 | ORCHARD HEALTH CENTRE | NORTH OXFORD CAMHS | SCALES | MPPS250 | MARSDEN | PLANNED PREVENTATIVE (REGULAR SERVICING) | 16 | 4-Poor | 2009
MARS123246 | ORCHARD HEALTH CENTRE | NORTH OXFORD CAMHS | SCALES | MPPS250 | MARSDEN | PLANNED PREVENTATIVE (REGULAR SERVICING) | 16 | 4-Poor | 2009
MARS126882 | SAVERNAKE HOSPITAL | CAMHS | SCALES | MPPS250 | MARSDEN | PLANNED PREVENTATIVE (REGULAR SERVICING) | 24 | 4-Poor | 2001
MARS165982 | WHITELEAF CENTRE | RUBY WARD | SCALES | MPPS250 | MARSDEN | PLANNED PREVENTATIVE (REGULAR SERVICING) | 10 | 4-Poor | 2015
MARS201498 | SAVERNAKE HOSPITAL | COTSWOLD HOUSE | SCALES | MPPS250 | MARSDEN | PLANNED PREVENTATIVE (REGULAR SERVICING) | 17 | 4-Poor | 2008
MARS109859 | SAVERNAKE HOSPITAL | COTSWOLD HOUSE | SCALES | MPPS250 | MARSDEN | PLANNED PREVENTATIVE (REGULAR SERVICING) | 17 | 4-Poor | 2008
MARS117152 | SAFFRON HOUSE | CHILTERN WEST CMHT | SCALES | MPPS200 | MARSDEN | PLANNED PREVENTATIVE (REGULAR SERVICING) | 17 | 4-Poor | 2008
MARS117189 | WARNEFORD HOSPITAL | OUTPATIENTS DEPT | SCALES | MPPS200 | MARSDEN | PLANNED PREVENTATIVE (REGULAR SERVICING) | 3 | 3-Average
MARS148251 | WARNEFORD HOSPITAL | HIGHFIELD UNIT | SCALES | MPPS200 | MARSDEN | PLANNED PREVENTATIVE (REGULAR SERVICING) | 3 | 3-Average
MARS148261 | LITTLEMORE MENTAL HEALTH CENTRE | LAMBOURN HOUSE | SCALES | MPPS250 | MARSDEN | PLANNED PREVENTATIVE (REGULAR SERVICING) | 3 | 3-Average
MARS117193 | LITTLEMORE MENTAL HEALTH CENTRE | OCCUPATIONAL HEALTH | SCALES | MPPS250 | MARSDEN | PLANNED PREVENTATIVE (REGULAR SERVICING) | 16 | 4-Poor | 2009
MARS196217 | MELKSHAM HOSPITAL | CAMHS | SCALES | MPPS250 | MARSDEN | PLANNED PREVENTATIVE (REGULAR SERVICING) | 12 | 4-Poor | 2013
MARS109616 | SOUTH PARADE | HEALTH VISITORS | SCALES | MPMS250 | MARSDEN | PLANNED PREVENTATIVE (REGULAR SERVICING) | 25 | 4-Poor | 2000
MARS148247 | ABINGDON COMMUNITY HOSPITAL | CTS SOUTH TEAM | SCALES | MPPS200 | MARSDEN | PLANNED PREVENTATIVE (REGULAR SERVICING) | 9 | 4-Poor | 2016
MARS117158 | JULIER CENTRE | CMHT SOUTH CHERWELL ADULT | SCALES | MPPS200 | MARSDEN | PLANNED PREVENTATIVE (REGULAR SERVICING) | 9 | 4-Poor | 2016
MARS117191 | LITTLEMORE MENTAL HEALTH CENTRE | ASHURST WARD | SCALES | MPPS200 | MARSDEN | PLANNED PREVENTATIVE (REGULAR SERVICING) | 3 | 3-Average
MARS148262 | LITTLEMORE MENTAL HEALTH CENTRE | GLYME WARD | SCALES | MPPS200 | MARSDEN | PLANNED PREVENTATIVE (REGULAR SERVICING) | 13 | 4-Poor | 2012
MARS148263 | LITTLEMORE MENTAL HEALTH CENTRE | KENNET WARD | SCALES | MPPS200 | MARSDEN | PLANNED PREVENTATIVE (REGULAR SERVICING) | 13 | 4-Poor | 2012
MARS109603 | EAST OXFORD HEALTH CENTRE | LOOKED AFTER CHILDREN | SCALES | MPMS250 | MARSDEN | PLANNED PREVENTATIVE (REGULAR SERVICING) | 25 | 4-Poor | 2000
MARS109624 | EAST OXFORD HEALTH CENTRE | SCHOOL NURSING | SCALES | MPMS250 | MARSDEN | PLANNED PREVENTATIVE (REGULAR SERVICING) | 25 | 4-Poor | 2000
MARS109622 | ABINGDON COMMUNITY HOSPITAL | SCHOOL NURSING | SCALES | MPMS250 | MARSDEN | PLANNED PREVENTATIVE (REGULAR SERVICING) | 17 | 4-Poor | 2008
MARS109602 | EAST OXFORD HEALTH CENTRE | SCHOOL NURSING | SCALES | MPMS250 | MARSDEN | PLANNED PREVENTATIVE (REGULAR SERVICING) | 19 | 4-Poor | 2006
MARS109613 | ORCHARD HEALTH CENTRE | SCHOOL NURSING | SCALES | MPMS250 | MARSDEN | PLANNED PREVENTATIVE (REGULAR SERVICING) | 19 | 4-Poor | 2006
MARS109609 | CHIPPING NORTON COMMUNITY HOSPITAL | SCHOOL NURSING | SCALES | MPMS250 | MARSDEN | PLANNED PREVENTATIVE (REGULAR SERVICING) | 19 | 4-Poor | 2006
MARS178378 | ABINGDON COMMUNITY HOSPITAL | SCHOOL NURSING | SCALES | MGP250 | MARSDEN | PLANNED PREVENTATIVE (REGULAR SERVICING) | 4 | 2-Good | 2021
MARS178379 | ABINGDON COMMUNITY HOSPITAL | SCHOOL NURSING | SCALES | MGP250 | MARSDEN | PLANNED PREVENTATIVE (REGULAR SERVICING) | 4 | 2-Good | 2021
MARS160426 | EAST OXFORD HEALTH CENTRE | SCHOOL NURSING | SCALES | MGP250 | MARSDEN | PLANNED PREVENTATIVE (REGULAR SERVICING) | 4 | 2-Good | 2021
MARS160425 | ABINGDON COMMUNITY HOSPITAL | SCHOOL NURSING | SCALES | MGP250 | MARSDEN | PLANNED PREVENTATIVE (REGULAR SERVICING) | 4 | 2-Good | 2021
MARS128413 | FULBROOK CENTRE | CHERWELL WARD | SCALES | MPDC230 | MARSDEN | PLANNED PREVENTATIVE (REGULAR SERVICING) | 25 | 4-Poor | 2000
MARS109612 | EAST OXFORD HEALTH CENTRE | SCHOOL NURSING | SCALES | MPMS230 | MARSDEN | PLANNED PREVENTATIVE (REGULAR SERVICING) | 19 | 4-Poor | 2006
MARS160434 | ORCHARD HEALTH CENTRE | SCHOOL NURSING | SCALES | MGP250 | MARSDEN | PLANNED PREVENTATIVE (REGULAR SERVICING) | 4 | 2-Good | 2021
MARS178380 | CHIPPING NORTON COMMUNITY HOSPITAL | SCHOOL NURSING | SCALES | MGP250 | MARSDEN | PLANNED PREVENTATIVE (REGULAR SERVICING) | 4 | 2-Good | 2021
MARS160431 | ABINGDON COMMUNITY HOSPITAL | SCHOOL NURSING | SCALES | MGP250 | MARSDEN | PLANNED PREVENTATIVE (REGULAR SERVICING) | 4 | 2-Good | 2021
MARS160428 | ABINGDON COMMUNITY HOSPITAL | SCHOOL NURSING | SCALES | MGP250 | MARSDEN | PLANNED PREVENTATIVE (REGULAR SERVICING) | 4 | 2-Good | 2021
MARS160437 | CHIPPING NORTON COMMUNITY HOSPITAL | SCHOOL NURSING | SCALES | MGP250 | MARSDEN | PLANNED PREVENTATIVE (REGULAR SERVICING) | 4 | 2-Good | 2021
MARS178377 | ABINGDON COMMUNITY HOSPITAL | SCHOOL NURSING | SCALES | MGP250 | MARSDEN | PLANNED PREVENTATIVE (REGULAR SERVICING) | 4 | 2-Good | 2021
OHFT40694 | TOWNLANDS COMMUNITY HOSPITAL | MINOR INJURIES UNIT | SCALES | M430 | CHARDER ELECTRONICS | PLANNED PREVENTATIVE (REGULAR SERVICING) | 3 | 3-Average
OHFT42047 | TOWNLANDS COMMUNITY HOSPITAL | MINOR INJURIES UNIT | SCALES | M430 | CHARDER ELECTRONICS | PLANNED PREVENTATIVE (REGULAR SERVICING) | 3 | 3-Average
OHFT42249 | ABINGDON COMMUNITY HOSPITAL | SCHOOL NURSING | SCALES | M430 | CHARDER ELECTRONICS | PLANNED PREVENTATIVE (REGULAR SERVICING) | 3 | 3-Average
MARS199123 | ABINGDON COMMUNITY HOSPITAL | SCHOOL NURSING | SCALES | M430 | CHARDER ELECTRONICS | PLANNED PREVENTATIVE (REGULAR SERVICING) | 3 | 3-Average
MARS186474 | TOWNLANDS COMMUNITY HOSPITAL | HEALTH VISITORS | SCALES | MGP250 | MARSDEN | PLANNED PREVENTATIVE (REGULAR SERVICING) | 4 | 2-Good | 2021
MARS160420 | ABINGDON COMMUNITY HOSPITAL | SCHOOL NURSING | SCALES | MGP250 | MARSDEN | PLANNED PREVENTATIVE (REGULAR SERVICING) | 4 | 2-Good | 2021
MARS196508 | WINDRUSH HOUSE-WITNEY | HEALTH VISITORS | SCALES | M4201 | MARSDEN | PLANNED PREVENTATIVE (REGULAR SERVICING) | 4 | 2-Good | 2021
MARS199094 | DIDCOT COMMUNITY HOSPITAL | DENTAL CLINIC | SCALES | M430 | CHARDER ELECTRONICS | PLANNED PREVENTATIVE (REGULAR SERVICING) | 3 | 3-Average
MARS199093 | EAST OXFORD HEALTH CENTRE | DENTAL CLINIC | SCALES | M430 | CHARDER ELECTRONICS | PLANNED PREVENTATIVE (REGULAR SERVICING) | 3 | 3-Average
AMS27805 | RAGLAN HOUSE | CONSULTANTS ROOM | SCALES | M430 | CHARDER ELECTRONICS | PLANNED PREVENTATIVE (REGULAR SERVICING) | 3 | 3-Average
AMS27807 | RAGLAN HOUSE | CAMHS | SCALES | M430 | CHARDER ELECTRONICS | PLANNED PREVENTATIVE (REGULAR SERVICING) | 3 | 3-Average
AMS27806 | RAGLAN HOUSE | CONSULTANTS ROOM | SCALES | M430 | CHARDER ELECTRONICS | PLANNED PREVENTATIVE (REGULAR SERVICING) | 3 | 3-Average
MARS199066 | MARLBOROUGH HOUSE-SWINDON | CAMHS | SCALES | M420 | CHARDER ELECTRONICS | PLANNED PREVENTATIVE (REGULAR SERVICING) | 3 | 3-Average
MARS201476 | RAGLAN HOUSE | CONSULTANTS ROOM | SCALES | M420 | CHARDER ELECTRONICS | PLANNED PREVENTATIVE (REGULAR SERVICING) | 3 | 3-Average
MARS199079 | RAGLAN HOUSE | CONSULTANTS ROOM | SCALES | M420 | CHARDER ELECTRONICS | PLANNED PREVENTATIVE (REGULAR SERVICING) | 3 | 3-Average
OHFT43988 | THE SLADE BUILDING | JOHN SHARICH HOUSE | SCALES | M420 | CHARDER ELECTRONICS | PLANNED PREVENTATIVE (REGULAR SERVICING) | 1 | 2-Good
MARS202684 | AMBROSDEN SURGERY | HEALTH VISITORS | SCALES | M4201 | MARSDEN | PLANNED PREVENTATIVE (REGULAR SERVICING) | 16 | 4-Poor | 2009
MARS196154 | WINDRUSH HOUSE-WITNEY | HEALTH VISITORS | SCALES | M4201 | MARSDEN | PLANNED PREVENTATIVE (REGULAR SERVICING) | 4 | 2-Good | 2021
MARS128705 | MARLBOROUGH HOUSE-MILTON KEYNES | WATLING WARD | SCALES | DP2400 | CHARDER ELECTRONICS | PLANNED PREVENTATIVE (REGULAR SERVICING) | 3 | 3-Average
OHFT40783 | RAGLAN HOUSE | CAMHS | SCALES | DP2400 | CHARDER ELECTRONICS | PLANNED PREVENTATIVE (REGULAR SERVICING) | 3 | 3-Average
MARS201927 | TOWNLANDS COMMUNITY HOSPITAL | RAPID ACCESS CARE UNIT (RACU) | SCALES | DP3810 | CHARDER ELECTRONICS | PLANNED PREVENTATIVE (REGULAR SERVICING) | 3 | 3-Average
MARS174551 | WHITELEAF CENTRE | AMBER WARD | SCALES | M210 | MARSDEN | PLANNED PREVENTATIVE (REGULAR SERVICING) | 4 | 2-Good | 2021
OXFT3910 | ABINGDON COMMUNITY HOSPITAL | ABBEY WARD | SCALES | M210 | MARSDEN | PLANNED PREVENTATIVE (REGULAR SERVICING) | 1 | 2-Good | 2024
OHFT42204 | TOWNLANDS COMMUNITY HOSPITAL | HEALTH VISITORS | SCALES | M401 | MARSDEN | PLANNED PREVENTATIVE (REGULAR SERVICING) | 4 | 2-Good | 2021
MARS178458 | LUTHER STREET MEDICAL CENTRE | TREATMENT ROOM | SCALES | 786 | SECA LTD | PLANNED PREVENTATIVE (REGULAR SERVICING) | 21 | 4-Poor | 2004
MARS143572 | ORCHARD HEALTH CENTRE | SCHOOL NURSING | SCALES | 830/3572D | EKS | PLANNED PREVENTATIVE (REGULAR SERVICING) | 3 | 3-Average
MARS148281 | SUE NICHOLLS CENTRE | TREATMENT ROOM | SCALES | 830/4186D | EKS | PLANNED PREVENTATIVE (REGULAR SERVICING) | 3 | 3-Average
MARS169734 | FARINGDON MEDICAL CENTRE | DISTRICT NURSES-FARINGDON & SHRIVENHAM | SCALES | 875 | SECA LTD | PLANNED PREVENTATIVE (REGULAR SERVICING) | 3 | 3-Average
OXFT0341 | MALTHOUSE SURGERY | HEALTH VISITORS | SCALES | 914 | SALTER MEDICAL | PLANNED PREVENTATIVE (REGULAR SERVICING) | 3 | 3-Average
MARS128704 | MARLBOROUGH HOUSE-MILTON KEYNES | CHAFFRON WARD | SCALES | DP2400 | CHARDER ELECTRONICS | PLANNED PREVENTATIVE (REGULAR SERVICING) | 3 | 3-Average
OXFT3791 | WHITELEAF CENTRE | ECT | SCALES | 899 | SECA LTD | PLANNED PREVENTATIVE (REGULAR SERVICING) | 1 | 2-Good
OXFT4640 | SALISBURY DISTRICT HOSPITAL | CAMHS | SCALES | 899 | SECA LTD | PLANNED PREVENTATIVE (REGULAR SERVICING) | 0 | 1-Excellent
OXFT4641 | SALISBURY DISTRICT HOSPITAL | CAMHS | SCALES | 899 | SECA LTD | PLANNED PREVENTATIVE (REGULAR SERVICING) | 0 | 1-Excellent
MARS148266 | CHIPPING NORTON COMMUNITY HOSPITAL | OUTPATIENTS DEPT | SCALES | 3306 ABV | AVERY | PLANNED PREVENTATIVE (REGULAR SERVICING) | 3 | 3-Average
MARS160610 | TEMPLE COWLEY HEALTH CENTRE | HEALTH VISITORS | SCALES | 354 | SECA LTD | PLANNED PREVENTATIVE (REGULAR SERVICING) | 12 | 4-Poor | 2013
OXFT0361 | CORNWALLIS HOUSE | HEALTH VISITORS | SCALES | 354 | SECA LTD | PLANNED PREVENTATIVE (REGULAR SERVICING) | 3 | 2-Good
MARS196516 | WITNEY COMMUNITY HOSPITAL | WENRISC WARD | SCALES | 956 | SECA LTD | PLANNED PREVENTATIVE (REGULAR SERVICING) | 9 | 4-Poor | 2016
MARS160529 | TEMPLE HOUSE, KEYNSHAM | CAMHS | SCALES | DP3800 | MARSDEN | PLANNED PREVENTATIVE (REGULAR SERVICING) | 25 | 4-Poor | 2000
OXFT0364 | LITTLEMORE MENTAL HEALTH CENTRE | HEALTH VISITORS | SCALES | 1632 | TANITA | PLANNED PREVENTATIVE (REGULAR SERVICING) | 3 | 2-Good
OXFT0363 | LITTLEMORE MENTAL HEALTH CENTRE | HEALTH VISITORS | SCALES | 1632 | TANITA | PLANNED PREVENTATIVE (REGULAR SERVICING) | 3 | 2-Good
MARS154414 | EAST OXFORD HEALTH CENTRE | HEALTH VISITORS | SCALES | 899 | SECA LTD | PLANNED PREVENTATIVE (REGULAR SERVICING) | 11 | 4-Poor | 2014
OXFT1068 | WHITELEAF CENTRE | DAY HOSPITAL | SCALES | 899 | SECA LTD | PLANNED PREVENTATIVE (REGULAR SERVICING) | 2 | 2-Good
MARS182283 | ABINGDON COMMUNITY HOSPITAL | SCHOOL NURSING | SCALES | M420 | MARSDEN | PLANNED PREVENTATIVE (REGULAR SERVICING) | 10 | 4-Poor | 2015
OXFT0054 | EAST OXFORD HEALTH CENTRE | LOOKED AFTER CHILDREN | SCALES | M420 | MARSDEN | PLANNED PREVENTATIVE (REGULAR SERVICING) | 4 | 2-Good | 2021
MARS201209 | EAST OXFORD HEALTH CENTRE | COMMUNITY NUTRITION AND DIETETICS | SCALES | MS4202L | MARSDEN | PLANNED PREVENTATIVE (REGULAR SERVICING) | 4 | 2-Good | 2007
OXFT1065 | TOWNLANDS COMMUNITY HOSPITAL | DISTRICT NURSES | SCALES | MS4202L | MARSDEN | PLANNED PREVENTATIVE (REGULAR SERVICING) | 12 | 4-Poor | 2013
MARS201379 | SALISBURY DISTRICT HOSPITAL | SALISBURY COMMUNITY CAMHS | SCALES | 956 | SECA LTD | PLANNED PREVENTATIVE (REGULAR SERVICING) | 11 | 4-Poor | 2014
MARS196515 | WITNEY COMMUNITY HOSPITAL | LINFOOT WARD | SCALES | 956 | SECA LTD | PLANNED PREVENTATIVE (REGULAR SERVICING) | 9 | 4-Poor | 2016
OHFT42134 | LITTLEMORE MENTAL HEALTH CENTRE | ASSESSMENT HUB | SCALES | M420 | MARSDEN | PLANNED PREVENTATIVE (REGULAR SERVICING) | 7 | 4-Poor | 2018
MARS175357 | NUFFIELD HEALTH CENTRE | CMHT ADULTS | SCALES | M420 | MARSDEN | PLANNED PREVENTATIVE (REGULAR SERVICING) | 9 | 4-Poor | 2016
MARS199099 | MABEL PRICHARD SCHOOL | COMMUNITY CHILDRENS NURSING TEAM | SCALES | M420 | MARSDEN | PLANNED PREVENTATIVE (REGULAR SERVICING) | 3 | 2-Good | 2022
MARS188957 | MABEL PRICHARD SCHOOL | COMMUNITY CHILDRENS NURSING TEAM | SCALES | M420 | MARSDEN | PLANNED PREVENTATIVE (REGULAR SERVICING) | 4 | 2-Good | 2021
OHFT1927 | MABEL PRICHARD SCHOOL | COMMUNITY CHILDRENS NURSING TEAM | SCALES | M420 | MARSDEN | PLANNED PREVENTATIVE (REGULAR SERVICING) | 4 | 2-Good | 2021
MARS199132 | ABINGDON COMMUNITY HOSPITAL | SCHOOL NURSING | SCALES | M420 | MARSDEN | PLANNED PREVENTATIVE (REGULAR SERVICING) | 3 | 2-Good | 2022
OHFT 42144 | WALLINGFORD COMMUNITY HOSPITAL | ADULT MENTAL HEALTH UNIT | SCALES | M420 | MARSDEN | PLANNED PREVENTATIVE (REGULAR SERVICING) | 4 | 2-Good | 2021
MARS196517 | ABINGDON COMMUNITY HOSPITAL | SCHOOL NURSING | SCALES | M420 | MARSDEN | PLANNED PREVENTATIVE (REGULAR SERVICING) | 4 | 2-Good | 2021
MARS175378 | EAST OXFORD HEALTH CENTRE | SCHOOL NURSING | SCALES | M420 | MARSDEN | PLANNED PREVENTATIVE (REGULAR SERVICING) | 4 | 2-Good | 2021
MARS199098 | FARINGDON MEDICAL CENTRE | HEALTH VISITORS | SCALES | M420 | MARSDEN | PLANNED PREVENTATIVE (REGULAR SERVICING) | 4 | 2-Good | 2021
MARS215327 | THE ELMS CENTRE BANBURY | CMHT | SCALES | M420 | MARSDEN | PLANNED PREVENTATIVE (REGULAR SERVICING) | 4 | 2-Good | 2021
OHFT42133 | LITTLEMORE MENTAL HEALTH CENTRE | ASSESSMENT HUB | SCALES | M420 | MARSDEN | PLANNED PREVENTATIVE (REGULAR SERVICING) | 4 | 2-Good | 2021
OHFT43986 | THE SLADE BUILDING | JOHN SHARICH HOUSE | SCALES | M420 | MARSDEN | PLANNED PREVENTATIVE (REGULAR SERVICING) | 4 | 2-Good | 2021
MARS148254 | WARNEFORD HOSPITAL | WINTLE WARD | SCALES | M420 | MARSDEN | PLANNED PREVENTATIVE (REGULAR SERVICING) | 13 | 4-Poor | 2012
MARS199069 | SAVERNAKE HOSPITAL | COTSWOLD HOUSE | SCALES | M420 | MARSDEN | PLANNED PREVENTATIVE (REGULAR SERVICING) | 4 | 2-Good | 2021
MARS201499 | SAVERNAKE HOSPITAL | COTSWOLD HOUSE | SCALES | M420 | MARSDEN | PLANNED PREVENTATIVE (REGULAR SERVICING) | 4 | 2-Good | 2021
MARS199194 | SAVERNAKE HOSPITAL | COTSWOLD HOUSE | SCALES | M420 | MARSDEN | PLANNED PREVENTATIVE (REGULAR SERVICING) | 4 | 2-Good | 2021
MARS199067 | MELKSHAM HOSPITAL | CAMHS | SCALES | M420 | MARSDEN | PLANNED PREVENTATIVE (REGULAR SERVICING) | 4 | 2-Good | 2021
MARS154436 | WITNEY COMMUNITY HOSPITAL | OUTPATIENTS DEPT | SCALES | M420 | MARSDEN | PLANNED PREVENTATIVE (REGULAR SERVICING) | 4 | 2-Good | 2021
MARS154433 | WITNEY COMMUNITY HOSPITAL | OUTPATIENTS DEPT | SCALES | M420 | MARSDEN | PLANNED PREVENTATIVE (REGULAR SERVICING) | 4 | 2-Good | 2021
MARS196518 | ABINGDON COMMUNITY HOSPITAL | SCHOOL NURSING | SCALES | M420 | MARSDEN | PLANNED PREVENTATIVE (REGULAR SERVICING) | 4 | 2-Good | 2021
OHFT 42135 | WANTAGE HEALTH CENTRE | HEALTH VISITORS | SCALES | M420 | MARSDEN | PLANNED PREVENTATIVE (REGULAR SERVICING) | 4 | 2-Good | 2021
OHFT42150 | WARNEFORD HOSPITAL | GREEN TREE LODGE OUTPATIENTS | SCALES | M420 | MARSDEN | PLANNED PREVENTATIVE (REGULAR SERVICING) | 4 | 2-Good | 2021
MARS199136 | WARNEFORD HOSPITAL | CMHT OLDER ADULTS | SCALES | M420 | MARSDEN | PLANNED PREVENTATIVE (REGULAR SERVICING) | 3 | 2-Good | 2022
OXFT2070 | BURY KNOWLE HEALTH CENTRE | DISTRICT NURSES | SCALES | M420 | MARSDEN | PLANNED PREVENTATIVE (REGULAR SERVICING) | 2 | 2-Good | 2000
OXFT2072 | BURY KNOWLE HEALTH CENTRE | DISTRICT NURSES | SCALES | M420 | MARSDEN | PLANNED PREVENTATIVE (REGULAR SERVICING) | 2 | 2-Good | 2000
OHFT44404 | WHITELEAF CENTRE | OACMHT | SCALES | M420 | MARSDEN | PLANNED PREVENTATIVE (REGULAR SERVICING) | 4 | 2-Good | 2021
MARS199167 | WHITELEAF CENTRE | OACMHT | SCALES | M420 | MARSDEN | PLANNED PREVENTATIVE (REGULAR SERVICING) | 4 | 2-Good | 2021
MARS215442 | WHITELEAF CENTRE | DAY HOSPITAL | SCALES | M420 | MARSDEN | PLANNED PREVENTATIVE (REGULAR SERVICING) | 4 | 2-Good | 2021
MARS154432 | WITNEY COMMUNITY HOSPITAL | OUTPATIENTS DEPT | SCALES | M420 | MARSDEN | PLANNED PREVENTATIVE (REGULAR SERVICING) | 4 | 2-Good | 2021
OXFT0042 | THE ELMS CENTRE BANBURY | CMHT | SCALES | M420 | MARSDEN | PLANNED PREVENTATIVE (REGULAR SERVICING) | 3 | 2-Good | 2022
OHFT1901 | THE ELMS CENTRE BANBURY | CMHT | SCALES | M420 | MARSDEN | PLANNED PREVENTATIVE (REGULAR SERVICING) | 4 | 2-Good | 2021
MARS199103 | ABINGDON COMMUNITY HOSPITAL | SCHOOL NURSING | SCALES | M420 | MARSDEN | PLANNED PREVENTATIVE (REGULAR SERVICING) | 3 | 2-Good | 2022
OHFT41280 | EAST OXFORD HEALTH CENTRE | SCHOOL NURSING | SCALES | M420 | MARSDEN | PLANNED PREVENTATIVE (REGULAR SERVICING) | 19 | 4-Poor | 2006
OHFT42247 scale | EAST OXFORD HEALTH CENTRE | SCHOOL NURSING | SCALES | M420 | MARSDEN | PLANNED PREVENTATIVE (REGULAR SERVICING) | 3 | 2-Good | 2022
OXFT1393 | ABINGDON COMMUNITY HOSPITAL | SCHOOL NURSING | SCALES | M420 | MARSDEN | PLANNED PREVENTATIVE (REGULAR SERVICING) | 3 | 2-Good | 2022
OXFT0077 | SAFFRON HOUSE | CAMHS | SCALES | M420 | MARSDEN | PLANNED PREVENTATIVE (REGULAR SERVICING) | 3 | 2-Good | 2022
OXFT0079 | SAFFRON HOUSE | CAMHS | SCALES | M420 | MARSDEN | PLANNED PREVENTATIVE (REGULAR SERVICING) | 3 | 2-Good | 2022
OXFT0429 | LITTLEMORE MENTAL HEALTH CENTRE | KESTREL WARD | SCALES | M420 | MARSDEN | PLANNED PREVENTATIVE (REGULAR SERVICING) | 3 | 2-Good | 2022
OXFT0430 | LITTLEMORE MENTAL HEALTH CENTRE | KESTREL WARD | SCALES | M420 | MARSDEN | PLANNED PREVENTATIVE (REGULAR SERVICING) | 3 | 2-Good | 2022
OXFT1681 | ABINGDON COMMUNITY HOSPITAL | SCHOOL NURSING | SCALES | M420 | MARSDEN | PLANNED PREVENTATIVE (REGULAR SERVICING) | 3 | 2-Good | 2022
OXFT1682 | ABINGDON COMMUNITY HOSPITAL | SCHOOL NURSING | SCALES | M420 | MARSDEN | PLANNED PREVENTATIVE (REGULAR SERVICING) | 3 | 2-Good | 2022
OXFT4531 | ABINGDON COMMUNITY HOSPITAL | SCHOOL NURSING | SCALES | M420 | MARSDEN | PLANNED PREVENTATIVE (REGULAR SERVICING) | 1 | 2-Good | 2022
OXFT4533 | CHIPPING NORTON COMMUNITY HOSPITAL | SCHOOL NURSING | SCALES | M420 | MARSDEN | PLANNED PREVENTATIVE (REGULAR SERVICING) | 1 | 2-Good | 2022
OXFT1725 | ORCHARD HEALTH CENTRE | SCHOOL NURSING | SCALES | M420 | MARSDEN | PLANNED PREVENTATIVE (REGULAR SERVICING) | 3 | 2-Good | 2022
OXFT1724 | ABINGDON COMMUNITY HOSPITAL | SCHOOL NURSING | SCALES | M420 | MARSDEN | PLANNED PREVENTATIVE (REGULAR SERVICING) | 3 | 2-Good | 2022
OXFT1742 | ORCHARD HEALTH CENTRE | NORTH OXFORD CAMHS | SCALES | M420 | MARSDEN | PLANNED PREVENTATIVE (REGULAR SERVICING) | 3 | 2-Good | 2022
OXFT0055 | EAST OXFORD HEALTH CENTRE | LOOKED AFTER CHILDREN | SCALES | M420 | MARSDEN | PLANNED PREVENTATIVE (REGULAR SERVICING) | 3 | 2-Good | 2022
OXFT3831 | SUE NICHOLLS CENTRE | CAMHS AYLESBURY | SCALES | M420 | MARSDEN | PLANNED PREVENTATIVE (REGULAR SERVICING) | 3 | 2-Good | 2022
OXFT4637 | MELKSHAM HOSPITAL | CAMHS | SCALES | M420 | MARSDEN | PLANNED PREVENTATIVE (REGULAR SERVICING) | 0 | 1-Excellent | 2022
MARS199133 | WARNEFORD HOSPITAL | PHYSICAL HEALTH LEADS | SCALES | M420 | MARSDEN | PLANNED PREVENTATIVE (REGULAR SERVICING) | 1 | 2-Good | 2022
OXFT1243 | WALLINGFORD COMMUNITY HOSPITAL | ADULT MENTAL HEALTH UNIT | SCALES | M420 | MARSDEN | PLANNED PREVENTATIVE (REGULAR SERVICING) | 4 | 2-Good | 2021
OHFT1902 | CMHT-OLDER ADULTS-NORTH & WEST OXFORDSHIRE | CMHT | SCALES | M420 | MARSDEN | PLANNED PREVENTATIVE (REGULAR SERVICING) | 4 | 2-Good | 2021
OXFT4532 | ABINGDON COMMUNITY HOSPITAL | SCHOOL NURSING | SCALES | M420 | MARSDEN | PLANNED PREVENTATIVE (REGULAR SERVICING) | 1 | 2-Good | 2022
MARS199112 | NORTHWAY COMMUNITY CENTRE | COMMUNITY CHILDRENS NURSING TEAM | SCALES | M420 | MARSDEN | PLANNED PREVENTATIVE (REGULAR SERVICING) | 3 | 2-Good | 2022
OXFT4648 | DIDCOT HEALTH CENTRE | DISTRICT NURSES | SCALES | M420 | MARSDEN | PLANNED PREVENTATIVE (REGULAR SERVICING) | 3 | 2-Good | 2022
OXFT1085 | RAGLAN HOUSE | EATING DISORDER DEPARTMENT | SCALES | M420 | MARSDEN | PLANNED PREVENTATIVE (REGULAR SERVICING) | 3 | 2-Good | 2022
OXFT4546 | RAGLAN HOUSE | EATING DISORDER DEPARTMENT | SCALES | M420 | MARSDEN | PLANNED PREVENTATIVE (REGULAR SERVICING) | 3 | 2-Good | 2022
OXFT4590 | TEMPLE HOUSE, KEYNSHAM | CAMHS | SCALES | M420 | MARSDEN | PLANNED PREVENTATIVE (REGULAR SERVICING) | 0 | 1-Excellent | 2022
OXFT3821 | SUE NICHOLLS CENTRE | CAMHS AYLESBURY | SCALES | M420 | MARSDEN | PLANNED PREVENTATIVE (REGULAR SERVICING) | 3 | 2-Good | 2022
MARS123229 | ORCHARD HEALTH CENTRE | HEALTH VISITORS | SCALES | MS4200 | MARSDEN | PLANNED PREVENTATIVE (REGULAR SERVICING) | 3 | 3-Average | 2007
OHFT41186 | MANZIL WAY, OXFORD | CMHT OLDER ADULTS | SCALES | M420 | MARSDEN | PLANNED PREVENTATIVE (REGULAR SERVICING) | 4 | 2-Good | 2021
MARS188955 | MABEL PRICHARD SCHOOL | COMMUNITY CHILDRENS NURSING TEAM | SCALES | M420 | MARSDEN | PLANNED PREVENTATIVE (REGULAR SERVICING) | 4 | 2-Good | 2021
MARS199113 | NORTHWAY COMMUNITY CENTRE | COMMUNITY CHILDRENS NURSING TEAM | SCALES | M420 | MARSDEN | PLANNED PREVENTATIVE (REGULAR SERVICING) | 3 | 2-Good | 2022
MARS199111 | NORTHWAY COMMUNITY CENTRE | COMMUNITY CHILDRENS NURSING TEAM | SCALES | M420 | MARSDEN | PLANNED PREVENTATIVE (REGULAR SERVICING) | 3 | 2-Good | 2022
MARS199114 | NORTHWAY COMMUNITY CENTRE | COMMUNITY CHILDRENS NURSING TEAM | SCALES | M420 | MARSDEN | PLANNED PREVENTATIVE (REGULAR SERVICING) | 3 | 2-Good | 2022
MARS123090 | THE LEYS HEALTH CENTRE | HEALTH VISITORS | SCALES | MS4200 | MARSDEN | PLANNED PREVENTATIVE (REGULAR SERVICING) | 4 | 2-Good | 2021
MARS148064 | FARINGDON MEDICAL CENTRE | HEALTH VISITORS | SCALES | MS4200 | MARSDEN | PLANNED PREVENTATIVE (REGULAR SERVICING) | 4 | 2-Good | 2021
MARS148067 | FARINGDON MEDICAL CENTRE | HEALTH VISITORS | SCALES | MS4200 | MARSDEN | PLANNED PREVENTATIVE (REGULAR SERVICING) | 3 | 3-Average | 2007
OXFT0325 | TOWNLANDS COMMUNITY HOSPITAL | HEALTH VISITORS | SCALES | MS4200 | MARSDEN | PLANNED PREVENTATIVE (REGULAR SERVICING) | 4 | 2-Good | 2021
OXFT0344 | MALTHOUSE SURGERY | HEALTH VISITORS | SCALES | MS4200 | MARSDEN | PLANNED PREVENTATIVE (REGULAR SERVICING) | 4 | 2-Good | 2021
MARS109581 | MALTHOUSE SURGERY | HEALTH VISITORS | SCALES | MS4200 | MARSDEN | PLANNED PREVENTATIVE (REGULAR SERVICING) | 3 | 3-Average | 2007
MARS160394 | TOWNLANDS COMMUNITY HOSPITAL | HEALTH VISITORS | SCALES | MS4200 | MARSDEN | PLANNED PREVENTATIVE (REGULAR SERVICING) | 3 | 3-Average | 2007
MARS123072 | ORCHARD HEALTH CENTRE | HEALTH VISITORS | SCALES | MS4200 | MARSDEN | PLANNED PREVENTATIVE (REGULAR SERVICING) | 3 | 3-Average | 2007
MARS123226 | ORCHARD HEALTH CENTRE | HEALTH VISITORS | SCALES | MS4200 | MARSDEN | PLANNED PREVENTATIVE (REGULAR SERVICING) | 3 | 3-Average | 2007
MARS123078 | ORCHARD HEALTH CENTRE | SCHOOL NURSING | SCALES | MS4200 | MARSDEN | PLANNED PREVENTATIVE (REGULAR SERVICING) | 4 | 2-Good | 2021
MARS160586 | AMBROSDEN SURGERY | HEALTH VISITORS | SCALES | MS4200 | MARSDEN | PLANNED PREVENTATIVE (REGULAR SERVICING) | 17 | 4-Poor | 2008
MARS160756 | TEMPLE COWLEY HEALTH CENTRE | HEALTH VISITORS | SCALES | MS4200 | MARSDEN | PLANNED PREVENTATIVE (REGULAR SERVICING) | 4 | 2-Good | 2021
MARS123249 | AMBROSDEN SURGERY | HEALTH VISITORS | SCALES | MS4200 | MARSDEN | PLANNED PREVENTATIVE (REGULAR SERVICING) | 3 | 3-Average | 2007
MARS123225 | ORCHARD HEALTH CENTRE | HEALTH VISITORS | SCALES | MS4200 | MARSDEN | PLANNED PREVENTATIVE (REGULAR SERVICING) | 3 | 3-Average | 2007
MARS165972 | CARTERTON HEALTH CENTRE | HEALTH VISITORS | SCALES | MS4200 | MARSDEN | PLANNED PREVENTATIVE (REGULAR SERVICING) | 3 | 3-Average | 2007
MARS162960 | CORNWALLIS HOUSE | HEALTH VISITORS | SCALES | MS4200 | MARSDEN | PLANNED PREVENTATIVE (REGULAR SERVICING) | 4 | 2-Good | 2021
MARS196104 | EAST OXFORD HEALTH CENTRE | FAMILY NURSE PARTNERSHIP | SCALES | MS4200 | MARSDEN | PLANNED PREVENTATIVE (REGULAR SERVICING) | 4 | 2-Good | 2021
MARS148494 | THE LEYS HEALTH CENTRE | HEALTH VISITORS | SCALES | MS4200 | MARSDEN | PLANNED PREVENTATIVE (REGULAR SERVICING) | 4 | 2-Good | 2021
OHFT41278 | EAST OXFORD HEALTH CENTRE | SCHOOL NURSING | SCALES | 830 | EKS | PLANNED PREVENTATIVE (REGULAR SERVICING) | 3 | 3-Average
MARS106949 | MABEL PRICHARD SCHOOL | COMMUNITY CHILDRENS NURSING TEAM | SCALES | MS42022 | MARSDEN | PLANNED PREVENTATIVE (REGULAR SERVICING) | 25 | 4-Poor | 2000
42130 | WITNEY COMMUNITY HOSPITAL | EMU | SCALES | 677 | SECA LTD | PLANNED PREVENTATIVE (REGULAR SERVICING) | 14 | 4-Poor | 2011
MARS117355 | ABINGDON COMMUNITY HOSPITAL | SCHOOL NURSING | SCALES | MPMS | MARSDEN | PLANNED PREVENTATIVE (REGULAR SERVICING) | 19 | 4-Poor | 2006
MARS148488 | ABINGDON COMMUNITY HOSPITAL | SCHOOL NURSING | SCALES | MPMS | MARSDEN | PLANNED PREVENTATIVE (REGULAR SERVICING) | 19 | 4-Poor | 2006
MARS106951 | MABEL PRICHARD SCHOOL | COMMUNITY CHILDRENS NURSING TEAM | SCALES | MS4200 | MARSDEN | PLANNED PREVENTATIVE (REGULAR SERVICING) | 25 | 4-Poor | 2000
MARS196098 | THE LEYS HEALTH CENTRE | HEALTH VISITORS | SCALES | 384 | SECA LTD | PLANNED PREVENTATIVE (REGULAR SERVICING) | 10 | 4-Poor | 2015
OXFT0444 | AMBROSDEN SURGERY | HEALTH VISITORS | SCALES | 384 | SECA LTD | PLANNED PREVENTATIVE (REGULAR SERVICING) | 3 | 2-Good
42124 | AMERSHAM HEALTH CENTRE | CLINIC ROOM | SCALES | MPPS250 | MARSDEN | PLANNED PREVENTATIVE (REGULAR SERVICING) | 16 | 4-Poor | 2009
MARS199155 | NORTHWAY COMMUNITY CENTRE | COMMUNITY CHILDRENS NURSING TEAM | SCALES | MS4100 | MARSDEN | PLANNED PREVENTATIVE (REGULAR SERVICING) | 4 | 2-Good | 2021
MARS106953 | MABEL PRICHARD SCHOOL | COMMUNITY CHILDRENS NURSING TEAM | SCALES | MS2400 | MARSDEN | PLANNED PREVENTATIVE (REGULAR SERVICING) | 25 | 4-Poor | 2000
OHFT41490 | THE FIENNES CENTRE | OUT OF HOURS CLINIC | SCALES | MS2400 | MARSDEN | PLANNED PREVENTATIVE (REGULAR SERVICING) | 4 | 2-Good
OXFT0343 | TOWNLANDS COMMUNITY HOSPITAL | HEALTH VISITORS | SCALES | 384 | SECA LTD | PLANNED PREVENTATIVE (REGULAR SERVICING) | 18 | 4-Poor | 2007
MARS117180 | MELKSHAM HOSPITAL | CAMHS | SCALES | 384 | SECA LTD | PLANNED PREVENTATIVE (REGULAR SERVICING) | 16 | 4-Poor | 2009
MARS117181 | MELKSHAM HOSPITAL | CAMHS | SCALES | 384 | SECA LTD | PLANNED PREVENTATIVE (REGULAR SERVICING) | 16 | 4-Poor | 2009
MARS117179 | MELKSHAM HOSPITAL | CAMHS | SCALES | 384 | SECA LTD | PLANNED PREVENTATIVE (REGULAR SERVICING) | 16 | 4-Poor | 2009
MARS196099 | NORTHWAY COMMUNITY CENTRE | COMMUNITY CHILDRENS NURSING TEAM | SCALES | 384 | SECA LTD | PLANNED PREVENTATIVE (REGULAR SERVICING) | 10 | 4-Poor | 2015
MARS175534 | THE LEYS HEALTH CENTRE | HEALTH VISITORS | SCALES | 384 | SECA LTD | PLANNED PREVENTATIVE (REGULAR SERVICING) | 6 | 3-Average | 2019
MARS117353 | WANTAGE HEALTH CENTRE | HEALTH VISITORS | SCALES | 835 | SECA LTD | PLANNED PREVENTATIVE (REGULAR SERVICING) | 18 | 4-Poor | 2007
MARS160597 | THAME COMMUNITY HOSPITAL | HEALTH VISITORS | SCALES | 835 | SECA LTD | PLANNED PREVENTATIVE (REGULAR SERVICING) | 3 | 3-Average
MARS160397 | THE LEYS HEALTH CENTRE | HEALTH VISITORS | SCALES | 835 | SECA LTD | PLANNED PREVENTATIVE (REGULAR SERVICING) | 3 | 3-Average
MARS162959 | CORNWALLIS HOUSE | HEALTH VISITORS | SCALES | 757 | SECA LTD | PLANNED PREVENTATIVE (REGULAR SERVICING) | 14 | 4-Poor | 2011
MARS194421 | EAST OXFORD HEALTH CENTRE | FAMILY NURSE PARTNERSHIP | SCALES | 384 | SECA LTD | PLANNED PREVENTATIVE (REGULAR SERVICING) | 9 | 4-Poor | 2016
MARS194420 | THAME COMMUNITY HOSPITAL | HEALTH VISITORS | SCALES | 384 | SECA LTD | PLANNED PREVENTATIVE (REGULAR SERVICING) | 9 | 4-Poor | 2016
OXFT3798 | UNIPART HOUSE | RESUSCITATION TEAM | SCALES | 875 | SECA LTD | PLANNED PREVENTATIVE (REGULAR SERVICING) | 1 | 2-Good
MARS201263 | TOWNLANDS COMMUNITY HOSPITAL | HEALTH VISITORS | SCALES | 835 | SECA LTD | PLANNED PREVENTATIVE (REGULAR SERVICING) | 3 | 3-Average
MARS160388 | TOWNLANDS COMMUNITY HOSPITAL | HEALTH VISITORS | SCALES | 835 | SECA LTD | PLANNED PREVENTATIVE (REGULAR SERVICING) | 3 | 3-Average
OXFT1572 | CHIPPING NORTON COMMUNITY HOSPITAL | HEALTH VISITORS | SCALES | 835 | SECA LTD | PLANNED PREVENTATIVE (REGULAR SERVICING) | 17 | 4-Poor | 2008
MARS117379 | AMBROSDEN SURGERY | HEALTH VISITORS | SCALES | 835 | SECA LTD | PLANNED PREVENTATIVE (REGULAR SERVICING) | 3 | 3-Average
MARS117328 | CARTERTON HEALTH CENTRE | HEALTH VISITORS | SCALES | 835 | SECA LTD | PLANNED PREVENTATIVE (REGULAR SERVICING) | 3 | 3-Average
MARS215150 | WARNEFORD HOSPITAL | GREEN TREE LODGE OUTPATIENTS | SCALES | MS4202 | MARSDEN | PLANNED PREVENTATIVE (REGULAR SERVICING) | 3 | 3-Average | 2007
MARS106967 | MABEL PRICHARD SCHOOL | COMMUNITY CHILDRENS NURSING TEAM | SCALES | DP2400 | MARSDEN | PLANNED PREVENTATIVE (REGULAR SERVICING) | 19 | 4-Poor | 2006
OHFT42149 | CHIPPING NORTON COMMUNITY HOSPITAL | OUTPATIENTS DEPT | SCALES | 875 | SECA LTD | PLANNED PREVENTATIVE (REGULAR SERVICING) | 3 | 3-Average
OHFT42148 | CHIPPING NORTON COMMUNITY HOSPITAL | OUTPATIENTS DEPT | SCALES | 875 | SECA LTD | PLANNED PREVENTATIVE (REGULAR SERVICING) | 3 | 3-Average
MARS201458 | CORNWALLIS HOUSE | HEALTH VISITORS | SCALES | 875 | SECA LTD | PLANNED PREVENTATIVE (REGULAR SERVICING) | 12 | 4-Poor | 2013
OXFT0328 | MALTHOUSE SURGERY | HEALTH VISITORS | SCALES | 875 | SECA LTD | PLANNED PREVENTATIVE (REGULAR SERVICING) | 11 | 4-Poor | 2014
MARS196164 | EAST OXFORD HEALTH CENTRE | SCHOOL NURSING | SCALES | MS4202 | MARSDEN | PLANNED PREVENTATIVE (REGULAR SERVICING) | 4 | 2-Good | 2021
MARS117194 | LITTLEMORE MENTAL HEALTH CENTRE | OCCUPATIONAL HEALTH | SCALES | MS4202 | MARSDEN | PLANNED PREVENTATIVE (REGULAR SERVICING) | 17 | 4-Poor | 2008
MARS196475 | LITTLEMORE MENTAL HEALTH CENTRE | OCCUPATIONAL HEALTH | SCALES | MS4202 | MARSDEN | PLANNED PREVENTATIVE (REGULAR SERVICING) | 17 | 4-Poor | 2008
MARS143580 | ORCHARD HEALTH CENTRE | SCHOOL NURSING | SCALES | MS4202 | MARSDEN | PLANNED PREVENTATIVE (REGULAR SERVICING) | 4 | 2-Good | 2021
MARS143574 | CHIPPING NORTON COMMUNITY HOSPITAL | SCHOOL NURSING | SCALES | MS4202 | MARSDEN | PLANNED PREVENTATIVE (REGULAR SERVICING) | 4 | 2-Good | 2021
MARS109623 | ORCHARD HEALTH CENTRE | SCHOOL NURSING | SCALES | MS4202 | MARSDEN | PLANNED PREVENTATIVE (REGULAR SERVICING) | 4 | 2-Good | 2021
MARS194283 | AMBROSDEN SURGERY | HEALTH VISITORS | SCALES | MS4101 | MARSDEN | PLANNED PREVENTATIVE (REGULAR SERVICING) | 4 | 2-Good | 2021
MARS117372 | AMBROSDEN SURGERY | HEALTH VISITORS | SCALES | 834 | SECA LTD | PLANNED PREVENTATIVE (REGULAR SERVICING) | 17 | 4-Poor | 2008
MARS201262 | THE SLADE BUILDING | LEARNING DISABILITY SERVICE | SCALES | 834 | SECA LTD | PLANNED PREVENTATIVE (REGULAR SERVICING) | 3 | 3-Average
MARS123056 | TEMPLE COWLEY HEALTH CENTRE | HEALTH VISITORS | SCALES | 834 | SECA LTD | PLANNED PREVENTATIVE (REGULAR SERVICING) | 17 | 4-Poor | 2008
MARS154437 | THE LEYS HEALTH CENTRE | HEALTH VISITORS | SCALES | 834 | SECA LTD | PLANNED PREVENTATIVE (REGULAR SERVICING) | 3 | 3-Average
MARS109606 | ORCHARD HEALTH CENTRE | SCHOOL NURSING | SCALES | MS4202 | MARSDEN | PLANNED PREVENTATIVE (REGULAR SERVICING) | 4 | 2-Good | 2021
OXFT0025 | WARNEFORD HOSPITAL | ALLEN WARD | SCALES | M110 | MARSDEN | PLANNED PREVENTATIVE (REGULAR SERVICING) | 2 | 2-Good | 2022
OXFT0026 | MARLBOROUGH HOUSE-MILTON KEYNES | WATLING WARD | SCALES | M110 | MARSDEN | PLANNED PREVENTATIVE (REGULAR SERVICING) | 3 | 2-Good | 2022
OXFT1041 | LITTLEMORE MENTAL HEALTH CENTRE | PHOENIX WARD | SCALES | M110 | MARSDEN | PLANNED PREVENTATIVE (REGULAR SERVICING) | 3 | 2-Good | 2022
OXFT4625 | MARLBOROUGH HOUSE-SWINDON | INPATIENT DEPARTMENT | SCALES | M110 | MARSDEN | PLANNED PREVENTATIVE (REGULAR SERVICING) | 3 | 2-Good | 2022
OXFT4786 | WARNEFORD HOSPITAL | MEADOW UNIT | SCALES | M110 | MARSDEN | PLANNED PREVENTATIVE (REGULAR SERVICING) | 3 | 2-Good | 2022
OXFT4790 | THE SLADE BUILDING | CAMHS | SCALES | M110 | MARSDEN | PLANNED PREVENTATIVE (REGULAR SERVICING) | 3 | 2-Good | 2022
MARS201191 | LITTLEMORE MENTAL HEALTH CENTRE | EVENLODE WARD | SCALES | M110 | MARSDEN | PLANNED PREVENTATIVE (REGULAR SERVICING) | 4 | 2-Good | 2021
MARS194157 | ORCHARD HEALTH CENTRE | NORTH OXFORD CAMHS | SCALES | M110 | MARSDEN | PLANNED PREVENTATIVE (REGULAR SERVICING) | 4 | 2-Good | 2021
MARS196952 | SAVERNAKE HOSPITAL | COTSWOLD HOUSE | SCALES | M110 | MARSDEN | PLANNED PREVENTATIVE (REGULAR SERVICING) | 4 | 2-Good | 2021
OXFT0357 | WARNEFORD HOSPITAL | ECT | SCALES | M110 | MARSDEN | PLANNED PREVENTATIVE (REGULAR SERVICING) | 2 | 2-Good | 2022
OXFT1496 | MELKSHAM HOSPITAL | CAMHS | SCALES | M110 | MARSDEN | PLANNED PREVENTATIVE (REGULAR SERVICING) | 2 | 2-Good | 2022
OXFT1614 | THE SLADE BUILDING | JOHN SHARICH HOUSE | SCALES | M110 | MARSDEN | PLANNED PREVENTATIVE (REGULAR SERVICING) | 3 | 2-Good | 2022
OXFT1497 | MELKSHAM HOSPITAL | CAMHS | SCALES | SECA | SECA LTD | PLANNED PREVENTATIVE (REGULAR SERVICING) | 3 | 2-Good
MARS117183 | MARLBOROUGH HOUSE-SWINDON | CAMHS | SCALES | SECA | SECA LTD | PLANNED PREVENTATIVE (REGULAR SERVICING) | 3 | 2-Good
OXFT4613 | FARINGDON MEDICAL CENTRE | HEALTH VISITORS | SCALES | SECA | SECA LTD | PLANNED PREVENTATIVE (REGULAR SERVICING) | 1 | 2-Good
OCFT4626 | MARLBOROUGH HOUSE-SWINDON | CAMHS | SCALES | SECA | SECA LTD | PLANNED PREVENTATIVE (REGULAR SERVICING) | 1 | 2-Good
OXFT3894 | WARNEFORD HOSPITAL | CLINICAL RESEARCH | SCALES | SECA | SECA LTD | PLANNED PREVENTATIVE (REGULAR SERVICING) | 0 | 1-Excellent
OXFT3906 | WARNEFORD HOSPITAL | CLINICAL RESEARCH | SCALES | SECA | SECA LTD | PLANNED PREVENTATIVE (REGULAR SERVICING) | 0 | 1-Excellent
OXFT5052 | WARNEFORD HOSPITAL | EATING DISORDER DEPARTMENT | SCALES | M550 | MARSDEN | PLANNED PREVENTATIVE (REGULAR SERVICING) | 0 | 1-Excellent | 2022
OXFT5053 | WARNEFORD HOSPITAL | EATING DISORDER DEPARTMENT | SCALES | M550 | MARSDEN | PLANNED PREVENTATIVE (REGULAR SERVICING) | 0 | 1-Excellent | 2022
OXFT5054 | WARNEFORD HOSPITAL | EATING DISORDER DEPARTMENT | SCALES | M550 | MARSDEN | PLANNED PREVENTATIVE (REGULAR SERVICING) | 0 | 1-Excellent | 2022
OXFT5055 | WARNEFORD HOSPITAL | EATING DISORDER DEPARTMENT | SCALES | M550 | MARSDEN | PLANNED PREVENTATIVE (REGULAR SERVICING) | 0 | 1-Excellent | 2022
OXFT5049 | WARNEFORD HOSPITAL | EATING DISORDER DEPARTMENT | SCALES | M550 | MARSDEN | PLANNED PREVENTATIVE (REGULAR SERVICING) | 0 | 1-Excellent | 2022
OXFT5050 | WARNEFORD HOSPITAL | EATING DISORDER DEPARTMENT | SCALES | M550 | MARSDEN | PLANNED PREVENTATIVE (REGULAR SERVICING) | 0 | 1-Excellent | 2022
MARS196472 | LITTLEMORE MENTAL HEALTH CENTRE | WENRIC HOUSE | SCALES | M100 | MARSDEN | PLANNED PREVENTATIVE (REGULAR SERVICING) | 4 | 2-Good | 2021
MARS215391 | NUFFIELD HEALTH CENTRE | CMHT ADULTS | SCALES | M100 | MARSDEN | PLANNED PREVENTATIVE (REGULAR SERVICING) | 4 | 2-Good | 2021
MARS215392 | NUFFIELD HEALTH CENTRE | CMHT ADULTS | SCALES | M100 | MARSDEN | PLANNED PREVENTATIVE (REGULAR SERVICING) | 4 | 2-Good | 2021
MARS215395 | NUFFIELD HEALTH CENTRE | CMHT ADULTS | SCALES | M100 | MARSDEN | PLANNED PREVENTATIVE (REGULAR SERVICING) | 4 | 2-Good | 2021
MARS215394 | NUFFIELD HEALTH CENTRE | CMHT ADULTS | SCALES | M100 | MARSDEN | PLANNED PREVENTATIVE (REGULAR SERVICING) | 4 | 2-Good | 2021
OXFT5051 | WARNEFORD HOSPITAL | EATING DISORDER DEPARTMENT | SCALES | M550 | MARSDEN | PLANNED PREVENTATIVE (REGULAR SERVICING) | 0 | 1-Excellent | 2022
MARS201688 | ABINGDON COMMUNITY HOSPITAL | CMHT OLDER ADULTS | SCALES | M100 | MARSDEN | PLANNED PREVENTATIVE (REGULAR SERVICING) | 4 | 2-Good | 2021
MARS201684 | ABINGDON COMMUNITY HOSPITAL | CMHT OLDER ADULTS | SCALES | M100 | MARSDEN | PLANNED PREVENTATIVE (REGULAR SERVICING) | 4 | 2-Good | 2021
MARS201193 | LITTLEMORE MENTAL HEALTH CENTRE | KESTREL WARD | SCALES | M100 | MARSDEN | PLANNED PREVENTATIVE (REGULAR SERVICING) | 4 | 2-Good | 2021
MARS215393 | NUFFIELD HEALTH CENTRE | CMHT ADULTS | SCALES | M100 | MARSDEN | PLANNED PREVENTATIVE (REGULAR SERVICING) | 4 | 2-Good | 2021
OXFT3886 | WARNEFORD HOSPITAL | DAY HOSPITAL | SCALES | M100 | MARSDEN | PLANNED PREVENTATIVE (REGULAR SERVICING) | 3 | 2-Good | 2022
MARS201192 | LITTLEMORE MENTAL HEALTH CENTRE | KINGFISHER WARD | SCALES | M100 | MARSDEN | PLANNED PREVENTATIVE (REGULAR SERVICING) | 4 | 2-Good | 2021
OXFT1371 | SAVERNAKE HOSPITAL | CAMHS | SCALES | M430 | MARSDEN | PLANNED PREVENTATIVE (REGULAR SERVICING) | 3 | 2-Good | 2022
MARS199095 | BICESTER HEALTH CENTRE | DENTAL CLINIC | SCALES | M430 | MARSDEN | PLANNED PREVENTATIVE (REGULAR SERVICING) | 4 | 2-Good | 2021
OXFT3926 | CHIPPING NORTON | NORTH RURAL LOCALITY | SCALES | 704 | SECA LTD | PLANNED PREVENTATIVE (REGULAR SERVICING) | 1 | 2-Good
MARS201685 | ABINGDON COMMUNITY HOSPITAL | CMHT OLDER ADULTS | SCALES | M100 | MARSDEN | PLANNED PREVENTATIVE (REGULAR SERVICING) | 4 | 2-Good | 2021
MARS201686 | ABINGDON COMMUNITY HOSPITAL | CMHT OLDER ADULTS | SCALES | M100 | MARSDEN | PLANNED PREVENTATIVE (REGULAR SERVICING) | 4 | 2-Good | 2021
MARS201687 | ABINGDON COMMUNITY HOSPITAL | CMHT OLDER ADULTS | SCALES | M100 | MARSDEN | PLANNED PREVENTATIVE (REGULAR SERVICING) | 4 | 2-Good | 2021
OXFT1150 | ABINGDON COMMUNITY HOSPITAL | HOSPITAL AT HOME | SCALES | M430 | MARSDEN | PLANNED PREVENTATIVE (REGULAR SERVICING) | 1 | 2-Good | 2022
OXFT1152 | CHIPPING NORTON COMMUNITY HOSPITAL | DISTRICT NURSES | SCALES | M430 | MARSDEN | PLANNED PREVENTATIVE (REGULAR SERVICING) | 3 | 2-Good | 2022
OXFT2082 | THE SLADE BUILDING | JOHN SHARICH HOUSE | SCALES | M430 | MARSDEN | PLANNED PREVENTATIVE (REGULAR SERVICING) | 3 | 2-Good | 2022
OXFT2085 | THE SLADE BUILDING | JOHN SHARICH HOUSE | SCALES | M430 | MARSDEN | PLANNED PREVENTATIVE (REGULAR SERVICING) | 3 | 2-Good | 2022
OXFT0366 | ABINGDON COMMUNITY HOSPITAL | DISTRICT NURSES | SCALES | M430 | MARSDEN | PLANNED PREVENTATIVE (REGULAR SERVICING) | 3 | 2-Good | 2022
OXFT1461 | FARINGDON MEDICAL CENTRE | DISTRICT NURSES-FARINGDON & SHRIVENHAM | SCALES | M430 | MARSDEN | PLANNED PREVENTATIVE (REGULAR SERVICING) | 3 | 2-Good | 2022
OXFT4842 | SAVERNAKE HOSPITAL | EATING DISORDER DEPARTMENT | SCALES | M430 | MARSDEN | Fully Comprehensive includes any repair costs | 0 | 1-Excellent | 2022
OXFT1199 | VICTORIA HOUSE SURGERY | COMMUNITY DIABETES SERVICE | SCALES | M430 | MARSDEN | PLANNED PREVENTATIVE (REGULAR SERVICING) | 3 | 2-Good | 2022
OXFT1203 | VICTORIA HOUSE SURGERY | COMMUNITY DIABETES SERVICE | SCALES | M430 | MARSDEN | PLANNED PREVENTATIVE (REGULAR SERVICING) | 3 | 2-Good | 2022
OXFT1245 | WANTAGE HEALTH CENTRE | DISTRICT NURSES | SCALES | M430 | MARSDEN | PLANNED PREVENTATIVE (REGULAR SERVICING) | 3 | 2-Good | 2022
OXFT1248 | WANTAGE HEALTH CENTRE | DISTRICT NURSES | SCALES | M430 | MARSDEN | PLANNED PREVENTATIVE (REGULAR SERVICING) | 3 | 2-Good | 2022
OXFT1149 | ABINGDON COMMUNITY HOSPITAL | HOSPITAL AT HOME | SCALES | M430 | MARSDEN | PLANNED PREVENTATIVE (REGULAR SERVICING) | 1 | 2-Good | 2022
MARS186473 | ABINGDON COMMUNITY HOSPITAL | SCHOOL NURSING | SCALES | M540 | MARSDEN | PLANNED PREVENTATIVE (REGULAR SERVICING) | 4 | 2-Good | 2021
MARS160427 | ABINGDON COMMUNITY HOSPITAL | SCHOOL NURSING | SCALES | M540 | MARSDEN | PLANNED PREVENTATIVE (REGULAR SERVICING) | 4 | 2-Good | 2021
OHFT41283 | EAST OXFORD HEALTH CENTRE | SCHOOL NURSING | SCALES | M540 | MARSDEN | PLANNED PREVENTATIVE (REGULAR SERVICING) | 4 | 2-Good | 2021
OXFT4636 | MELKSHAM HOSPITAL | CAMHS | SCALES | M430 | MARSDEN | PLANNED PREVENTATIVE (REGULAR SERVICING) | 0 | 1-Excellent | 2022
OXFT4775 | WINDRUSH HOUSE-WITNEY | DISTRICT NURSES | SCALES | M430 | MARSDEN | PLANNED PREVENTATIVE (REGULAR SERVICING) | 3 | 2-Good | 2022
OXFT4841 | SAVERNAKE HOSPITAL | EATING DISORDER DEPARTMENT | SCALES | M430 | MARSDEN | Fully Comprehensive includes any repair costs | 0 | 1-Excellent | 2022
MARS148556 | EAST OXFORD HEALTH CENTRE | SCHOOL NURSING | SCALES | 761 | SECA LTD | PLANNED PREVENTATIVE (REGULAR SERVICING) | 11 | 4-Poor | 2014
MARS196474 | LITTLEMORE MENTAL HEALTH CENTRE | OCCUPATIONAL HEALTH | SCALES | 761 | SECA LTD | PLANNED PREVENTATIVE (REGULAR SERVICING) | 9 | 4-Poor | 2016
MARS106950 | MABEL PRICHARD SCHOOL | COMMUNITY CHILDRENS NURSING TEAM | SCALES | M540 | MARSDEN | PLANNED PREVENTATIVE (REGULAR SERVICING) | 25 | 4-Poor | 2000
MARS160591 | CHIPPING NORTON COMMUNITY HOSPITAL | SCHOOL NURSING | SCALES | M540 | MARSDEN | PLANNED PREVENTATIVE (REGULAR SERVICING) | 4 | 2-Good | 2021
MARS160422 | EAST OXFORD HEALTH CENTRE | SCHOOL NURSING | SCALES | M540 | MARSDEN | PLANNED PREVENTATIVE (REGULAR SERVICING) | 4 | 2-Good | 2021
MARS160433 | ORCHARD HEALTH CENTRE | SCHOOL NURSING | SCALES | M540 | MARSDEN | PLANNED PREVENTATIVE (REGULAR SERVICING) | 4 | 2-Good | 2021
MARS215323 | THE ELMS CENTRE BANBURY | CMHT | SCALES | DP3810 | MARSDEN | PLANNED PREVENTATIVE (REGULAR SERVICING) | 4 | 2-Good | 2021
MARS215452 | SAFFRON HOUSE | CHILTERN WEST CMHT | SCALES | DP3810 | MARSDEN | PLANNED PREVENTATIVE (REGULAR SERVICING) | 4 | 2-Good | 2021
MARS215450 | SAFFRON HOUSE | CHILTERN WEST CMHT | SCALES | DP3810 | MARSDEN | PLANNED PREVENTATIVE (REGULAR SERVICING) | 4 | 2-Good | 2021
MARS215458 | SAFFRON HOUSE | CHILTERN WEST CMHT | SCALES | DP3810 | MARSDEN | PLANNED PREVENTATIVE (REGULAR SERVICING) | 4 | 2-Good | 2021
MARS165981 | EAST OXFORD HEALTH CENTRE | HEALTH VISITORS | SCALES | 761 | SECA LTD | PLANNED PREVENTATIVE (REGULAR SERVICING) | 16 | 4-Poor | 2009
MARS126758 | EAST OXFORD HEALTH CENTRE | HEALTH VISITORS | SCALES | 761 | SECA LTD | PLANNED PREVENTATIVE (REGULAR SERVICING) | 17 | 4-Poor | 2008
MARS201921 | SAFFRON HOUSE | CHILTERN WEST CMHT | SCALES | DP3810 | MARSDEN | PLANNED PREVENTATIVE (REGULAR SERVICING) | 4 | 2-Good | 2021
MARS215459 | SAFFRON HOUSE | CHILTERN WEST CMHT | SCALES | DP3810 | MARSDEN | PLANNED PREVENTATIVE (REGULAR SERVICING) | 4 | 2-Good | 2021
OHFT 42142 | WALLINGFORD COMMUNITY HOSPITAL | ADULT MENTAL HEALTH UNIT | SCALES | DP3810 | MARSDEN | PLANNED PREVENTATIVE (REGULAR SERVICING) | 4 | 2-Good | 2021
OHFT 42140 | WALLINGFORD COMMUNITY HOSPITAL | ADULT MENTAL HEALTH UNIT | SCALES | DP3810 | MARSDEN | PLANNED PREVENTATIVE (REGULAR SERVICING) | 4 | 2-Good | 2021
MARS215321 | THE ELMS CENTRE BANBURY | CMHT | SCALES | DP3810 | MARSDEN | PLANNED PREVENTATIVE (REGULAR SERVICING) | 4 | 2-Good | 2021
MARS215325 | THE ELMS CENTRE BANBURY | CMHT | SCALES | DP3810 | MARSDEN | PLANNED PREVENTATIVE (REGULAR SERVICING) | 4 | 2-Good | 2021
MARS199085 | WARNEFORD HOSPITAL | GREEN TREE LODGE OUTPATIENTS | SCALES | DP3810 | MARSDEN | PLANNED PREVENTATIVE (REGULAR SERVICING) | 4 | 2-Good | 2021
MARS199080 | WARNEFORD HOSPITAL | GREEN TREE LODGE OUTPATIENTS | SCALES | DP3810 | MARSDEN | PLANNED PREVENTATIVE (REGULAR SERVICING) | 4 | 2-Good | 2021
MARS199084 | WARNEFORD HOSPITAL | GREEN TREE LODGE OUTPATIENTS | SCALES | DP3810 | MARSDEN | PLANNED PREVENTATIVE (REGULAR SERVICING) | 4 | 2-Good | 2021
MARS199089 | WARNEFORD HOSPITAL | GREEN TREE LODGE OUTPATIENTS | SCALES | DP3810 | MARSDEN | PLANNED PREVENTATIVE (REGULAR SERVICING) | 4 | 2-Good | 2021
MARS215453 | SAFFRON HOUSE | CHILTERN WEST CMHT | SCALES | DP3810 | MARSDEN | PLANNED PREVENTATIVE (REGULAR SERVICING) | 4 | 2-Good | 2021
MARS215456 | SAFFRON HOUSE | CHILTERN WEST CMHT | SCALES | DP3810 | MARSDEN | PLANNED PREVENTATIVE (REGULAR SERVICING) | 4 | 2-Good | 2021
MARS199083 | WARNEFORD HOSPITAL | GREEN TREE LODGE OUTPATIENTS | SCALES | DP3810 | MARSDEN | PLANNED PREVENTATIVE (REGULAR SERVICING) | 4 | 2-Good | 2021
MARS199087 | WARNEFORD HOSPITAL | GREEN TREE LODGE OUTPATIENTS | SCALES | DP3810 | MARSDEN | PLANNED PREVENTATIVE (REGULAR SERVICING) | 4 | 2-Good | 2021
MARS199090 | WARNEFORD HOSPITAL | GREEN TREE LODGE OUTPATIENTS | SCALES | DP3810 | MARSDEN | PLANNED PREVENTATIVE (REGULAR SERVICING) | 4 | 2-Good | 2021
MARS199082 | WARNEFORD HOSPITAL | GREEN TREE LODGE OUTPATIENTS | SCALES | DP3810 | MARSDEN | PLANNED PREVENTATIVE (REGULAR SERVICING) | 4 | 2-Good | 2021
OHFT 42139 | WALLINGFORD COMMUNITY HOSPITAL | ADULT MENTAL HEALTH UNIT | SCALES | DP3810 | MARSDEN | PLANNED PREVENTATIVE (REGULAR SERVICING) | 4 | 2-Good | 2021
OHFT 42141 | WALLINGFORD COMMUNITY HOSPITAL | ADULT MENTAL HEALTH UNIT | SCALES | DP3810 | MARSDEN | PLANNED PREVENTATIVE (REGULAR SERVICING) | 4 | 2-Good | 2021
AMS34421 | WHITELEAF CENTRE | OACMHT | SCALES | DP3810 | MARSDEN | PLANNED PREVENTATIVE (REGULAR SERVICING) | 4 | 2-Good | 2021
AMS34424 | WHITELEAF CENTRE | OACMHT | SCALES | DP3810 | MARSDEN | PLANNED PREVENTATIVE (REGULAR SERVICING) | 4 | 2-Good | 2021
AMS34428 | WHITELEAF CENTRE | OACMHT | SCALES | DP3810 | MARSDEN | PLANNED PREVENTATIVE (REGULAR SERVICING) | 4 | 2-Good | 2021
AMS34420 | WHITELEAF CENTRE | OACMHT | SCALES | DP3810 | MARSDEN | PLANNED PREVENTATIVE (REGULAR SERVICING) | 4 | 2-Good | 2021
MARS199081 | WARNEFORD HOSPITAL | GREEN TREE LODGE OUTPATIENTS | SCALES | DP3810 | MARSDEN | PLANNED PREVENTATIVE (REGULAR SERVICING) | 4 | 2-Good | 2021
MARS199086 | WARNEFORD HOSPITAL | GREEN TREE LODGE OUTPATIENTS | SCALES | DP3810 | MARSDEN | PLANNED PREVENTATIVE (REGULAR SERVICING) | 3 | 2-Good | 2022
AMS34427 | WHITELEAF CENTRE | PERINATAL CLINIC | SCALES | DP3810 | MARSDEN | PLANNED PREVENTATIVE (REGULAR SERVICING) | 4 | 2-Good | 2021
AMS34425 | WHITELEAF CENTRE | EATING DISORDER DEPARTMENT | SCALES | DP3810 | MARSDEN | PLANNED PREVENTATIVE (REGULAR SERVICING) | 4 | 2-Good | 2021
MARS109549 | WITNEY COMMUNITY HOSPITAL | LINFOOT WARD | SCALES | DP3810 | MARSDEN | PLANNED PREVENTATIVE (REGULAR SERVICING) | 4 | 2-Good | 2021
MRS132429 | ABINGDON COMMUNITY HOSPITAL | OSRU | SCALES | DP3810 | MARSDEN | PLANNED PREVENTATIVE (REGULAR SERVICING) | 3 | 2-Good | 2022
MARS128757 | WHITELEAF CENTRE | WOODLANDS MANOR HOUSE | SCALES | DP3810 | MARSDEN | PLANNED PREVENTATIVE (REGULAR SERVICING) | 4 | 2-Good | 2021
AMS34422 | WHITELEAF CENTRE | OACMHT | SCALES | DP3810 | MARSDEN | PLANNED PREVENTATIVE (REGULAR SERVICING) | 4 | 2-Good | 2021
MARS215324 | THE ELMS CENTRE BANBURY | CMHT | SCALES | DP3810 | MARSDEN | PLANNED PREVENTATIVE (REGULAR SERVICING) | 4 | 2-Good | 2021
MARS215322 | THE ELMS CENTRE BANBURY | CMHT | SCALES | DP3810 | MARSDEN | PLANNED PREVENTATIVE (REGULAR SERVICING) | 4 | 2-Good | 2021
MARS165422 | FULBROOK CENTRE | CITY COMMUNITY HOSPITAL | SCALES | DP3810 | MARSDEN | PLANNED PREVENTATIVE (REGULAR SERVICING) | 4 | 2-Good | 2021
OXFT2163 | ORCHARD HEALTH CENTRE | SCHOOL NURSING | SCALES | DP3810 | MARSDEN | PLANNED PREVENTATIVE (REGULAR SERVICING) | 3 | 2-Good | 2022
AMS34423 | WHITELEAF CENTRE | MEMORY CLINIC | SCALES | DP3810 | MARSDEN | PLANNED PREVENTATIVE (REGULAR SERVICING) | 4 | 2-Good | 2021
AMS34426 | WHITELEAF CENTRE | MEMORY CLINIC | SCALES | DP3810 | MARSDEN | PLANNED PREVENTATIVE (REGULAR SERVICING) | 4 | 2-Good | 2021
MARS201382 | SALISBURY DISTRICT HOSPITAL | SALISBURY COMMUNITY CAMHS | SCALES | 888 | SECA LTD | PLANNED PREVENTATIVE (REGULAR SERVICING) | 19 | 4-Poor | 2006
MARS109551 | WITNEY COMMUNITY HOSPITAL | OUTPATIENTS DEPT | SCALES | 888 | SECA LTD | PLANNED PREVENTATIVE (REGULAR SERVICING) | 17 | 4-Poor | 2008
MARS221329 | DIDCOT COMMUNITY HOSPITAL | DIDCOT WARD | SCALES | DP3810 | MARSDEN | PLANNED PREVENTATIVE (REGULAR SERVICING) | 3 | 2-Good | 2022
MARS106964 | MABEL PRICHARD SCHOOL | COMMUNITY CHILDRENS NURSING TEAM | SCALES | DP3810 | MARSDEN | PLANNED PREVENTATIVE (REGULAR SERVICING) | 4 | 2-Good | 2021
MARS106965 | MABEL PRICHARD SCHOOL | COMMUNITY CHILDRENS NURSING TEAM | SCALES | DP3810 | MARSDEN | PLANNED PREVENTATIVE (REGULAR SERVICING) | 4 | 2-Good | 2021
MARS148258 | FULBROOK CENTRE | SANDFORD WARD | SCALES | DP3810 | MARSDEN | PLANNED PREVENTATIVE (REGULAR SERVICING) | 4 | 2-Good | 2021
MARS123360 | MALTHOUSE SURGERY | HEALTH VISITORS | SCALES | 877 | SECA LTD | PLANNED PREVENTATIVE (REGULAR SERVICING) | 15 | 4-Poor | 2010
OXFT3809 | WHITELEAF CENTRE | DAY HOSPITAL | SCALES | 877 | SECA LTD | PLANNED PREVENTATIVE (REGULAR SERVICING) | 1 | 2-Good
OHFT41284 | EAST OXFORD HEALTH CENTRE | SCHOOL NURSING | SCALES | MPMS250 | MARSDEN | PLANNED PREVENTATIVE (REGULAR SERVICING) | 4 | 2-Good | 2021
MARS199117 | EAST OXFORD HEALTH CENTRE | SCHOOL NURSING | SCALES | MPMS250 | MARSDEN | PLANNED PREVENTATIVE (REGULAR SERVICING) | 3 | 2-Good | 2022
OXFT1613 | WARNEFORD HOSPITAL | CITY AMHT | SCALES | MPMS250 | MARSDEN | PLANNED PREVENTATIVE (REGULAR SERVICING) | 3 | 2-Good | 2022
MARS123068 | EAST OXFORD HEALTH CENTRE | LOOKED AFTER CHILDREN | SCALES | 888 | SECA LTD | PLANNED PREVENTATIVE (REGULAR SERVICING) | 15 | 4-Poor | 2010
OXFT0148 | ABINGDON COMMUNITY HOSPITAL | OUTPATIENTS DEPT | SCALES | M650 | MARSDEN | PLANNED PREVENTATIVE (REGULAR SERVICING) | 1 | 2-Good | 2022
OXFT4577 | ABINGDON COMMUNITY HOSPITAL | OSRU | SCALES | M650 | MARSDEN | PLANNED PREVENTATIVE (REGULAR SERVICING) | 0 | 1-Excellent | 2022
OXFT4649 | DIDCOT COMMUNITY HOSPITAL | DIDCOT WARD | SCALES | M650 | MARSDEN | PLANNED PREVENTATIVE (REGULAR SERVICING) | 0 | 1-Excellent | 2022
MARS148268 | CHIPPING NORTON COMMUNITY HOSPITAL | OUTPATIENTS DEPT | SCALES | MS4203 | MARSDEN | PLANNED PREVENTATIVE (REGULAR SERVICING) | 4 | 2-Good | 2021
MARS194282 | WHITELEAF CENTRE | DAY HOSPITAL | SCALES | MS4203 | MARSDEN | PLANNED PREVENTATIVE (REGULAR SERVICING) | 4 | 2-Good | 2021
MARS128600 | THAME COMMUNITY HOSPITAL | HEALTH VISITORS | SCALES | 760 | SECA LTD | PLANNED PREVENTATIVE (REGULAR SERVICING) | 3 | 2-Good
MARS201961 | SAVERNAKE HOSPITAL | COTSWOLD HOUSE | SCALES | MS4202L | MARSDEN | PLANNED PREVENTATIVE (REGULAR SERVICING) | 4 | 2-Good | 2021
MARS186524 | THE DIDCOT FAMILY CENTRE | HEALTH VISITORS | SCALES | MS4202L | MARSDEN | PLANNED PREVENTATIVE (REGULAR SERVICING) | 4 | 2-Good | 2021
MARS109610 | ABINGDON COMMUNITY HOSPITAL | SCHOOL NURSING | SCALES | MS4202L | MARSDEN | PLANNED PREVENTATIVE (REGULAR SERVICING) | 4 | 2-Good | 2021
MARS146261 | EAST OXFORD HEALTH CENTRE | COMMUNITY NUTRITION AND DIETETICS | SCALES | MS4202L | MARSDEN | PLANNED PREVENTATIVE (REGULAR SERVICING) | 16 | 4-Poor | 2009
MARS109619 | SOUTH PARADE | HEALTH VISITORS | SCALES | MS4202L | MARSDEN | PLANNED PREVENTATIVE (REGULAR SERVICING) | 4 | 2-Good | 2021
OXFT0442 | ABINGDON COMMUNITY HOSPITAL | EMU | SCALES | M650 | MARSDEN | PLANNED PREVENTATIVE (REGULAR SERVICING) | 2 | 2-Good | 2022
OXFT0144 | JULIER CENTRE | CAMHS SOUTH OXON | SCALES | M100 | MARSDEN | PLANNED PREVENTATIVE (REGULAR SERVICING) | 4 | 2-Good | 2021
34418 | WHITELEAF CENTRE | MEMORY CLINIC | SCALES | M100 | MARSDEN | PLANNED PREVENTATIVE (REGULAR SERVICING) | 4 | 2-Good | 2021
34419 | WHITELEAF CENTRE | MEMORY CLINIC | SCALES | M100 | MARSDEN | PLANNED PREVENTATIVE (REGULAR SERVICING) | 4 | 2-Good | 2021
MARS102629 | MABEL PRICHARD SCHOOL | COMMUNITY CHILDRENS NURSING TEAM | SCALES | MS4202L | MARSDEN | PLANNED PREVENTATIVE (REGULAR SERVICING) | 25 | 4-Poor | 2000
MARS148514 | MABEL PRICHARD SCHOOL | COMMUNITY CHILDRENS NURSING TEAM | SCALES | MS4202L | MARSDEN | PLANNED PREVENTATIVE (REGULAR SERVICING) | 4 | 2-Good | 2021
MARS164111 | ORCHARD HEALTH CENTRE | HEALTH VISITORS | SCALES | MS4202L | MARSDEN | PLANNED PREVENTATIVE (REGULAR SERVICING) | 4 | 2-Good | 2021
OHFT42251 | CHIPPING NORTON COMMUNITY HOSPITAL | DISTRICT NURSES | SCALES | M430 | MARSDEN | PLANNED PREVENTATIVE (REGULAR SERVICING) | 3 | 2-Good | 2022
OHFT42250 | CHIPPING NORTON COMMUNITY HOSPITAL | DISTRICT NURSES | SCALES | M430 | MARSDEN | PLANNED PREVENTATIVE (REGULAR SERVICING) | 3 | 2-Good | 2022
MARS199122 | ABINGDON COMMUNITY HOSPITAL | SCHOOL NURSING | SCALES | M430 | MARSDEN | PLANNED PREVENTATIVE (REGULAR SERVICING) | 3 | 2-Good | 2022
MARS196111 | EAST OXFORD HEALTH CENTRE | LOOKED AFTER CHILDREN | SCALES | M430 | MARSDEN | PLANNED PREVENTATIVE (REGULAR SERVICING) | 4 | 2-Good | 2021
MARS196110 | EAST OXFORD HEALTH CENTRE | LOOKED AFTER CHILDREN | SCALES | M430 | MARSDEN | PLANNED PREVENTATIVE (REGULAR SERVICING) | 4 | 2-Good | 2021
MARS134770 | EAST OXFORD HEALTH CENTRE | LOOKED AFTER CHILDREN | SCALES | M430 | MARSDEN | PLANNED PREVENTATIVE (REGULAR SERVICING) | 4 | 2-Good | 2021
MARS199161 | EAST OXFORD HEALTH CENTRE | LOOKED AFTER CHILDREN | SCALES | M430 | MARSDEN | PLANNED PREVENTATIVE (REGULAR SERVICING) | 4 | 2-Good | 2021
MARS199157 | EAST OXFORD HEALTH CENTRE | LOOKED AFTER CHILDREN | SCALES | M430 | MARSDEN | PLANNED PREVENTATIVE (REGULAR SERVICING) | 3 | 2-Good | 2022
MARS196599 | LUTHER STREET MEDICAL CENTRE | TREATMENT ROOM | SCALES | M430 | MARSDEN | PLANNED PREVENTATIVE (REGULAR SERVICING) | 4 | 2-Good | 2021
MARS196600 | LUTHER STREET MEDICAL CENTRE | TREATMENT ROOM | SCALES | M430 | MARSDEN | PLANNED PREVENTATIVE (REGULAR SERVICING) | 4 | 2-Good | 2021
MARS196598 | LUTHER STREET MEDICAL CENTRE | TREATMENT ROOM | SCALES | M430 | MARSDEN | PLANNED PREVENTATIVE (REGULAR SERVICING) | 4 | 2-Good | 2021
MARS202613 | ABINGDON COMMUNITY HOSPITAL | SCHOOL NURSING | SCALES | M430 | MARSDEN | PLANNED PREVENTATIVE (REGULAR SERVICING) | 4 | 2-Good | 2021
MARS199119 | ORCHARD HEALTH CENTRE | SCHOOL NURSING | SCALES | M430 | MARSDEN | PLANNED PREVENTATIVE (REGULAR SERVICING) | 3 | 2-Good | 2022
MARS199116 | ORCHARD HEALTH CENTRE | SCHOOL NURSING | SCALES | M430 | MARSDEN | PLANNED PREVENTATIVE (REGULAR SERVICING) | 3 | 2-Good | 2022
MARS199120 | ORCHARD HEALTH CENTRE | SCHOOL NURSING | SCALES | M430 | MARSDEN | PLANNED PREVENTATIVE (REGULAR SERVICING) | 3 | 2-Good | 2022
MARS175040 | MAPLE HOUSE | SPECIALITY CAMHS | SCALES | M430 | MARSDEN | PLANNED PREVENTATIVE (REGULAR SERVICING) | 4 | 2-Good | 2021
OXFT1665 | WALLINGFORD COMMUNITY HOSPITAL | DISTRICT NURSES | SCALES | M430 | MARSDEN | PLANNED PREVENTATIVE (REGULAR SERVICING) | 3 | 2-Good | 2022
OHFT42255 | WATLINGTON & CHALGROVE | DISTRICT NURSES | SCALES | M430 | MARSDEN | PLANNED PREVENTATIVE (REGULAR SERVICING) | 3 | 2-Good | 2022
OHFT42256 | WATLINGTON & CHALGROVE | DISTRICT NURSES | SCALES | M430 | MARSDEN | PLANNED PREVENTATIVE (REGULAR SERVICING) | 3 | 2-Good | 2022
OHFT42253 | TOWNLANDS COMMUNITY HOSPITAL | DISTRICT NURSES | SCALES | M430 | MARSDEN | PLANNED PREVENTATIVE (REGULAR SERVICING) | 3 | 2-Good | 2022
OHFT0603 | ABINGDON COMMUNITY HOSPITAL | SCHOOL NURSING | SCALES | M430 | MARSDEN | PLANNED PREVENTATIVE (REGULAR SERVICING) | 4 | 2-Good | 2021
MARS199118 | ORCHARD HEALTH CENTRE | SCHOOL NURSING | SCALES | M430 | MARSDEN | PLANNED PREVENTATIVE (REGULAR SERVICING) | 3 | 2-Good | 2022
MARS199091 | WANTAGE HEALTH CENTRE | DENTAL CLINIC | SCALES | M430 | MARSDEN | PLANNED PREVENTATIVE (REGULAR SERVICING) | 4 | 2-Good | 2021
MARS154431 | WARNEFORD HOSPITAL | COTSWOLD HOUSE | SCALES | M430 | MARSDEN | PLANNED PREVENTATIVE (REGULAR SERVICING) | 4 | 2-Good | 2021
MARS201689 | WITNEY COMMUNITY HOSPITAL | MINOR INJURIES UNIT | SCALES | M430 | MARSDEN | PLANNED PREVENTATIVE (REGULAR SERVICING) | 4 | 2-Good | 2021
MARS199097 | WITNEY COMMUNITY HOSPITAL | DENTAL CLINIC | SCALES | M430 | MARSDEN | PLANNED PREVENTATIVE (REGULAR SERVICING) | 4 | 2-Good | 2021
OXFT2071 | EAST OXFORD HEALTH CENTRE | DISTRICT NURSES | SCALES | M430 | MARSDEN | PLANNED PREVENTATIVE (REGULAR SERVICING) | 3 | 2-Good | 2022
OXFT2073 | MURRAY HOUSE | JERICHO-DISTRICT NURSES | SCALES | M430 | MARSDEN | PLANNED PREVENTATIVE (REGULAR SERVICING) | 3 | 2-Good | 2022
MARS199124 | EAST OXFORD HEALTH CENTRE | SCHOOL NURSING | SCALES | M430 | MARSDEN | PLANNED PREVENTATIVE (REGULAR SERVICING) | 3 | 2-Good | 2022
MARS199126 | EAST OXFORD HEALTH CENTRE | SCHOOL NURSING | SCALES | M430 | MARSDEN | PLANNED PREVENTATIVE (REGULAR SERVICING) | 3 | 2-Good | 2022
OXFT2165 | ABINGDON COMMUNITY HOSPITAL | HOSPITAL AT HOME | SCALES | M430 | MARSDEN | PLANNED PREVENTATIVE (REGULAR SERVICING) | 3 | 2-Good | 2022
OXFT2166 | ABINGDON COMMUNITY HOSPITAL | HOSPITAL AT HOME | SCALES | M430 | MARSDEN | PLANNED PREVENTATIVE (REGULAR SERVICING) | 3 | 2-Good | 2022
OXFT0362 | BROADSHIRES HEALTH CENTRE | DISTRICT NURSES | SCALES | M430 | MARSDEN | PLANNED PREVENTATIVE (REGULAR SERVICING) | 3 | 2-Good | 2022
OXFT0375 | ABINGDON COMMUNITY HOSPITAL | HOSPITAL AT HOME | SCALES | M430 | MARSDEN | PLANNED PREVENTATIVE (REGULAR SERVICING) | 2 | 2-Good | 2022
OXFT1544 | TOWNLANDS COMMUNITY HOSPITAL | DISTRICT NURSES | SCALES | M430 | MARSDEN | PLANNED PREVENTATIVE (REGULAR SERVICING) | 3 | 2-Good | 2022
OXFT1584 | WARNEFORD HOSPITAL | COGNATIVE HEALTH RESEARCH FACILITY | SCALES | M430 | MARSDEN | PLANNED PREVENTATIVE (REGULAR SERVICING) | 3 | 2-Good | 2022
OXFT2083 | THE SLADE BUILDING | JOHN SHARICH HOUSE | SCALES | M430 | MARSDEN | PLANNED PREVENTATIVE (REGULAR SERVICING) | 3 | 2-Good | 2022
OXFT2084 | THE SLADE BUILDING | JOHN SHARICH HOUSE | SCALES | M430 | MARSDEN | PLANNED PREVENTATIVE (REGULAR SERVICING) | 3 | 2-Good | 2022
OXFT2075 | THE LEYS HEALTH CENTRE | DISTRICT NURSES | SCALES | M430 | MARSDEN | PLANNED PREVENTATIVE (REGULAR SERVICING) | 3 | 2-Good | 2022
OXFT2076 | THE LEYS HEALTH CENTRE | DISTRICT NURSES | SCALES | M430 | MARSDEN | PLANNED PREVENTATIVE (REGULAR SERVICING) | 3 | 2-Good | 2022
OXFT2077 | JERICHO HEALTH CENTRE | DISTRICT NURSES | SCALES | M430 | MARSDEN | PLANNED PREVENTATIVE (REGULAR SERVICING) | 3 | 2-Good | 2022
OXFT2080 | JERICHO HEALTH CENTRE | DISTRICT NURSES | SCALES | M430 | MARSDEN | PLANNED PREVENTATIVE (REGULAR SERVICING) | 3 | 2-Good | 2022
OXFT1641 | KIDLINGTON HEALTH CENTRE | DISTRICT NURSES | SCALES | M430 | MARSDEN | PLANNED PREVENTATIVE (REGULAR SERVICING) | 3 | 2-Good | 2022
OXFT1642 | KIDLINGTON HEALTH CENTRE | DISTRICT NURSES | SCALES | M430 | MARSDEN | PLANNED PREVENTATIVE (REGULAR SERVICING) | 3 | 2-Good | 2022
OXFT2078 | JERICHO HEALTH CENTRE | DISTRICT NURSES | SCALES | M430 | MARSDEN | PLANNED PREVENTATIVE (REGULAR SERVICING) | 3 | 2-Good | 2022
OXFT2079 | JERICHO HEALTH CENTRE | DISTRICT NURSES | SCALES | M430 | MARSDEN | PLANNED PREVENTATIVE (REGULAR SERVICING) | 3 | 2-Good | 2022
OXFT1295 | JERICHO HEALTH CENTRE | DISTRICT NURSES | SCALES | M430 | MARSDEN | PLANNED PREVENTATIVE (REGULAR SERVICING) | 3 | 2-Good | 2022
OXFT1294 | JERICHO HEALTH CENTRE | DISTRICT NURSES | SCALES | M430 | MARSDEN | PLANNED PREVENTATIVE (REGULAR SERVICING) | 3 | 2-Good | 2022
OXFT2074 | JERICHO HEALTH CENTRE | DISTRICT NURSES | SCALES | M430 | MARSDEN | PLANNED PREVENTATIVE (REGULAR SERVICING) | 3 | 2-Good | 2022
OXFT1645 | THE FIENNES CENTRE | DISTRICT NURSES | SCALES | M430 | MARSDEN | PLANNED PREVENTATIVE (REGULAR SERVICING) | 4 | 2-Good | 2021
OXFT1646 | THE FIENNES CENTRE | DISTRICT NURSES | SCALES | M430 | MARSDEN | PLANNED PREVENTATIVE (REGULAR SERVICING) | 3 | 2-Good | 2022
OXFT1647 | THE FIENNES CENTRE | DISTRICT NURSES | SCALES | M430 | MARSDEN | PLANNED PREVENTATIVE (REGULAR SERVICING) | 3 | 2-Good | 2022
OXFT0486 | THE FIENNES CENTRE | DISTRICT NURSES | SCALES | M430 | MARSDEN | PLANNED PREVENTATIVE (REGULAR SERVICING) | 3 | 2-Good | 2022
OHFT40744 | WALLINGFORD COMMUNITY HOSPITAL | DISTRICT NURSES | SCALES | M430 | MARSDEN | PLANNED PREVENTATIVE (REGULAR SERVICING) | 4 | 2-Good | 2021
OXFT0017 | MURRAY HOUSE | KIDLINGTON-DENTAL | SCALES | M430 | MARSDEN | PLANNED PREVENTATIVE (REGULAR SERVICING) | 4 | 2-Good | 2021
OXFT1679 | ABINGDON COMMUNITY HOSPITAL | DISTRICT NURSES | SCALES | M430 | MARSDEN | PLANNED PREVENTATIVE (REGULAR SERVICING) | 3 | 2-Good | 2022
42248 | EAST OXFORD HEALTH CENTRE | SCHOOL NURSING | SCALES | M430 | MARSDEN | PLANNED PREVENTATIVE (REGULAR SERVICING) | 3 | 2-Good | 2022
OXFT1726 | SAVERNAKE HOSPITAL | COTSWOLD HOUSE | SCALES | M430 | MARSDEN | PLANNED PREVENTATIVE (REGULAR SERVICING) | 3 | 2-Good | 2022
OXFT1727 | SAVERNAKE HOSPITAL | COTSWOLD HOUSE | SCALES | M430 | MARSDEN | PLANNED PREVENTATIVE (REGULAR SERVICING) | 3 | 2-Good | 2022
OXFT0119 | LUTHER STREET MEDICAL CENTRE | TREATMENT ROOM | SCALES | M430 | MARSDEN | PLANNED PREVENTATIVE (REGULAR SERVICING) | 4 | 2-Good | 2021
OXFT4589 | SAVERNAKE HOSPITAL | EATING DISORDER DEPARTMENT | SCALES | M430 | MARSDEN | PLANNED PREVENTATIVE (REGULAR SERVICING) | 0 | 1-Excellent | 2022
OXFT0130 | ABINGDON COMMUNITY HOSPITAL | HOSPITAL AT HOME | SCALES | M430 | MARSDEN | PLANNED PREVENTATIVE (REGULAR SERVICING) | 1 | 2-Good | 2022
OXFT0131 | ABINGDON COMMUNITY HOSPITAL | HOSPITAL AT HOME | SCALES | M430 | MARSDEN | PLANNED PREVENTATIVE (REGULAR SERVICING) | 1 | 2-Good | 2022
OHFT41378 | WARNEFORD HOSPITAL | HIGHFIELD UNIT | SCALES | M430 | MARSDEN | PLANNED PREVENTATIVE (REGULAR SERVICING) | 25 | 4-Poor | 2000
OXFT0204 | EAST OXFORD HEALTH CENTRE | COMMUNITY NUTRITION AND DIETETICS | SCALES | M430 | MARSDEN | PLANNED PREVENTATIVE (REGULAR SERVICING) | 3 | 2-Good | 2022
MARS199160 | ORCHARD HEALTH CENTRE | CAMHS | SCALES | M430 | MARSDEN | PLANNED PREVENTATIVE (REGULAR SERVICING) | 3 | 2-Good | 2022
OXFT3921 | MALTHOUSE SURGERY | HEALTH VISITORS | SCALES | M430 | MARSDEN | PLANNED PREVENTATIVE (REGULAR SERVICING) | 0 | 1-Excellent | 2022
OXFT3785 | MANZIL WAY, OXFORD | CRHTT | SCALES | M430 | MARSDEN | PLANNED PREVENTATIVE (REGULAR SERVICING) | 1 | 2-Good | 2022
OXFT4551 | SAVERNAKE HOSPITAL | EATING DISORDER DEPARTMENT | SCALES | M430 | MARSDEN | PLANNED PREVENTATIVE (REGULAR SERVICING) | 3 | 2-Good | 2022
OXFT4535 | EAST OXFORD HEALTH CENTRE | LOOKED AFTER CHILDREN | SCALES | M430 | MARSDEN | PLANNED PREVENTATIVE (REGULAR SERVICING) | 3 | 2-Good | 2022
OXFT4587 | SAVERNAKE HOSPITAL | EATING DISORDER DEPARTMENT | SCALES | M430 | MARSDEN | PLANNED PREVENTATIVE (REGULAR SERVICING) | 3 | 2-Good | 2022
OXFT4588 | SAVERNAKE HOSPITAL | EATING DISORDER DEPARTMENT | SCALES | M430 | MARSDEN | PLANNED PREVENTATIVE (REGULAR SERVICING) | 0 | 1-Excellent | 2022
MARS199125 | ABINGDON COMMUNITY HOSPITAL | SCHOOL NURSING | SCALES | M430 | MARSDEN | PLANNED PREVENTATIVE (REGULAR SERVICING) | 3 | 2-Good | 2022
OXFT4778 | WITNEY COMMUNITY HOSPITAL | OUTPATIENTS DEPT | SCALES | M430 | MARSDEN | PLANNED PREVENTATIVE (REGULAR SERVICING) | 0 | 1-Excellent | 2022
OXFT4779 | WITNEY COMMUNITY HOSPITAL | OUTPATIENTS DEPT | SCALES | M430 | MARSDEN | PLANNED PREVENTATIVE (REGULAR SERVICING) | 0 | 1-Excellent | 2022
MARS175037 | MAPLE HOUSE | CAMHS | SCALES | M430 | MARSDEN | PLANNED PREVENTATIVE (REGULAR SERVICING) | 4 | 2-Good | 2021
OXFT4789 | THE SLADE BUILDING | JOHN SHARICH HOUSE | SCALES | M430 | MARSDEN | PLANNED PREVENTATIVE (REGULAR SERVICING) | 3 | 2-Good | 2022
OXFT2087 | THE SLADE BUILDING | JOHN SHARICH HOUSE | SCALES | M430 | MARSDEN | PLANNED PREVENTATIVE (REGULAR SERVICING) | 3 | 2-Good | 2022
OXFT1137 | WARNEFORD HOSPITAL | CMHT OLDER ADULTS | SCALES | M420 | MARSDEN | PLANNED PREVENTATIVE (REGULAR SERVICING) | 3 | 2-Good | 2022
MARS199100 | THE FIENNES CENTRE | OUT OF HOURS CLINIC | SCALES | M430 | MARSDEN | PLANNED PREVENTATIVE (REGULAR SERVICING) | 4 | 2-Good | 2021
MARS199000 | ABINGDON COMMUNITY HOSPITAL | CMHT OLDER ADULTS | SCALES | M430 | MARSDEN | PLANNED PREVENTATIVE (REGULAR SERVICING) | 4 | 2-Good | 2021
MARS199001 | ABINGDON COMMUNITY HOSPITAL | CMHT OLDER ADULTS | SCALES | M430 | MARSDEN | PLANNED PREVENTATIVE (REGULAR SERVICING) | 4 | 2-Good | 2021
OHFT42160 | DIDCOT HEALTH CENTRE | DISTRICT NURSES | SCALES | M430 | MARSDEN | PLANNED PREVENTATIVE (REGULAR SERVICING) | 3 | 2-Good | 2022
MARS202619 | ABINGDON COMMUNITY HOSPITAL | SCHOOL NURSING | SCALES | M430 | MARSDEN | PLANNED PREVENTATIVE (REGULAR SERVICING) | 4 | 2-Good | 2021
MARS199129 | WARNEFORD HOSPITAL | CMHT OLDER ADULTS | SCALES | M420 | MARSDEN | PLANNED PREVENTATIVE (REGULAR SERVICING) | 3 | 2-Good | 2022
OXFT1139 | WARNEFORD HOSPITAL | CMHT OLDER ADULTS | SCALES | M420 | MARSDEN | PLANNED PREVENTATIVE (REGULAR SERVICING) | 3 | 2-Good | 2022
OXFT1457 | THE SLADE BUILDING | LEARNING DISABILITY SERVICE | SCALES | M420 | MARSDEN | PLANNED PREVENTATIVE (REGULAR SERVICING) | 3 | 2-Good | 2022
OHFT42219 | NUFFIELD HEALTH CENTRE | CMHT ADULTS | SCALES | M420 | MARSDEN | PLANNED PREVENTATIVE (REGULAR SERVICING) | 4 | 2-Good | 2021
OXFT1612 | WARNEFORD HOSPITAL | CITY AMHT | SCALES | M420 | MARSDEN | PLANNED PREVENTATIVE (REGULAR SERVICING) | 3 | 2-Good | 2022
OXFT1136 | WARNEFORD HOSPITAL | CMHT OLDER ADULTS | SCALES | M420 | MARSDEN | PLANNED PREVENTATIVE (REGULAR SERVICING) | 3 | 2-Good | 2022
OXFT4831 | MURRAY HOUSE | COMMUNITY CHILDRENS NURSING TEAM | SCALES | M420 | MARSDEN | PLANNED PREVENTATIVE (REGULAR SERVICING) | 0 | 1-Excellent | 2022
OXFT4843 | SAVERNAKE HOSPITAL | EATING DISORDER DEPARTMENT | SCALES | M420 | MARSDEN | Fully Comprehensive includes any repair costs | 0 | 1-Excellent | 2022
OHFT46374 | WARNEFORD HOSPITAL | CMHT OLDER ADULTS | SCALES | M420 | MARSDEN | PLANNED PREVENTATIVE (REGULAR SERVICING) | 3 | 2-Good | 2022
OHFT42378 | WARNEFORD HOSPITAL | CMHT OLDER ADULTS | SCALES | M420 | MARSDEN | PLANNED PREVENTATIVE (REGULAR SERVICING) | 2 | 2-Good
OXFT1138 | WARNEFORD HOSPITAL | CMHT OLDER ADULTS | SCALES | M420 | MARSDEN | PLANNED PREVENTATIVE (REGULAR SERVICING) | 3 | 2-Good | 2022
MARS199134 | WARNEFORD HOSPITAL | CMHT OLDER ADULTS | SCALES | M420 | MARSDEN | PLANNED PREVENTATIVE (REGULAR SERVICING) | 3 | 2-Good | 2022
OXFT1492 | WARNEFORD HOSPITAL | ECT | AIR PURIFIER | RAIR-UK HEPA | GAMMA HEALTHCARE | ASSET ONLY NO SERVICING REQUIRED | 2 | 2-Good
OXFT1493 | WARNEFORD HOSPITAL | ECT | AIR PURIFIER | RAIR-UK HEPA | GAMMA HEALTHCARE | ASSET ONLY NO SERVICING REQUIRED | 2 | 2-Good
OXFT0502 | NORTHWAY COMMUNITY CENTRE | COMMUNITY CHILDRENS NURSING TEAM | VENTILATOR | NIPPY 4 | BREAS MEDICAL | Fully Comprehensive includes any repair costs | 3 | 2-Good
OXFT0503 | NORTHWAY COMMUNITY CENTRE | COMMUNITY CHILDRENS NURSING TEAM | VENTILATOR | NIPPY 4 | BREAS MEDICAL | Fully Comprehensive includes any repair costs | 3 | 2-Good
OXFT0593 | NORTHWAY COMMUNITY CENTRE | COMMUNITY CHILDRENS NURSING TEAM | VENTILATOR | NIPPY 4 | BREAS MEDICAL | Fully Comprehensive includes any repair costs | 3 | 2-Good
OXFT1832 | NORTHWAY COMMUNITY CENTRE | COMMUNITY CHILDRENS NURSING TEAM | VENTILATOR | NIPPY 4 | BREAS MEDICAL | Fully Comprehensive includes any repair costs | 3 | 2-Good
OXFT2096 | NORTHWAY COMMUNITY CENTRE | COMMUNITY CHILDRENS NURSING TEAM | VENTILATOR | NIPPY 4 | BREAS MEDICAL | Fully Comprehensive includes any repair costs | 3 | 2-Good
OXFT1099 | NORTHWAY COMMUNITY CENTRE | COMMUNITY CHILDRENS NURSING TEAM | VENTILATOR | NIPPY 4 + | BREAS MEDICAL | Fully Comprehensive includes any repair costs | 1 | 2-Good
OXFT1167 | NORTHWAY COMMUNITY CENTRE | COMMUNITY CHILDRENS NURSING TEAM | VENTILATOR | NIPPY 4 + | BREAS MEDICAL | Fully Comprehensive includes any repair costs | 1 | 2-Good
OXFT1636 | NORTHWAY COMMUNITY CENTRE | COMMUNITY CHILDRENS NURSING TEAM | VENTILATOR | NIPPY 4 + | BREAS MEDICAL | Fully Comprehensive includes any repair costs | 2 | 2-Good
OXFT1637 | NORTHWAY COMMUNITY CENTRE | COMMUNITY CHILDRENS NURSING TEAM | VENTILATOR | NIPPY 4 + | BREAS MEDICAL | Fully Comprehensive includes any repair costs | 2 | 2-Good
OXFT1737 | NORTHWAY COMMUNITY CENTRE | COMMUNITY CHILDRENS NURSING TEAM | VENTILATOR | NIPPY 4 + | BREAS MEDICAL | Fully Comprehensive includes any repair costs | 2 | 2-Good
OXFT1738 | NORTHWAY COMMUNITY CENTRE | COMMUNITY CHILDRENS NURSING TEAM | VENTILATOR | NIPPY 4 + | BREAS MEDICAL | Fully Comprehensive includes any repair costs | 2 | 2-Good
OXFT1044 | NORTHWAY COMMUNITY CENTRE | COMMUNITY CHILDRENS NURSING TEAM | VENTILATOR | NIPPY 4 + | BREAS MEDICAL | Fully Comprehensive includes any repair costs | 2 | 2-Good
OXFT4594 | NORTHWAY COMMUNITY CENTRE | COMMUNITY CHILDRENS NURSING TEAM | VENTILATOR | NIPPY 4 + | BREAS MEDICAL | Fully Comprehensive includes any repair costs | 0 | 1-Excellent
OXFT1100 | NORTHWAY COMMUNITY CENTRE | COMMUNITY CHILDRENS NURSING TEAM | VENTILATOR | NIPPY 4 + | BREAS MEDICAL | Fully Comprehensive includes any repair costs | 1 | 2-Good
OXFT1101 | NORTHWAY COMMUNITY CENTRE | COMMUNITY CHILDRENS NURSING TEAM | VENTILATOR | NIPPY 4 + | BREAS MEDICAL | Fully Comprehensive includes any repair costs | 1 | 2-Good
OXFT1102 | NORTHWAY COMMUNITY CENTRE | COMMUNITY CHILDRENS NURSING TEAM | VENTILATOR | NIPPY 4 + | BREAS MEDICAL | Fully Comprehensive includes any repair costs | 1 | 2-Good
OXFT0138 | NORTHWAY COMMUNITY CENTRE | COMMUNITY CHILDRENS NURSING TEAM | VENTILATOR | NIPPY 4 + | BREAS MEDICAL | Fully Comprehensive includes any repair costs | 3 | 3-Average
OXFT1156 | NORTHWAY COMMUNITY CENTRE | COMMUNITY CHILDRENS NURSING TEAM | VENTILATOR | NIPPY 4 + | BREAS MEDICAL | Fully Comprehensive includes any repair costs | 1 | 2-Good
OXFT1575 | NORTHWAY COMMUNITY CENTRE | COMMUNITY CHILDRENS NURSING TEAM | VENTILATOR | NIPPY 4 + | BREAS MEDICAL | Fully Comprehensive includes any repair costs | 2 | 2-Good
OXFT1577 | NORTHWAY COMMUNITY CENTRE | COMMUNITY CHILDRENS NURSING TEAM | VENTILATOR | NIPPY 4 + | BREAS MEDICAL | Fully Comprehensive includes any repair costs | 2 | 2-Good
OXFT1204 | NORTHWAY COMMUNITY CENTRE | COMMUNITY CHILDRENS NURSING TEAM | VENTILATOR | NIPPY 4 + | BREAS MEDICAL | Fully Comprehensive includes any repair costs | 1 | 2-Good
OXFT4501 | NORTHWAY COMMUNITY CENTRE | COMMUNITY CHILDRENS NURSING TEAM | VENTILATOR | NIPPY 4 + | BREAS MEDICAL | Fully Comprehensive includes any repair costs | 1 | 2-Good
OXFT4515 | ABINGDON COMMUNITY HOSPITAL | COMMUNITY CHILDRENS NURSING TEAM | VENTILATOR | NIPPY 4 + | BREAS MEDICAL | Fully Comprehensive includes any repair costs | 1 | 2-Good
OXFT4536 | NORTHWAY COMMUNITY CENTRE | COMMUNITY CHILDRENS NURSING TEAM | VENTILATOR | NIPPY 4 + | BREAS MEDICAL | Fully Comprehensive includes any repair costs | 1 | 2-Good
OXFT1051 | NORTHWAY COMMUNITY CENTRE | COMMUNITY CHILDRENS NURSING TEAM | VENTILATOR | NIPPY 4 | BREAS MEDICAL | Fully Comprehensive includes any repair costs | 2 | 2-Good
OHFT45268 | NORTHWAY COMMUNITY CENTRE | COMMUNITY CHILDRENS NURSING TEAM | VENTILATOR | NIPPY 4 | BREAS MEDICAL | Fully Comprehensive includes any repair costs | 2 | 2-Good
OXF4839 | MURRAY HOUSE | COMMUNITY CHILDRENS NURSING TEAM | VENTILATOR | NIPPY 4 | BREAS MEDICAL | Fully Comprehensive includes any repair costs | 0 | 1-Excellent
OHFT45242 | NORTHWAY COMMUNITY CENTRE | COMMUNITY CHILDRENS NURSING TEAM | VENTILATOR | TRILOGY 100 | PHILIPS HEALTHCARE | Fully Comprehensive includes any repair costs | 3 | 2-Good
OXFT1777 | NORTHWAY COMMUNITY CENTRE | COMMUNITY CHILDRENS NURSING TEAM | VENTILATOR | NIPPY 4 + | BREAS MEDICAL | Fully Comprehensive includes any repair costs | 3 | 2-Good
OXFT1778 | NORTHWAY COMMUNITY CENTRE | COMMUNITY CHILDRENS NURSING TEAM | VENTILATOR | NIPPY 4 + | BREAS MEDICAL | Fully Comprehensive includes any repair costs | 3 | 2-Good
OXFT1231 | WALLINGFORD COMMUNITY HOSPITAL | DISTRICT NURSES | ABPI MONITOR | ABPI MD | MESI LTD | ASSET ONLY NO SERVICING REQUIRED | 1 | 2-Good
OXFT1232 | ABINGDON COMMUNITY HOSPITAL | DISTRICT NURSES | ABPI MONITOR | ABPI MD | MESI LTD | ASSET ONLY NO SERVICING REQUIRED | 1 | 2-Good
OXFT1233 | ABINGDON COMMUNITY HOSPITAL | DISTRICT NURSES | ABPI MONITOR | ABPI MD | MESI LTD | ASSET ONLY NO SERVICING REQUIRED | 1 | 2-Good
OXFT3829 | JERICHO HEALTH CENTRE | DISTRICT NURSES | ABPI MONITOR | ABPI MD | MESI LTD | ASSET ONLY NO SERVICING REQUIRED | 0 | 1-Excellent
OXFT3830 | JERICHO HEALTH CENTRE | DISTRICT NURSES | ABPI MONITOR | ABPI MD | MESI LTD | ASSET ONLY NO SERVICING REQUIRED | 0 | 1-Excellent
OXFT3823 | JERICHO HEALTH CENTRE | DISTRICT NURSES | ABPI MONITOR | ABPI MD | MESI LTD | ASSET ONLY NO SERVICING REQUIRED | 1 | 2-Good
OHFT45185 | BURY KNOWLE HEALTH CENTRE | DISTRICT NURSES | ABPI MONITOR | ABPI MD | MESI LTD | ASSET ONLY NO SERVICING REQUIRED | 3 | 3-Average
OHFT45200 | WITNEY COMMUNITY HOSPITAL | DISTRICT NURSES | ABPI MONITOR | ABPI MD | MESI LTD | ASSET ONLY NO SERVICING REQUIRED | 3 | 3-Average
OHFT45180 | WINDRUSH HEALTH CENTRE | TISSUE VIABILITY | ABPI MONITOR | ABPI MD | MESI LTD | ASSET ONLY NO SERVICING REQUIRED | 3 | 3-Average
OHFT45181 | BICESTER COMMUNITY HOSPITAL | BICESTER WARD | ABPI MONITOR | ABPI MD | MESI LTD | ASSET ONLY NO SERVICING REQUIRED | 3 | 3-Average
OHFT45182 | ABINGDON COMMUNITY HOSPITAL | ABBEY WARD | ABPI MONITOR | ABPI MD | MESI LTD | ASSET ONLY NO SERVICING REQUIRED | 3 | 3-Average
OHFT45183 | EAST OXFORD HEALTH CENTRE | DISTRICT NURSES | ABPI MONITOR | ABPI MD | MESI LTD | ASSET ONLY NO SERVICING REQUIRED | 3 | 3-Average
OHFT45184 | CHIPPING NORTON COMMUNITY HOSPITAL | DISTRICT NURSES | ABPI MONITOR | ABPI MD | MESI LTD | ASSET ONLY NO SERVICING REQUIRED | 3 | 3-Average
OHFT45444 | DIDCOT COMMUNITY HOSPITAL | DIDCOT WARD | ABPI MONITOR | ABPI MD | MESI LTD | ASSET ONLY NO SERVICING REQUIRED | 3 | 3-Average
OHFT45186 | WITNEY COMMUNITY HOSPITAL | DISTRICT NURSES | ABPI MONITOR | ABPI MD | MESI LTD | ASSET ONLY NO SERVICING REQUIRED | 3 | 3-Average
OHFT45187 | WALLINGFORD COMMUNITY HOSPITAL | ST LEONARDS WARD | ABPI MONITOR | ABPI MD | MESI LTD | ASSET ONLY NO SERVICING REQUIRED | 3 | 3-Average
OHFT45188 | ABINGDON COMMUNITY HOSPITAL | TISSUE VIABILITY | ABPI MONITOR | ABPI MD | MESI LTD | ASSET ONLY NO SERVICING REQUIRED | 3 | 3-Average
OHFT45189 | ABINGDON COMMUNITY HOSPITAL | OSRU | ABPI MONITOR | ABPI MD | MESI LTD | ASSET ONLY NO SERVICING REQUIRED | 3 | 3-Average
OHFT45190 | ABINGDON COMMUNITY HOSPITAL | TISSUE VIABILITY | ABPI MONITOR | ABPI MD | MESI LTD | ASSET ONLY NO SERVICING REQUIRED | 3 | 3-Average
OHFT2312 | KIDLINGTON HEALTH CENTRE | DISTRICT NURSES | ABPI MONITOR | ABPI MD | MESI LTD | ASSET ONLY NO SERVICING REQUIRED | 3 | 3-Average
OHFT45379 | THE LEYS HEALTH CENTRE | DISTRICT NURSES | ABPI MONITOR | ABPI MD | MESI LTD | ASSET ONLY NO SERVICING REQUIRED | 3 | 3-Average
OHFT45380 | TOWNLANDS COMMUNITY HOSPITAL | DISTRICT NURSES | ABPI MONITOR | ABPI MD | MESI LTD | ASSET ONLY NO SERVICING REQUIRED | 3 | 3-Average
OHFT45381 | JERICHO HEALTH CENTRE | DISTRICT NURSES | ABPI MONITOR | ABPI MD | MESI LTD | ASSET ONLY NO SERVICING REQUIRED | 3 | 3-Average
OHFT45382 | WANTAGE HEALTH CENTRE | DISTRICT NURSES | ABPI MONITOR | ABPI MD | MESI LTD | ASSET ONLY NO SERVICING REQUIRED | 3 | 3-Average
OHFT45383 | FARINGDON MEDICAL CENTRE | DISTRICT NURSES-FARINGDON & SHRIVENHAM | ABPI MONITOR | ABPI MD | MESI LTD | ASSET ONLY NO SERVICING REQUIRED | 3 | 3-Average
OHFT45191 | WITNEY COMMUNITY HOSPITAL | LINFOOT WARD | ABPI MONITOR | ABPI MD | MESI LTD | ASSET ONLY NO SERVICING REQUIRED | 3 | 3-Average
OHFT45199 | CHIPPING NORTON COMMUNITY HOSPITAL | DISTRICT NURSES | ABPI MONITOR | ABPI MD | MESI LTD | ASSET ONLY NO SERVICING REQUIRED | 3 | 3-Average
OXFT2894 | KIDLINGTON HEALTH CENTRE | DISTRICT NURSES | ABPI MONITOR | ABPI MD | MESI LTD | ASSET ONLY NO SERVICING REQUIRED | 3 | 2-Good
OHFT43282 (TV) | ABINGDON COMMUNITY HOSPITAL | HEALTH VISITOR/TISSUE VIABILITY | ABPI MONITOR | ABPI MD | MESI LTD | ASSET ONLY NO SERVICING REQUIRED | 3 | 3-Average
OHFT45177 | ABINGDON COMMUNITY HOSPITAL | DISTRICT NURSES | ABPI MONITOR | ABPI MD | MESI LTD | ASSET ONLY NO SERVICING REQUIRED | 3 | 3-Average
OHFT45198 | ABINGDON COMMUNITY HOSPITAL | DISTRICT NURSES | ABPI MONITOR | ABPI MD | MESI LTD | ASSET ONLY NO SERVICING REQUIRED | 3 | 3-Average
OHFT45174 | WITNEY COMMUNITY HOSPITAL | WENRISC WARD | ABPI MONITOR | ABPI MD | MESI LTD | ASSET ONLY NO SERVICING REQUIRED | 3 | 3-Average
OHFT45175 | DIDCOT HEALTH CENTRE | DISTRICT NURSES | ABPI MONITOR | ABPI MD | MESI LTD | ASSET ONLY NO SERVICING REQUIRED | 3 | 3-Average
OHFT45176 | WITNEY COMMUNITY HOSPITAL | WENRISC WARD | ABPI MONITOR | ABPI MD | MESI LTD | ASSET ONLY NO SERVICING REQUIRED | 3 | 3-Average
OHFT45178 | THE CHILTERN SURGERY | DISTRICT NURSES | ABPI MONITOR | ABPI MD | MESI LTD | ASSET ONLY NO SERVICING REQUIRED | 3 | 3-Average
OHFT45179 | WITNEY COMMUNITY HOSPITAL | DISTRICT NURSES | ABPI MONITOR | ABPI MD | MESI LTD | ASSET ONLY NO SERVICING REQUIRED | 3 | 3-Average
OHFT45118 | KIDLINGTON HEALTH CENTRE | DISTRICT NURSES | ABPI MONITOR | ABPI MD | MESI LTD | ASSET ONLY NO SERVICING REQUIRED | 3 | 3-Average
OXFT3825 | MURRAY HOUSE | KIDLINGTON-DISTRICT NURSES | ABPI MONITOR | ABPI MD | MESI LTD | ASSET ONLY NO SERVICING REQUIRED | 0 | 1-Excellent
OXFT3824 | THE FIENNES CENTRE | DISTRICT NURSES | ABPI MONITOR | ABPI MD | MESI LTD | ASSET ONLY NO SERVICING REQUIRED | 0 | 1-Excellent
OXFT3826 | JERICHO HEALTH CENTRE | DISTRICT NURSES | ABPI MONITOR | ABPI MD | MESI LTD | ASSET ONLY NO SERVICING REQUIRED | 0 | 1-Excellent
OXFT3827 | BICESTER INNOVATION CENTRE | DISTRICT NURSES | ABPI MONITOR | ABPI MD | MESI LTD | ASSET ONLY NO SERVICING REQUIRED | 0 | 1-Excellent
OXFT3828 | JERICHO HEALTH CENTRE | DISTRICT NURSES | ABPI MONITOR | ABPI MD | MESI LTD | ASSET ONLY NO SERVICING REQUIRED | 0 | 1-Excellent
OHFT43283 (TV) | ABINGDON COMMUNITY HOSPITAL | DISTRICT NURSES | ABPI MONITOR | ABPI MD | MESI LTD | ASSET ONLY NO SERVICING REQUIRED | 3 | 3-Average
OHFT1622 | WITNEY COMMUNITY HOSPITAL | WENRISC WARD | EXERCISER-PEDAL | VIVA2 | MOTOMED | PLANNED PREVENTATIVE (REGULAR SERVICING) | 3 | 3-Average
OXFT0496 | WITNEY COMMUNITY HOSPITAL | LINFOOT WARD | WHEELCHAIR | UNI 8 | SUNRISE MEDICAL | PLANNED PREVENTATIVE (REGULAR SERVICING) | 9 | 4-Poor | 2016
OXFT0489 | WITNEY COMMUNITY HOSPITAL | LINFOOT WARD | WHEELCHAIR | UNI 8 | SUNRISE MEDICAL | PLANNED PREVENTATIVE (REGULAR SERVICING) | 9 | 4-Poor | 2016
OXFT0490 | WITNEY COMMUNITY HOSPITAL | LINFOOT WARD | WHEELCHAIR | UNI 8 | SUNRISE MEDICAL | PLANNED PREVENTATIVE (REGULAR SERVICING) | 9 | 4-Poor | 2016
OXFT0491 | WITNEY COMMUNITY HOSPITAL | WENRISC WARD | WHEELCHAIR | UNI 8 | SUNRISE MEDICAL | PLANNED PREVENTATIVE (REGULAR SERVICING) | 4 | 2-Good | 2021
OXFT0492 | WITNEY COMMUNITY HOSPITAL | LINFOOT WARD | WHEELCHAIR | UNI 8 | SUNRISE MEDICAL | PLANNED PREVENTATIVE (REGULAR SERVICING) | 4 | 2-Good | 2021
OXFT1692 | ABINGDON COMMUNITY HOSPITAL | ABBEY WARD | WHEELCHAIR | UNI 8 | SUNRISE MEDICAL | PLANNED PREVENTATIVE (REGULAR SERVICING) | 4 | 2-Good | 2021
OHTBC5389 | ABINGDON COMMUNITY HOSPITAL | ABBEY WARD | WHEELCHAIR | REA AZALEA T | INVACARE | PLANNED PREVENTATIVE (REGULAR SERVICING) | 3 | 3-Average
OXFT1699 | ABINGDON COMMUNITY HOSPITAL | ABBEY WARD | WHEELCHAIR | REA AZALEA T | INVACARE | PLANNED PREVENTATIVE (REGULAR SERVICING) | 3 | 3-Average
OHFT41072 | SAVERNAKE HOSPITAL | COTSWOLD HOUSE | WHEELCHAIR | U8H1516BLK22SMF | SUNRISE MEDICAL | PLANNED PREVENTATIVE (REGULAR SERVICING) | 4 | 2-Good | 2021
OXFT4505 | ABINGDON COMMUNITY HOSPITAL | OSRU | WHEELCHAIR | ACTION 3NG COMFORT | INVACARE | PLANNED PREVENTATIVE (REGULAR SERVICING) | 2 | 2-Good | 2023
OXFT1089 | WITNEY COMMUNITY HOSPITAL | LINFOOT WARD | WHEELCHAIR | HDM STD | LOMAX | PLANNED PREVENTATIVE (REGULAR SERVICING) | 17 | 4-Poor | 2008
OXFT0016 | WITNEY COMMUNITY HOSPITAL | LINFOOT WARD | WHEELCHAIR | HDM STD | LOMAX | PLANNED PREVENTATIVE (REGULAR SERVICING) | 11 | 4-Poor | 2014
OHFWC0043 | SAVERNAKE HOSPITAL | COTSWOLD HOUSE | WHEELCHAIR | NSV RANGER 9TRL | REMPLOY | PLANNED PREVENTATIVE (REGULAR SERVICING) | 3 | 3-Average
OHFT41073 | SAVERNAKE HOSPITAL | COTSWOLD HOUSE | WHEELCHAIR | NSV RANGER 9TRL | REMPLOY | PLANNED PREVENTATIVE (REGULAR SERVICING) | 3 | 2-Good
OXFT0007 | WITNEY COMMUNITY HOSPITAL | WENRISC WARD | WHEELCHAIR | ORBIT | ROMA MEDICAL | PLANNED PREVENTATIVE (REGULAR SERVICING) | 3 | 3-Average
OXFT0004 | WITNEY COMMUNITY HOSPITAL | LINFOOT WARD | WHEELCHAIR | REA ASSIST TRANSIT | INVACARE | PLANNED PREVENTATIVE (REGULAR SERVICING) | 3 | 3-Average
OXFT0498 | WITNEY COMMUNITY HOSPITAL | RECEPTION | WHEELCHAIR | DUO S HEAVY DUTY | INVACARE | PLANNED PREVENTATIVE (REGULAR SERVICING) | 3 | 3-Average
OXFT0009 | WITNEY COMMUNITY HOSPITAL | EMU | WHEELCHAIR | ENIGMA | WHEELTECH | PLANNED PREVENTATIVE (REGULAR SERVICING) | 3 | 3-Average
OXFT4518 | ABINGDON COMMUNITY HOSPITAL | EMU | WHEELCHAIR | ESTEEM | UGO LTD | PLANNED PREVENTATIVE (REGULAR SERVICING) | 3 | 3-Average
OXFT1693 | ABINGDON COMMUNITY HOSPITAL | ABBEY WARD | WHEELCHAIR | G LITE PRO | EXCEL | PLANNED PREVENTATIVE (REGULAR SERVICING) | 3 | 2-Good
OHFT41385 | ABINGDON COMMUNITY HOSPITAL | OSRU | WHEELCHAIR | HDM STD | LOMAX | PLANNED PREVENTATIVE (REGULAR SERVICING) | 3 | 3-Average
OXFT0001 | WITNEY COMMUNITY HOSPITAL | EMU | WHEELCHAIR | HDM STD | LOMAX | PLANNED PREVENTATIVE (REGULAR SERVICING) | 11 | 4-Poor | 2014
OXFT4507 | ABINGDON COMMUNITY HOSPITAL | PODIATRY | WHEELCHAIR | 238-23FBN | DAYS MEDICAL | PLANNED PREVENTATIVE (REGULAR SERVICING) | 2 | 2-Good
OXFT1569 | WARNEFORD HOSPITAL | HIGHFIELD UNIT | WHEELCHAIR | AURORA | KARMA MEDICAL | PLANNED PREVENTATIVE (REGULAR SERVICING) | 3 | 3-Average
OHFT42246 | BICESTER COMMUNITY HOSPITAL | BICESTER WARD | WHEELCHAIR | B31046 | SUNRISE MEDICAL | PLANNED PREVENTATIVE (REGULAR SERVICING) | 4 | 2-Good | 2021
OXFT1663 | WALLINGFORD COMMUNITY HOSPITAL | ST LEONARDS WARD | WHEELCHAIR | BEN 9 NG | INVACARE | PLANNED PREVENTATIVE (REGULAR SERVICING) | 11 | 4-Poor | 2014
OXFT1730 | BICESTER COMMUNITY HOSPITAL | BICESTER WARD | WHEELCHAIR | DUO S | INVACARE | PLANNED PREVENTATIVE (REGULAR SERVICING) | 3 | 3-Average
OXFT1694 | ABINGDON COMMUNITY HOSPITAL | ABBEY WARD | WHEELCHAIR | DUO S HEAVY DUTY | INVACARE | PLANNED PREVENTATIVE (REGULAR SERVICING) | 3 | 3-Average
OXFT4597 | FULBROOK CENTRE | CITY COMMUNITY HOSPITAL | WHEELCHAIR | WHEELCHAIR | DRIVE DEVILBISS | PLANNED PREVENTATIVE (REGULAR SERVICING) | 1 | 2-Good
OXFT0173 | ABINGDON COMMUNITY HOSPITAL | OSRU | WHEELCHAIR | 1550183 | INVACARE | PLANNED PREVENTATIVE (REGULAR SERVICING) | 2 | 2-Good | 2023
OXFT0171 | ABINGDON COMMUNITY HOSPITAL | OSRU | WHEELCHAIR | 1550183 | INVACARE | PLANNED PREVENTATIVE (REGULAR SERVICING) | 2 | 2-Good | 2023
OXFT0170 | ABINGDON COMMUNITY HOSPITAL | OSRU | WHEELCHAIR | 1550183 | INVACARE | PLANNED PREVENTATIVE (REGULAR SERVICING) | 2 | 2-Good | 2023
OXFT1110 | FULBROOK CENTRE | CITY COMMUNITY HOSPITAL | WHEELCHAIR | DASHLITE | REPLOY HEALTHCARE | PLANNED PREVENTATIVE (REGULAR SERVICING) | 2 | 2-Good
OHFT41529 | DIDCOT COMMUNITY HOSPITAL | DIDCOT WARD | WHEELCHAIR | 218-23XWHD | DAYS MEDICAL | PLANNED PREVENTATIVE (REGULAR SERVICING) | 3 | 3-Average
OXFT0094 | ABINGDON COMMUNITY HOSPITAL | EMU | WHEELCHAIR | LOMAX | SUNRISE MEDICAL | PLANNED PREVENTATIVE (REGULAR SERVICING) | 4 | 2-Good | 2021
OXFT0095 | ABINGDON COMMUNITY HOSPITAL | EMU | WHEELCHAIR | LOMAX | SUNRISE MEDICAL | PLANNED PREVENTATIVE (REGULAR SERVICING) | 2 | 2-Good
OXFT2134 | WITNEY COMMUNITY HOSPITAL | LINFOOT WARD | WHEELCHAIR | 9000 TOPAZ | INVACARE | PLANNED PREVENTATIVE (REGULAR SERVICING) | 3 | 3-Average
OXFT1151 | WANTAGE COMMUNITY HOSPITAL | OUTPATIENTS DEPT | WHEELCHAIR | WHEELCHAIR | DRIVE DEVILBISS | PLANNED PREVENTATIVE (REGULAR SERVICING) | 1 | 2-Good
OXFT4513 | ABINGDON COMMUNITY HOSPITAL | OUTPATIENTS DEPT | WHEELCHAIR | WHEELCHAIR | DRIVE DEVILBISS | PLANNED PREVENTATIVE (REGULAR SERVICING) | 2 | 2-Good
OXFT4596 | FULBROOK CENTRE | CITY COMMUNITY HOSPITAL | WHEELCHAIR | WHEELCHAIR | DRIVE DEVILBISS | PLANNED PREVENTATIVE (REGULAR SERVICING) | 1 | 2-Good
OXFT4621 | WINDRUSH HEALTH CENTRE | PODIATRY | WHEELCHAIR | LOMAX | SUNRISE MEDICAL | PLANNED PREVENTATIVE (REGULAR SERVICING) | 1 | 2-Good
OXFT159 | BICESTER COMMUNITY HOSPITAL | BICESTER WARD | WHEELCHAIR | LOMAX | SUNRISE MEDICAL | PLANNED PREVENTATIVE (REGULAR SERVICING) | 1 | 2-Good
OXFT1391 | WALLINGFORD COMMUNITY HOSPITAL | ST LEONARDS WARD | WHEELCHAIR | LOMAX | SUNRISE MEDICAL | PLANNED PREVENTATIVE (REGULAR SERVICING) | 4 | 2-Good | 2021
OXFT1566 | DIDCOT COMMUNITY HOSPITAL | DIDCOT WARD | WHEELCHAIR | LOMAX | SUNRISE MEDICAL | PLANNED PREVENTATIVE (REGULAR SERVICING) | 4 | 4-Poor | 2018
OXFT0008 | WITNEY COMMUNITY HOSPITAL | WENRISC WARD | WHEELCHAIR | LOMAX | SUNRISE MEDICAL | PLANNED PREVENTATIVE (REGULAR SERVICING) | 3 | 2-Good
OXFT1688 | WALLINGFORD COMMUNITY HOSPITAL | ST LEONARDS WARD | WHEELCHAIR | LOMAX | SUNRISE MEDICAL | PLANNED PREVENTATIVE (REGULAR SERVICING) | 4 | 2-Good | 2021
OXFT1193 | WARNEFORD HOSPITAL | ECT | WHEELCHAIR | 9TRL | R HEALTHCARE | PLANNED PREVENTATIVE (REGULAR SERVICING) | 2 | 2-Good
OXFT1337 | WALLINGFORD COMMUNITY HOSPITAL | ST LEONARDS WARD | WHEELCHAIR | LOMAX | SUNRISE MEDICAL | PLANNED PREVENTATIVE (REGULAR SERVICING) | 4 | 2-Good | 2021
OXFT1338 | WALLINGFORD COMMUNITY HOSPITAL | ST LEONARDS WARD | WHEELCHAIR | LOMAX | SUNRISE MEDICAL | PLANNED PREVENTATIVE (REGULAR SERVICING) | 4 | 2-Good | 2021
OXFT1339 | WITNEY COMMUNITY HOSPITAL | WENRISC WARD | WHEELCHAIR | LOMAX | SUNRISE MEDICAL | PLANNED PREVENTATIVE (REGULAR SERVICING) | 4 | 2-Good | 2021
OXFT1343 | WALLINGFORD COMMUNITY HOSPITAL | ST LEONARDS WARD | WHEELCHAIR | LOMAX | SUNRISE MEDICAL | PLANNED PREVENTATIVE (REGULAR SERVICING) | 4 | 2-Good | 2021
OXFT1344 | WALLINGFORD COMMUNITY HOSPITAL | ST LEONARDS WARD | WHEELCHAIR | LOMAX | SUNRISE MEDICAL | PLANNED PREVENTATIVE (REGULAR SERVICING) | 5 | 4-Poor | 2018
OXFT0168 | ABINGDON COMMUNITY HOSPITAL | OSRU | WHEELCHAIR | 1550182 | INVACARE | PLANNED PREVENTATIVE (REGULAR SERVICING) | 2 | 2-Good | 2023
OXFT1712 | ABINGDON COMMUNITY HOSPITAL | OSRU | WHEELCHAIR | ACTION 3G | INVACARE | PLANNED PREVENTATIVE (REGULAR SERVICING) | 2 | 2-Good | 2023
OXFT1713 | ABINGDON COMMUNITY HOSPITAL | OSRU | WHEELCHAIR | ACTION 3G | INVACARE | PLANNED PREVENTATIVE (REGULAR SERVICING) | 2 | 2-Good | 2023
OXFT1720 | ABINGDON COMMUNITY HOSPITAL | OSRU | WHEELCHAIR | ACTION 3G | INVACARE | PLANNED PREVENTATIVE (REGULAR SERVICING) | 2 | 2-Good | 2023
OXFT1721 | ABINGDON COMMUNITY HOSPITAL | OSRU | WHEELCHAIR | ACTION 3G | INVACARE | PLANNED PREVENTATIVE (REGULAR SERVICING) | 2 | 2-Good | 2023
OXFT1722 | ABINGDON COMMUNITY HOSPITAL | OSRU | WHEELCHAIR | ACTION 3G | INVACARE | PLANNED PREVENTATIVE (REGULAR SERVICING) | 2 | 2-Good | 2023
OXFT1630 | CHIPPING NORTON COMMUNITY HOSPITAL | OUTPATIENTS DEPT | WHEELCHAIR | 338-S | DAYS MEDICAL | PLANNED PREVENTATIVE (REGULAR SERVICING) | 3 | 2-Good
OXFT1109 | FULBROOK CENTRE | CITY COMMUNITY HOSPITAL | WHEELCHAIR | 338-S | DAYS MEDICAL | PLANNED PREVENTATIVE (REGULAR SERVICING) | 2 | 2-Good
OXFT4645 | CHIPPING NORTON COMMUNITY HOSPITAL | OUTPATIENTS DEPT | WHEELCHAIR | 338-S | DAYS MEDICAL | PLANNED PREVENTATIVE (REGULAR SERVICING) | 1 | 2-Good
OXFT0165 | ABINGDON COMMUNITY HOSPITAL | OSRU | WHEELCHAIR | 1550171 | INVACARE | PLANNED PREVENTATIVE (REGULAR SERVICING) | 2 | 2-Good | 2023
OXFT0167 | ABINGDON COMMUNITY HOSPITAL | OSRU | WHEELCHAIR | 1550171 | INVACARE | PLANNED PREVENTATIVE (REGULAR SERVICING) | 2 | 2-Good | 2023
OXFT0172 | ABINGDON COMMUNITY HOSPITAL | OSRU | WHEELCHAIR | 1550171 | INVACARE | PLANNED PREVENTATIVE (REGULAR SERVICING) | 2 | 2-Good | 2023
OXFT1732 | BICESTER COMMUNITY HOSPITAL | BICESTER WARD | WHEELCHAIR | GZC05617X17BLK | LOMAX | PLANNED PREVENTATIVE (REGULAR SERVICING) | 3 | 2-Good
OXFT0500 | WITNEY COMMUNITY HOSPITAL | RECEPTION | WHEELCHAIR | INVACARE | INVACARE | PLANNED PREVENTATIVE (REGULAR SERVICING) | 3 | 2-Good
OXFT0010 | WITNEY COMMUNITY HOSPITAL | WENRISC WARD | WHEELCHAIR | LAWC001 | DRIVE DEVILBISS | PLANNED PREVENTATIVE (REGULAR SERVICING) | 3 | 2-Good
OXFT1218 | ABINGDON COMMUNITY HOSPITAL | OSRU | WHEELCHAIR | BEN NG | INVACARE | PLANNED PREVENTATIVE (REGULAR SERVICING) | 1 | 2-Good | 2024
OXFT1086 | WITNEY COMMUNITY HOSPITAL | LINFOOT WARD | WHEELCHAIR | REA AZALEA TRANSIT | INVACARE | PLANNED PREVENTATIVE (REGULAR SERVICING) | 2 | 2-Good | 2023
OXFT4544 | RAGLAN HOUSE | PODIATRY | WHEELCHAIR | VA166BLACK | AIDAPT | PLANNED PREVENTATIVE (REGULAR SERVICING) | 2 | 2-Good
OHFT41384 | WANTAGE COMMUNITY HOSPITAL | OUTPATIENTS DEPT | WHEELCHAIR | UNI 8 | LOMAX | PLANNED PREVENTATIVE (REGULAR SERVICING) | 7 | 4-Poor | 2018
OHFWC0048 | WALLINGFORD COMMUNITY HOSPITAL | ST LEONARDS WARD | WHEELCHAIR | UNI 8 | LOMAX | PLANNED PREVENTATIVE (REGULAR SERVICING) | 7 | 4-Poor | 2018
OHFT41793 | ABINGDON COMMUNITY HOSPITAL | ABBEY WARD | WHEELCHAIR | UNI 8 | LOMAX | PLANNED PREVENTATIVE (REGULAR SERVICING) | 8 | 4-Poor | 2017
OHFT41794 | ABINGDON COMMUNITY HOSPITAL | ABBEY WARD | WHEELCHAIR | UNI 8 | LOMAX | PLANNED PREVENTATIVE (REGULAR SERVICING) | 11 | 4-Poor | 2014
OHFT40651 | ABINGDON COMMUNITY HOSPITAL | OUTPATIENTS DEPT | WHEELCHAIR | UNI 8 | LOMAX | PLANNED PREVENTATIVE (REGULAR SERVICING) | 11 | 4-Poor | 2014
OHFWC0003 | ABINGDON COMMUNITY HOSPITAL | ABBEY WARD | WHEELCHAIR | UNI 8 | LOMAX | PLANNED PREVENTATIVE (REGULAR SERVICING) | 3 | 3-Average
OXFT0080 | DIDCOT COMMUNITY HOSPITAL | DENTAL CLINIC | WHEELCHAIR | U9H1717BLK12SPF | SUNRISE MEDICAL | PLANNED PREVENTATIVE (REGULAR SERVICING) | 2 | 2-Good | 2021
OXFT1108 | FULBROOK CENTRE | CITY COMMUNITY HOSPITAL | WHEELCHAIR | U9H1717BLK12SPF | SUNRISE MEDICAL | PLANNED PREVENTATIVE (REGULAR SERVICING) | 8 | 4-Poor | 2017
OXFT4506 | ABINGDON COMMUNITY HOSPITAL | PODIATRY | WHEELCHAIR | U9H1717BLK12SPF | SUNRISE MEDICAL | PLANNED PREVENTATIVE (REGULAR SERVICING) | 4 | 2-Good | 2021
OXFT0100 | WARNEFORD HOSPITAL | HIGHFIELD UNIT | WHEELCHAIR | DAYS WHIRL | PERFORMANCE HEALTHCARE | PLANNED PREVENTATIVE (REGULAR SERVICING) | 1 | 2-Good
OXFT1697 | ABINGDON COMMUNITY HOSPITAL | ABBEY WARD | WHEELCHAIR | UNI 8 | LOMAX | PLANNED PREVENTATIVE (REGULAR SERVICING) | 11 | 4-Poor | 2014
OHFWC0087 | ABINGDON COMMUNITY HOSPITAL | ABBEY WARD | WHEELCHAIR | UNI 8 | LOMAX | PLANNED PREVENTATIVE (REGULAR SERVICING) | 3 | 3-Average
OXFT4545 | RAGLAN HOUSE | PODIATRY | WHEELCHAIR | U9H1717BLK12SPF | SUNRISE MEDICAL | PLANNED PREVENTATIVE (REGULAR SERVICING) | 2 | 2-Good
OXFT4598 | FULBROOK CENTRE | CITY COMMUNITY HOSPITAL | WHEELCHAIR | U9H1717BLK12SPF | SUNRISE MEDICAL | PLANNED PREVENTATIVE (REGULAR SERVICING) | 1 | 2-Good
OXFT4623 | WINDRUSH HEALTH CENTRE | PODIATRY | WHEELCHAIR | U9H1717BLK12SPF | SUNRISE MEDICAL | PLANNED PREVENTATIVE (REGULAR SERVICING) | 1 | 2-Good
OXFT4653 | MURRAY HOUSE | ADMINISTRATION | WHEELCHAIR | U9H1717BLK12SPF | SUNRISE MEDICAL | PLANNED PREVENTATIVE (REGULAR SERVICING) | 1 | 2-Good
OXFT0059 | BICESTER HEALTH CENTRE | DENTAL CLINIC | WHEELCHAIR | U9H1717BLK12SPF | SUNRISE MEDICAL | PLANNED PREVENTATIVE (REGULAR SERVICING) | 2 | 2-Good | 2021
OXFT1033 | MURRAY HOUSE | ADMINISTRATION | WHEELCHAIR | U9H1717BLK12SPF | SUNRISE MEDICAL | PLANNED PREVENTATIVE (REGULAR SERVICING) | 2 | 2-Good | 2021
OXFT1122 | FULBROOK CENTRE | CHERWELL WARD | WHEELCHAIR | U9H1H7BLK12SPF | SUNRISE MEDICAL | PLANNED PREVENTATIVE (REGULAR SERVICING) | 4 | 2-Good | 2021
OXFT1123 | FULBROOK CENTRE | CHERWELL WARD | WHEELCHAIR | U9H1H7BLK12SPF | SUNRISE MEDICAL | PLANNED PREVENTATIVE (REGULAR SERVICING) | 4 | 2-Good | 2021
OXFT1124 | FULBROOK CENTRE | CHERWELL WARD | WHEELCHAIR | U9H1H7BLK12SPF | SUNRISE MEDICAL | PLANNED PREVENTATIVE (REGULAR SERVICING) | 4 | 2-Good | 2021
OXFT1249 | WANTAGE COMMUNITY HOSPITAL | PODIATRY | WHEELCHAIR | U9H1H7BLK12SPF | SUNRISE MEDICAL | PLANNED PREVENTATIVE (REGULAR SERVICING) | 4 | 2-Good | 2021
OXFT1250 | WANTAGE COMMUNITY HOSPITAL | PODIATRY | WHEELCHAIR | U9H1H7BLK12SPF | SUNRISE MEDICAL | PLANNED PREVENTATIVE (REGULAR SERVICING) | 4 | 2-Good | 2021
OXFT0494 | WITNEY COMMUNITY HOSPITAL | WENRISC WARD | WHEELCHAIR | BEN9LJ+15X16 BLACK | INVACARE | PLANNED PREVENTATIVE (REGULAR SERVICING) | 3 | 2-Good
OXFT1696 | ABINGDON COMMUNITY HOSPITAL | ABBEY WARD | WHEELCHAIR | UNI 9 | LOMAX | PLANNED PREVENTATIVE (REGULAR SERVICING) | 7 | 4-Poor | 2018
OHFT41800 | ABINGDON COMMUNITY HOSPITAL | ABBEY WARD | WHEELCHAIR | UNI 9 | LOMAX | PLANNED PREVENTATIVE (REGULAR SERVICING) | 10 | 4-Poor | 2015
OXFT1731 | BICESTER COMMUNITY HOSPITAL | BICESTER WARD | WHEELCHAIR | UNI 9 | LOMAX | PLANNED PREVENTATIVE (REGULAR SERVICING) | 9 | 4-Poor | 2016
OHFWC0049 | WALLINGFORD COMMUNITY HOSPITAL | ST LEONARDS WARD | WHEELCHAIR | UNI 9 | LOMAX | PLANNED PREVENTATIVE (REGULAR SERVICING) | 8 | 4-Poor | 2017
OXFT1728 | BICESTER COMMUNITY HOSPITAL | BICESTER WARD | WHEELCHAIR | U9H1H7BLK12SPF | SUNRISE MEDICAL | PLANNED PREVENTATIVE (REGULAR SERVICING) | 8 | 4-Poor | 2017
OXFT1729 | BICESTER COMMUNITY HOSPITAL | BICESTER WARD | WHEELCHAIR | U9H1H7BLK12SPF | SUNRISE MEDICAL | PLANNED PREVENTATIVE (REGULAR SERVICING) | 4 | 2-Good | 2021
OXFT1662 | WALLINGFORD COMMUNITY HOSPITAL | ST LEONARDS WARD | WHEELCHAIR | LOMAX U9H1817BLK125PF | SUNRISE MEDICAL | PLANNED PREVENTATIVE (REGULAR SERVICING) | 8 | 4-Poor | 2017
OXFT4528 | EAST OXFORD HEALTH CENTRE | DENTAL CLINIC | WHEELCHAIR | LOMAX U9H1817BLK125PF | SUNRISE MEDICAL | PLANNED PREVENTATIVE (REGULAR SERVICING) | 3 | 4-Poor | 2018
OXFT4832 | FULBROOK CENTRE | PODIATRY | WHEELCHAIR | LOMAX U9H1817BLK125PF | SUNRISE MEDICAL | PLANNED PREVENTATIVE (REGULAR SERVICING) | 1 | 2-Good
OXFT4850 | WALLINGFORD COMMUNITY HOSPITAL | ST LEONARDS WARD | WHEELCHAIR | LOMAX U9H1817BLK125PF | SUNRISE MEDICAL | Fully Comprehensive includes any repair costs | 1 | 2-Good
OXFT4849 | WALLINGFORD COMMUNITY HOSPITAL | PODIATRY | WHEELCHAIR | LOMAX U9H1817BLK125PF | SUNRISE MEDICAL | Fully Comprehensive includes any repair costs | 1 | 2-Good
OXFT1105 | FULBROOK CENTRE | SANDFORD WARD | WHEELCHAIR | NSV RANGER 9TRL | REPLOY HEALTHCARE | PLANNED PREVENTATIVE (REGULAR SERVICING) | 2 | 2-Good
OXFT1104 | FULBROOK CENTRE | SANDFORD WARD | WHEELCHAIR | UNI 9 | SUNRISE MEDICAL | PLANNED PREVENTATIVE (REGULAR SERVICING) | 4 | 2-Good | 2021
OXFT2062 | DIDCOT COMMUNITY HOSPITAL | DIDCOT WARD | WHEELCHAIR | LOMAX U9H1817BLK125PF | SUNRISE MEDICAL | PLANNED PREVENTATIVE (REGULAR SERVICING) | 3 | 3-Average
OXFT1658 | WALLINGFORD COMMUNITY HOSPITAL | ST LEONARDS WARD | WHEELCHAIR | LOMAX U9H1817BLK125PF | SUNRISE MEDICAL | PLANNED PREVENTATIVE (REGULAR SERVICING) | 4 | 4-Poor | 2018
OXFT1659 | WALLINGFORD COMMUNITY HOSPITAL | ST LEONARDS WARD | WHEELCHAIR | LOMAX U9H1817BLK125PF | SUNRISE MEDICAL | PLANNED PREVENTATIVE (REGULAR SERVICING) | 4 | 2-Good | 2021
OXFT1660 | WALLINGFORD COMMUNITY HOSPITAL | ST LEONARDS WARD | WHEELCHAIR | LOMAX U9H1817BLK125PF | SUNRISE MEDICAL | PLANNED PREVENTATIVE (REGULAR SERVICING) | 4 | 2-Good | 2021
OXFT1661 | WALLINGFORD COMMUNITY HOSPITAL | ST LEONARDS WARD | WHEELCHAIR | LOMAX U9H1817BLK125PF | SUNRISE MEDICAL | PLANNED PREVENTATIVE (REGULAR SERVICING) | 4 | 2-Good | 2021
OXFT4654 | MURRAY HOUSE | ADMINISTRATION | WHEELCHAIR | UNI 9 | SUNRISE MEDICAL | PLANNED PREVENTATIVE (REGULAR SERVICING) | 1 | 2-Good
OXFT0015 | WITNEY COMMUNITY HOSPITAL | LINFOOT WARD | WHEELCHAIR | UNI 9 | SUNRISE MEDICAL | PLANNED PREVENTATIVE (REGULAR SERVICING) | 4 | 2-Good | 2021
OXFT0014 | WITNEY COMMUNITY HOSPITAL | LINFOOT WARD | WHEELCHAIR | UNI 9 | SUNRISE MEDICAL | PLANNED PREVENTATIVE (REGULAR SERVICING) | 4 | 2-Good | 2021
OXFT0013 | WITNEY COMMUNITY HOSPITAL | LINFOOT WARD | WHEELCHAIR | UNI 9 | SUNRISE MEDICAL | PLANNED PREVENTATIVE (REGULAR SERVICING) | 4 | 2-Good | 2021
OXFT0012 | WITNEY COMMUNITY HOSPITAL | LINFOOT WARD | WHEELCHAIR | UNI 9 | SUNRISE MEDICAL | PLANNED PREVENTATIVE (REGULAR SERVICING) | 4 | 2-Good | 2021
OXFT1019 | WITNEY COMMUNITY HOSPITAL | WENRISC WARD | WHEELCHAIR | UNI 9 | SUNRISE MEDICAL | PLANNED PREVENTATIVE (REGULAR SERVICING) | 4 | 2-Good | 2021
OXFT4514 | ABINGDON COMMUNITY HOSPITAL | OUTPATIENTS DEPT | WHEELCHAIR | U8H1917BLK22SMF | SUNRISE MEDICAL | PLANNED PREVENTATIVE (REGULAR SERVICING) | 3 | 3-Average | 2019
OXFT1703 | DIDCOT COMMUNITY HOSPITAL | DIDCOT WARD | WHEELCHAIR | DRIVE | SENTRA | PLANNED PREVENTATIVE (REGULAR SERVICING) | 3 | 2-Good
OXFT0452 | WITNEY COMMUNITY HOSPITAL | WENRISC WARD | WHEELCHAIR | UNI 9 | SUNRISE MEDICAL | PLANNED PREVENTATIVE (REGULAR SERVICING) | 9 | 4-Poor | 2016
OXFT0002 | WITNEY COMMUNITY HOSPITAL | RECEPTION | WHEELCHAIR | UNI 9 | SUNRISE MEDICAL | PLANNED PREVENTATIVE (REGULAR SERVICING) | 9 | 4-Poor | 2016
OXFT0488 | WITNEY COMMUNITY HOSPITAL | LINFOOT WARD | WHEELCHAIR | UNI 9 | SUNRISE MEDICAL | PLANNED PREVENTATIVE (REGULAR SERVICING) | 7 | 4-Poor | 2018
OXFT1107 | FULBROOK CENTRE | SANDFORD WARD | WHEELCHAIR | UNI 9 | SUNRISE MEDICAL | PLANNED PREVENTATIVE (REGULAR SERVICING) | 11 | 4-Poor | 2014
OXFT1024 | WITNEY COMMUNITY HOSPITAL | LINFOOT WARD | WHEELCHAIR | CA2000 | TAFTMED | PLANNED PREVENTATIVE (REGULAR SERVICING) | 3 | 2-Good
OXFT1025 | WITNEY COMMUNITY HOSPITAL | LINFOOT WARD | WHEELCHAIR | CA2000 | TAFTMED | PLANNED PREVENTATIVE (REGULAR SERVICING) | 3 | 2-Good
OXFT1026 | WITNEY COMMUNITY HOSPITAL | LINFOOT WARD - ROOM 10 | WHEELCHAIR | CA2000 | TAFTMED | PLANNED PREVENTATIVE (REGULAR SERVICING) | 3 | 2-Good
OXFT1695 | ABINGDON COMMUNITY HOSPITAL | ABBEY WARD | WHEELCHAIR | CA2000 | TAFTMED | PLANNED PREVENTATIVE (REGULAR SERVICING) | 3 | 2-Good
OXFT2059 | DIDCOT COMMUNITY HOSPITAL | DIDCOT WARD | WHEELCHAIR | HDM STD | SUNRISE MEDICAL | PLANNED PREVENTATIVE (REGULAR SERVICING) | 4 | 2-Good | 2021
OXFT0003 | WITNEY COMMUNITY HOSPITAL | EMU | WHEELCHAIR | HDM STD | SUNRISE MEDICAL | PLANNED PREVENTATIVE (REGULAR SERVICING) | 3 | 2-Good
OXFT1111 | FULBROOK CENTRE | CITY COMMUNITY HOSPITAL | WHEELCHAIR | U8H1717BLK22SMF | SUNRISE MEDICAL | PLANNED PREVENTATIVE (REGULAR SERVICING) | 8 | 4-Poor | 2017
OXFT1112 | FULBROOK CENTRE | CITY COMMUNITY HOSPITAL | WHEELCHAIR | U8H1717BLK22SMF | SUNRISE MEDICAL | PLANNED PREVENTATIVE (REGULAR SERVICING) | 3 | 3-Average | 2019
OXFT1192 | WARNEFORD HOSPITAL | ECT | WHEELCHAIR | U8H1717BLK22SMF | SUNRISE MEDICAL | PLANNED PREVENTATIVE (REGULAR SERVICING) | 4 | 2-Good | 2021
OXFT1227 | WALLINGFORD COMMUNITY HOSPITAL | ST LEONARDS WARD | WHEELCHAIR | U8H1717BLK22SMF | SUNRISE MEDICAL | PLANNED PREVENTATIVE (REGULAR SERVICING) | 4 | 2-Good | 2021
OXFT1022 | WITNEY COMMUNITY HOSPITAL | LINFOOT WARD | WHEELCHAIR | CA2000 | TAFTMED | PLANNED PREVENTATIVE (REGULAR SERVICING) | 3 | 2-Good
OXFT1023 | WITNEY COMMUNITY HOSPITAL | LINFOOT WARD | WHEELCHAIR | CA2000 | TAFTMED | PLANNED PREVENTATIVE (REGULAR SERVICING) | 3 | 2-Good
OXFT1718 | ABINGDON COMMUNITY HOSPITAL | OSRU | WHEELCHAIR | REA AZALEA ASSIST TR | INVACARE | PLANNED PREVENTATIVE (REGULAR SERVICING) | 2 | 2-Good | 2023
OXFT1226 | WALLINGFORD COMMUNITY HOSPITAL | ST LEONARDS WARD | WHEELCHAIR | REA AZALEA ASSIST TR | INVACARE | PLANNED PREVENTATIVE (REGULAR SERVICING) | 1 | 2-Good | 2024
OXFT3752 | DIDCOT COMMUNITY HOSPITAL | DIDCOT WARD | WHEELCHAIR | REA AZALEA ASSIST TR | INVACARE | PLANNED PREVENTATIVE (REGULAR SERVICING) | 1 | 2-Good | 2024
OXFT0367 | ABINGDON COMMUNITY HOSPITAL | MINOR INJURIES UNIT | WHEELCHAIR | U8H1717BLK22SMF | SUNRISE MEDICAL | PLANNED PREVENTATIVE (REGULAR SERVICING) | 2 | 2-Good | 2021
OXFT0365 | ABINGDON COMMUNITY HOSPITAL | MINOR INJURIES UNIT | WHEELCHAIR | U8H1717BLK22SMF | SUNRISE MEDICAL | PLANNED PREVENTATIVE (REGULAR SERVICING) | 2 | 2-Good | 2021
OXFT1106 | FULBROOK CENTRE | SANDFORD WARD | WHEELCHAIR | U8H1717BLK22SMF | SUNRISE MEDICAL | PLANNED PREVENTATIVE (REGULAR SERVICING) | 8 | 4-Poor | 2017
OXFT2054 | DIDCOT COMMUNITY HOSPITAL | DIDCOT WARD | WHEELCHAIR | DUO HEAVY DUTY | INVACARE | PLANNED PREVENTATIVE (REGULAR SERVICING) | 3 | 3-Average
OXFT0169 | ABINGDON COMMUNITY HOSPITAL | OSRU | WHEELCHAIR | 1550170 | INVACARE | PLANNED PREVENTATIVE (REGULAR SERVICING) | 2 | 2-Good | 2023
OXFT2060 | DIDCOT COMMUNITY HOSPITAL | DIDCOT WARD | WHEELCHAIR | DUO 17X17 | INVACARE | PLANNED PREVENTATIVE (REGULAR SERVICING) | 3 | 3-Average
OXFT1241 | WALLINGFORD COMMUNITY HOSPITAL | ST LEONARDS WARD | WHEELCHAIR | WHEELCHAIR | BRISTOL MAID | PLANNED PREVENTATIVE (REGULAR SERVICING) | 2 | 2-Good
OXFT1715 | ABINGDON COMMUNITY HOSPITAL | OSRU | WHEELCHAIR | REA AZALEA ASSIST TR | INVACARE | PLANNED PREVENTATIVE (REGULAR SERVICING) | 2 | 2-Good | 2023
OXFT1717 | ABINGDON COMMUNITY HOSPITAL | OSRU | WHEELCHAIR | REA AZALEA ASSIST TR | INVACARE | PLANNED PREVENTATIVE (REGULAR SERVICING) | 2 | 2-Good | 2023
OXFT0495 | WITNEY COMMUNITY HOSPITAL | WENRISC WARD | WHEELCHAIR | UNI 8 | SUNRISE MEDICAL | PLANNED PREVENTATIVE (REGULAR SERVICING) | 4 | 2-Good | 2021
OXFT0499 | WITNEY COMMUNITY HOSPITAL | WENRISC WARD | WHEELCHAIR | UNI 8 | SUNRISE MEDICAL | PLANNED PREVENTATIVE (REGULAR SERVICING) | 4 | 2-Good | 2021
OXFT1689 | ABINGDON COMMUNITY HOSPITAL | ABBEY WARD | WHEELCHAIR | UNI 8 | SUNRISE MEDICAL | PLANNED PREVENTATIVE (REGULAR SERVICING) | 8 | 4-Poor | 2017
OXFT1690 | ABINGDON COMMUNITY HOSPITAL | ABBEY WARD | WHEELCHAIR | UNI 8 | SUNRISE MEDICAL | PLANNED PREVENTATIVE (REGULAR SERVICING) | 4 | 2-Good | 2021
OXFT1691 | ABINGDON COMMUNITY HOSPITAL | ABBEY WARD | WHEELCHAIR | UNI 8 | SUNRISE MEDICAL | PLANNED PREVENTATIVE (REGULAR SERVICING) | 4 | 2-Good | 2021
OXFT1433 | EAST OXFORD HEALTH CENTRE | DENTAL CLINIC | WHEELCHAIR | U9H1817BLK12SPF | SUNRISE MEDICAL | PLANNED PREVENTATIVE (REGULAR SERVICING) | 4 | 4-Poor | 2018
OXFT1704 | DIDCOT COMMUNITY HOSPITAL | DIDCOT WARD | WHEELCHAIR | UNI 8 | SUNRISE MEDICAL | PLANNED PREVENTATIVE (REGULAR SERVICING) | 4 | 2-Good | 2021
OXFT1707 | DIDCOT COMMUNITY HOSPITAL | DIDCOT WARD | WHEELCHAIR | UNI 8 | SUNRISE MEDICAL | PLANNED PREVENTATIVE (REGULAR SERVICING) | 4 | 2-Good | 2021
OXFT1708 | DIDCOT COMMUNITY HOSPITAL | DIDCOT WARD | WHEELCHAIR | UNI 8 | SUNRISE MEDICAL | PLANNED PREVENTATIVE (REGULAR SERVICING) | 4 | 2-Good | 2021
OXFT1710 | DIDCOT COMMUNITY HOSPITAL | DIDCOT WARD | WHEELCHAIR | UNI 8 | SUNRISE MEDICAL | PLANNED PREVENTATIVE (REGULAR SERVICING) | 8 | 4-Poor | 2017
OXFT1698 | ABINGDON COMMUNITY HOSPITAL | ABBEY WARD | WHEELCHAIR | UNI 8 | SUNRISE MEDICAL | PLANNED PREVENTATIVE (REGULAR SERVICING) | 3 | 2-Good
OXFT0493 | WITNEY COMMUNITY HOSPITAL | LINFOOT WARD | WHEELCHAIR | UNI 8 | SUNRISE MEDICAL | PLANNED PREVENTATIVE (REGULAR SERVICING) | 4 | 2-Good | 2021
OXFT1635 | THE LEYS HEALTH CENTRE | DISTRICT NURSES | SPHYGMOMANOMETER | MEDISAVE | MEDISAVE | PLANNED PREVENTATIVE (REGULAR SERVICING) | 3 | 2-Good
OHFT40768 | ABINGDON COMMUNITY HOSPITAL | DISTRICT NURSES | SPHYGMOMANOMETER | SPHYGMOMANOMETER | WELCH ALLYN | PLANNED PREVENTATIVE (REGULAR SERVICING) | 3 | 3-Average
OHFT40359 | BURY KNOWLE HEALTH CENTRE | DISTRICT NURSES | SPHYGMOMANOMETER | SPHYGMOMANOMETER | WELCH ALLYN | PLANNED PREVENTATIVE (REGULAR SERVICING) | 13 | 4-Poor | 2012
OHFT40691 | WALLINGFORD COMMUNITY HOSPITAL | DISTRICT NURSES | SPHYGMOMANOMETER | SPHYGMOMANOMETER | WELCH ALLYN | PLANNED PREVENTATIVE (REGULAR SERVICING) | 3 | 3-Average
OXFT1184 | ABINGDON COMMUNITY HOSPITAL | MINOR INJURIES UNIT | SPHYGMOMANOMETER | SPHYGMOMANOMETER | WELCH ALLYN | PLANNED PREVENTATIVE (REGULAR SERVICING) | 1 | 2-Good | 2023
OHFT3115 | ABINGDON COMMUNITY HOSPITAL | DISTRICT NURSES | SPHYGMOMANOMETER | DS-5501-189 | WELCH ALLYN | PLANNED PREVENTATIVE (REGULAR SERVICING) | 11 | 4-Poor | 2014
OXFT2152 | DIDCOT COMMUNITY HOSPITAL | PODIATRY | DENTAL LIGHT | HALO | BELMONT | Fully Comprehensive includes any repair costs | 3 | 3-Average
MARS106961 | MABEL PRICHARD SCHOOL | COMMUNITY CHILDRENS NURSING TEAM | SCALE-DISPLAY | DP2400 | MARSDEN | PLANNED PREVENTATIVE (REGULAR SERVICING) | 3 | 3-Average | 2007
MARS106960 | MABEL PRICHARD SCHOOL | COMMUNITY CHILDRENS NURSING TEAM | SCALE-DISPLAY | DP2400 | MARSDEN | PLANNED PREVENTATIVE (REGULAR SERVICING) | 25 | 4-Poor | 2000
MARS106962 | MABEL PRICHARD SCHOOL | COMMUNITY CHILDRENS NURSING TEAM | SCALE-DISPLAY | DP2400 | MARSDEN | PLANNED PREVENTATIVE (REGULAR SERVICING) | 23 | 4-Poor | 2002
MARS106966 | MABEL PRICHARD SCHOOL | COMMUNITY CHILDRENS NURSING TEAM | SCALE-DISPLAY | DP2400 | MARSDEN | PLANNED PREVENTATIVE (REGULAR SERVICING) | 3 | 3-Average
MARS160430 | ABINGDON COMMUNITY HOSPITAL | SCHOOL NURSING | SCALE-DISPLAY | DP2400 | MARSDEN | PLANNED PREVENTATIVE (REGULAR SERVICING) | 4 | 2-Good | 2021
MARS117178 | NUFFIELD HEALTH CENTRE | CMHT ADULTS | SCALE-DISPLAY | DP2400 | MARSDEN | PLANNED PREVENTATIVE (REGULAR SERVICING) | 24 | 4-Poor | 2001
MARS215326 | THE ELMS CENTRE BANBURY | CMHT | SCALE-DISPLAY | DP2400 | MARSDEN | PLANNED PREVENTATIVE (REGULAR SERVICING) | 3 | 3-Average
OXFT0349 | LITTLEMORE MENTAL HEALTH CENTRE | EVENLODE WARD | SCALE-DISPLAY | DP2400 | MARSDEN | PLANNED PREVENTATIVE (REGULAR SERVICING) | 17 | 4-Poor | 2008
MARS109621 | ABINGDON COMMUNITY HOSPITAL | SCHOOL NURSING | SCALE-DISPLAY | DP2400 | MARSDEN | PLANNED PREVENTATIVE (REGULAR SERVICING) | 19 | 4-Poor | 2006
MARS109605 | ABINGDON COMMUNITY HOSPITAL | SCHOOL NURSING | SCALE-DISPLAY | DP2400 | MARSDEN | PLANNED PREVENTATIVE (REGULAR SERVICING) | 19 | 4-Poor | 2006
MARS109617 | ABINGDON COMMUNITY HOSPITAL | SCHOOL NURSING | SCALE-DISPLAY | DP2400 | MARSDEN | PLANNED PREVENTATIVE (REGULAR SERVICING) | 19 | 4-Poor | 2006
MARS109607 | EAST OXFORD HEALTH CENTRE | SCHOOL NURSING | SCALE-DISPLAY | DP2400 | MARSDEN | PLANNED PREVENTATIVE (REGULAR SERVICING) | 19 | 4-Poor | 2006
MARS215320 | THE ELMS CENTRE BANBURY | CMHT | SCALE-DISPLAY | DP2400 | MARSDEN | PLANNED PREVENTATIVE (REGULAR SERVICING) | 16 | 4-Poor | 2009
MARS123422 | NORTHWAY COMMUNITY CENTRE | HEALTH VISITORS | SCALE-DISPLAY | DP2400 | MARSDEN | PLANNED PREVENTATIVE (REGULAR SERVICING) | 15 | 4-Poor | 2010
MARS 148282 | WHITELEAF CENTRE | ADULT MENTAL HEALTH UNIT | SCALE-DISPLAY | DP2400 | MARSDEN | PLANNED PREVENTATIVE (REGULAR SERVICING) | 16 | 4-Poor | 2009
OHFT0197 | REDLANDS DAYTIME SUPPORT | LEARNING DISABILITY SERVICE | SCALE-DISPLAY | DP2400 | MARSDEN | PLANNED PREVENTATIVE (REGULAR SERVICING) | 3 | 3-Average
MARS140766 | SAFFRON HOUSE | CHILTERN WEST CMHT | SCALE-DISPLAY | DP2400 | MARSDEN | PLANNED PREVENTATIVE (REGULAR SERVICING) | 19 | 4-Poor | 2006
OHFT 42143 | WALLINGFORD COMMUNITY HOSPITAL | ADULT MENTAL HEALTH UNIT | SCALE-DISPLAY | DP2400 | MARSDEN | PLANNED PREVENTATIVE (REGULAR SERVICING) | 3 | 3-Average
MARS148257 | WARNEFORD HOSPITAL | ECT | SCALE-DISPLAY | DP2400 | MARSDEN | PLANNED PREVENTATIVE (REGULAR SERVICING) | 16 | 4-Poor | 2009
11500683 | EAST OXFORD HEALTH CENTRE | COMMUNITY NUTRITION AND DIETETICS | SCALE-HOIST | M600 | MARSDEN | PLANNED PREVENTATIVE (REGULAR SERVICING) | 14 | 4-Poor | 2011
OXFT0205 | EAST OXFORD HEALTH CENTRE | COMMUNITY NUTRITION AND DIETETICS | SCALE-HOIST | M600 | MARSDEN | PLANNED PREVENTATIVE (REGULAR SERVICING) | 1 | 2-Good | 2012
OXFT0248 | MABEL PRICHARD SCHOOL | COMMUNITY CHILDRENS NURSING TEAM | SCALE-HOIST | M600 | MARSDEN | PLANNED PREVENTATIVE (REGULAR SERVICING) | 1 | 2-Good | 2012
OXFT1687 | ABINGDON COMMUNITY HOSPITAL | ABBEY WARD | SCALE-HOIST | LIKO | LIKO | PLANNED PREVENTATIVE (REGULAR SERVICING) | 3 | 2-Good
OXFT3924 | FULBROOK CENTRE | CITY COMMUNITY HOSPITAL | SCALE-HOIST | LIKO | LIKO | PLANNED PREVENTATIVE (REGULAR SERVICING) | 0 | 1-Excellent
7ET038254 | EAST OXFORD HEALTH CENTRE | COMMUNITY NUTRITION AND DIETETICS | SCALE-HOIST | MPHW200 | MARSDEN | PLANNED PREVENTATIVE (REGULAR SERVICING) | 4 | 2-Good | 2007
OHFT40835 | EAST OXFORD HEALTH CENTRE | DENTAL CLINIC | HYFRECATOR | HYFRECATOR 2000 | CONMED | PLANNED PREVENTATIVE (REGULAR SERVICING) | 3 | 3-Average
300722175094 | WALLINGFORD COMMUNITY HOSPITAL | ST LEONARDS WARD | SLING-UNIVERSAL | 272 | ARJO HUNTLEIGH | PLANNED PREVENTATIVE (REGULAR SERVICING) | 3 | 2-Good
300422274065 | WALLINGFORD COMMUNITY HOSPITAL | ST LEONARDS WARD | SLING-UNIVERSAL | 190 | ARJO HUNTLEIGH | PLANNED PREVENTATIVE (REGULAR SERVICING) | 3 | 2-Good
300422275068 | WALLINGFORD COMMUNITY HOSPITAL | ST LEONARDS WARD | SLING-UNIVERSAL | 190 | ARJO HUNTLEIGH | PLANNED PREVENTATIVE (REGULAR SERVICING) | 3 | 2-Good
KKX58210S | WALLINGFORD COMMUNITY HOSPITAL | ST LEONARDS WARD | SLING-UNIVERSAL | 190 | ARJO HUNTLEIGH | PLANNED PREVENTATIVE (REGULAR SERVICING) | 3 | 2-Good
D602295 | WHITELEAF CENTRE | AMBER WARD | SLING-UNIVERSAL | 200 | LIKO | PLANNED PREVENTATIVE (REGULAR SERVICING) | 4 | 2-Good
OHFT3559 | WARNEFORD HOSPITAL | ECT | STIMULATOR-MUSCLE | MICROSTIM DB | VIAMED | PLANNED PREVENTATIVE (REGULAR SERVICING) | 3 | 3-Average
OHFT2927 | WHITELEAF CENTRE | ECT | STIMULATOR-MUSCLE | MICROSTIM DB | VIAMED | PLANNED PREVENTATIVE (REGULAR SERVICING) | 3 | 3-Average
OHFT1890 | WITNEY COMMUNITY HOSPITAL | LINFOOT WARD | STIMULATOR-MUSCLE | N601 | EVERYWAY MEDICAL | PLANNED PREVENTATIVE (REGULAR SERVICING) | 2 | 2-Good
MEDACO7537 | UNIPART HOUSE | LEARNING & DEVELOPMENT | HOIST | GOLVO 7007ES | LIKO | Fully Comprehensive includes any repair costs | 3 | 3-Average
MEDACO20200 | ABINGDON COMMUNITY HOSPITAL | OSRU | HOIST | VIKING XL | LIKO | Fully Comprehensive includes any repair costs | 3 | 4-Poor
9601484 | WITNEY COMMUNITY HOSPITAL | LINFOOT WARD | HOIST | VIKING XL | LIKO | Fully Comprehensive includes any repair costs | 3 | 3-Average
9601669 | FULBROOK CENTRE | CHERWELL WARD | HOIST | VIKING XL | LIKO | Fully Comprehensive includes any repair costs | 4 | 2-Good
P0392199 | WHITELEAF CENTRE | SAPPHIRE WARD | HOIST | MINSTREL | ARJO HUNTLEIGH | Fully Comprehensive includes any repair costs | 3 | 2-Good
286322 | EAST OXFORD HEALTH CENTRE | DENTAL CLINIC | HOIST | 242S | LIKO | Fully Comprehensive includes any repair costs | 4 | 2-Good
9501284 | ABINGDON COMMUNITY HOSPITAL | OSRU | HOIST | VIKING L | LIKO | Fully Comprehensive includes any repair costs | 4 | 2-Good
9501830 | FULBROOK CENTRE | CITY COMMUNITY HOSPITAL | HOIST | VIKING L | LIKO | Fully Comprehensive includes any repair costs | 1 | 2-Good
9501831 | FULBROOK CENTRE | CITY COMMUNITY HOSPITAL | HOIST | VIKING L | LIKO | Fully Comprehensive includes any repair costs | 1 | 2-Good
OXFT0048 | WHITELEAF CENTRE | RUBY WARD | HOIST | CARRY 185 CLASSIC | SLK | Fully Comprehensive includes any repair costs | 1 | 2-Good
9501282 | WITNEY COMMUNITY HOSPITAL | WENRISC WARD | HOIST | VIKING | LIKO | Fully Comprehensive includes any repair costs | 3 | 3-Average
OXFT2136 | BICESTER COMMUNITY HOSPITAL | BICESTER WARD | HOIST | VIKING | LIKO | Fully Comprehensive includes any repair costs | 3 | 2-Good
OXFT2137 | BICESTER COMMUNITY HOSPITAL | BICESTER WARD | HOIST | VIKING | LIKO | Fully Comprehensive includes any repair costs | 3 | 2-Good
OHFT20195 | ABINGDON COMMUNITY HOSPITAL | OSRU | HOIST | VIKING L | LIKO | Fully Comprehensive includes any repair costs | 3 | 3-Average
9501281 | ABINGDON COMMUNITY HOSPITAL | ABBEY WARD | HOIST | VIKING L | LIKO | Fully Comprehensive includes any repair costs | 4 | 2-Good
9501283 | ABINGDON COMMUNITY HOSPITAL | ABBEY WARD | HOIST | VIKING L | LIKO | Fully Comprehensive includes any repair costs | 4 | 2-Good
MEDACO7528 | FULBROOK CENTRE | CITY COMMUNITY HOSPITAL | HOIST | TEMPO | ARJO HUNTLEIGH | Fully Comprehensive includes any repair costs | 3 | 3-Average
OXFT2125 | ABINGDON COMMUNITY HOSPITAL | OSRU | HOIST | GOLVO 9000 | HILLROM | Fully Comprehensive includes any repair costs | 3 | 4-Poor
OXFT2139 | ABINGDON COMMUNITY HOSPITAL | OSRU | HOIST | GOLVO 9000 | HILLROM | Fully Comprehensive includes any repair costs | 3 | 3-Average
OXFT3783 | BICESTER COMMUNITY HOSPITAL | BICESTER WARD | HOIST | CALYPSO | ARJO HUNTLEIGH | Fully Comprehensive includes any repair costs | 3 | 3-Average
5724085 | FULBROOK CENTRE | SANDFORD WARD | HOIST | GOLVO 9000 | LIKO | Fully Comprehensive includes any repair costs | 3 | 2-Good
MEDACO7206 | ABINGDON COMMUNITY HOSPITAL | EMU | HOIST | MIDI 180 | OXFORD INSTRUMENTS | Fully Comprehensive includes any repair costs | 3 | 3-Average
OHFT41757 | WITNEY COMMUNITY HOSPITAL | EMU | BED-TROLLEY | 1105 PRIME SERIES | STRYKER | Fully Comprehensive includes any repair costs | 3 | 2-Good
OHFT40638 | EAST OXFORD HEALTH CENTRE | DENTAL CLINIC | BED-TROLLEY | QA3 | ANETIC AID | Fully Comprehensive includes any repair costs | 3 | 3-Average
OHFT40639 | EAST OXFORD HEALTH CENTRE | DENTAL CLINIC | BED-TROLLEY | QA3 | ANETIC AID | Fully Comprehensive includes any repair costs | 3 | 3-Average
OHFT40640 | WITNEY COMMUNITY HOSPITAL | MINOR INJURIES UNIT | BED-TROLLEY | QA3 | ANETIC AID | Fully Comprehensive includes any repair costs | 3 | 3-Average
OHFT45350 | WARNEFORD HOSPITAL | ECT | BED-TROLLEY | QA3 | ANETIC AID | Fully Comprehensive includes any repair costs | 3 | 3-Average
OHFT45352 | WARNEFORD HOSPITAL | ECT | BED-TROLLEY | QA3 | ANETIC AID | Fully Comprehensive includes any repair costs | 3 | 2-Good
OHFT41899 | WHITELEAF CENTRE | ECT | BED-TROLLEY | HYDRAULIC | ANETIC AID | Fully Comprehensive includes any repair costs | 3 | 3-Average
OXFT1046 | TOWNLANDS COMMUNITY HOSPITAL | MINOR INJURIES UNIT | BED-TROLLEY | LIFEGUARD | ARJO HUNTLEIGH | Fully Comprehensive includes any repair costs | 2 | 2-Good
OHFT40706 | ABINGDON COMMUNITY HOSPITAL | MINOR INJURIES UNIT | BED-TROLLEY | LIFEGUARD 20 | ARJO HUNTLEIGH | Fully Comprehensive includes any repair costs | 3 | 3-Average
OHFT43447 | TOWNLANDS COMMUNITY HOSPITAL | RAPID ACCESS CARE UNIT (RACU) | BED-TROLLEY | LIFEGUARD 20 | ARJO HUNTLEIGH | Fully Comprehensive includes any repair costs | 3 | 3-Average
OHFT1424 | WHITELEAF CENTRE | ECT | BED-TROLLEY | HYDRAULIC | ANETIC AID | Fully Comprehensive includes any repair costs | 3 | 3-Average
OHFT41898 | WHITELEAF CENTRE | ECT | BED-TROLLEY | HYDRAULIC | ANETIC AID | Fully Comprehensive includes any repair costs | 3 | 3-Average
OHFT3336 | WHITELEAF CENTRE | ECT | BED-TROLLEY | HYDRAULIC | ANETIC AID | Fully Comprehensive includes any repair costs | 3 | 3-Average
OHFT45349 | WARNEFORD HOSPITAL | ECT | BED-TROLLEY | QA3 | ANETIC AID | Fully Comprehensive includes any repair costs | 3 | 2-Good
OHFT3657 | WARNEFORD HOSPITAL | ECT | BED-TROLLEY | QA3 | ANETIC AID | Fully Comprehensive includes any repair costs | 3 | 3-Average
OHFT45351 | WARNEFORD HOSPITAL | ECT | BED-TROLLEY | QA3 | ANETIC AID | Fully Comprehensive includes any repair costs | 3 | 3-Average
OHFT40198 | WITNEY COMMUNITY HOSPITAL | MINOR INJURIES UNIT | BED-TROLLEY | LIFEGUARD | ARJO HUNTLEIGH | Fully Comprehensive includes any repair costs | 3 | 3-Average
OHFT40199 | WITNEY COMMUNITY HOSPITAL | MINOR INJURIES UNIT | BED-TROLLEY | LIFEGUARD | ARJO HUNTLEIGH | Fully Comprehensive includes any repair costs | 3 | 3-Average
OHFT40197 | WITNEY COMMUNITY HOSPITAL | MINOR INJURIES UNIT | BED-TROLLEY | LIFEGUARD | ARJO HUNTLEIGH | Fully Comprehensive includes any repair costs | 3 | 3-Average
OXFT0029 | ABINGDON COMMUNITY HOSPITAL | OSRU | EXERCISER-THERAPY TRAINER | THERA TRAINER | MEDICOTECH LTD | PLANNED PREVENTATIVE (REGULAR SERVICING) | 2 | 2-Good
OHFT2469 | ABINGDON COMMUNITY HOSPITAL | EMU | VITAL SIGNS MONITOR | DASH 2500 | GE HEALTHCARE | PLANNED PREVENTATIVE (REGULAR SERVICING) | 9 | 4-Poor | 2016
OHFT164460 | SAVERNAKE HOSPITAL | COTSWOLD HOUSE | VITAL SIGNS MONITOR | DINAMAP CARESCAPE | GE HEALTHCARE | PLANNED PREVENTATIVE (REGULAR SERVICING) | 4 | 2-Good | 2021
OHFT164330 | WITNEY COMMUNITY HOSPITAL | MINOR INJURIES UNIT | VITAL SIGNS MONITOR | DINAMAP CARESCAPE | GE HEALTHCARE | PLANNED PREVENTATIVE (REGULAR SERVICING) | 4 | 2-Good | 2021
OHFT40781 | RAGLAN HOUSE | CAMHS | VITAL SIGNS MONITOR | 420 SERIES | WELCH ALLYN | PLANNED PREVENTATIVE (REGULAR SERVICING) | 5 | 3-Average | 2020
OHFT0876 | BICESTER COMMUNITY HOSPITAL | BICESTER WARD | VITAL SIGNS MONITOR | CARESCAPE V100 | GE HEALTHCARE | PLANNED PREVENTATIVE (REGULAR SERVICING) | 15 | 4-Poor | 2010
OHFT44772 | BICESTER HEALTH CENTRE | DENTAL CLINIC | VITAL SIGNS MONITOR | CARESCAPE V100 | GE HEALTHCARE | PLANNED PREVENTATIVE (REGULAR SERVICING) | 6 | 3-Average | 2019
OXFT4656 | WARNEFORD HOSPITAL | EARLY INTERVENTION SERVICE | VITAL SIGNS MONITOR | INTELLIVUE MX400 | PHILIPS HEALTHCARE | PLANNED PREVENTATIVE (REGULAR SERVICING) | 0 | 1-Excellent
OHFT164432 | WITNEY COMMUNITY HOSPITAL | MINOR INJURIES UNIT | VITAL SIGNS MONITOR | SURESIGN VM4 | PHILIPS HEALTHCARE | PLANNED PREVENTATIVE (REGULAR SERVICING) | 3 | 3-Average
OXFT3812 | WARNEFORD HOSPITAL | PHYSICAL HEALTH LEADS | VITAL SIGNS MONITOR | PROPAQ M | ZOLL MEDICAL | PLANNED PREVENTATIVE (REGULAR SERVICING) | 0 | 1-Excellent | 2024
OXFT3811 | WARNEFORD HOSPITAL | PHYSICAL HEALTH LEADS | VITAL SIGNS MONITOR | PROPAQ M | ZOLL MEDICAL | PLANNED PREVENTATIVE (REGULAR SERVICING) | 0 | 1-Excellent | 2024
OXFT3813 | LITTLEMORE MENTAL HEALTH CENTRE | ASHURST WARD | VITAL SIGNS MONITOR | PROTRAIT VSM | GE HEALTHCARE | PLANNED PREVENTATIVE (REGULAR SERVICING) | 0 | 1-Excellent | 2025
OXFT4813 | LITTLE MORE HOSPITAL | KESTREL WARD | VITAL SIGNS MONITOR | PROTRAIT VSM | GE HEALTHCARE | PLANNED PREVENTATIVE (REGULAR SERVICING) | 0 | 1-Excellent | 2025
OHFT1303 | WHITELEAF CENTRE | ECT | VITAL SIGNS MONITOR | B20 | GE HEALTHCARE | PLANNED PREVENTATIVE (REGULAR SERVICING) | 13 | 4-Poor | 2012
OHFT3332 | WHITELEAF CENTRE | ECT | VITAL SIGNS MONITOR | INTELLIVUE MP30 | PHILIPS HEALTHCARE | PLANNED PREVENTATIVE (REGULAR SERVICING) | 3 | 3-Average
OHFT0179 | MAPLE HOUSE | LEARNING DISABILITY SERVICE | VITAL SIGNS MONITOR | M3B | EDAN | PLANNED PREVENTATIVE (REGULAR SERVICING) | 3 | 3-Average
OXFT4635 | WITNEY COMMUNITY HOSPITAL | WENRIC HOUSE | VITAL SIGNS MONITOR | X10 | EDAN | PLANNED PREVENTATIVE (REGULAR SERVICING) | 1 | 2-Good
OXFT1739 | WARNEFORD HOSPITAL | ECT | VITAL SIGNS MONITOR | INTELLIVUE MX400 | PHILIPS HEALTHCARE | PLANNED PREVENTATIVE (REGULAR SERVICING) | 2 | 2-Good
OXFT4655 | WARNEFORD HOSPITAL | EARLY INTERVENTION SERVICE | VITAL SIGNS MONITOR | INTELLIVUE MX400 | PHILIPS HEALTHCARE | PLANNED PREVENTATIVE (REGULAR SERVICING) | 0 | 1-Excellent
OHFT46608 | WITNEY COMMUNITY HOSPITAL | LINFOOT WARD | VITAL SIGNS MONITOR | iM3 | EDAN | PLANNED PREVENTATIVE (REGULAR SERVICING) | 3 | 3-Average
OXFT1522 | TOWNLANDS COMMUNITY HOSPITAL | MINOR INJURIES UNIT | VITAL SIGNS MONITOR | iM3 | EDAN | PLANNED PREVENTATIVE (REGULAR SERVICING) | 3 | 2-Good
OXFT1523 | TOWNLANDS COMMUNITY HOSPITAL | MINOR INJURIES UNIT | VITAL SIGNS MONITOR | iM3 | EDAN | PLANNED PREVENTATIVE (REGULAR SERVICING) | 3 | 2-Good
OXFT1524 | TOWNLANDS COMMUNITY HOSPITAL | MINOR INJURIES UNIT | VITAL SIGNS MONITOR | iM3 | EDAN | PLANNED PREVENTATIVE (REGULAR SERVICING) | 3 | 2-Good
OHFT2420 | ABINGDON COMMUNITY HOSPITAL | MINOR INJURIES UNIT | VITAL SIGNS MONITOR | MP5 | PHILIPS HEALTHCARE | PLANNED PREVENTATIVE (REGULAR SERVICING) | 3 | 3-Average
OHFT40493 | WHITELEAF CENTRE | ECT | VITAL SIGNS MONITOR | B20 | GE HEALTHCARE | PLANNED PREVENTATIVE (REGULAR SERVICING) | 14 | 4-Poor | 2011
OXFT1285 | ABINGDON COMMUNITY HOSPITAL | OUT OF HOURS CLINIC | VITAL SIGNS MONITOR | iM3 | EDAN | PLANNED PREVENTATIVE (REGULAR SERVICING) | 3 | 2-Good
OXFT0555 | WHITELEAF CENTRE | OPAL WARD | VITAL SIGNS MONITOR | iM3 | EDAN | PLANNED PREVENTATIVE (REGULAR SERVICING) | 3 | 3-Average
OHFT6073 | WALLINGFORD COMMUNITY HOSPITAL | ST LEONARDS WARD | VITAL SIGNS MONITOR | iM3 | EDAN | PLANNED PREVENTATIVE (REGULAR SERVICING) | 3 | 2-Good
OXFT0550 | WITNEY COMMUNITY HOSPITAL | OUTPATIENTS DEPT | VITAL SIGNS MONITOR | iM3 | EDAN | PLANNED PREVENTATIVE (REGULAR SERVICING) | 3 | 2-Good | 2022
OHFT46098 | FULBROOK CENTRE | CITY COMMUNITY HOSPITAL | VITAL SIGNS MONITOR | iM3 | EDAN | PLANNED PREVENTATIVE (REGULAR SERVICING) | 4 | 2-Good | 2021
OHFT46607 | WITNEY COMMUNITY HOSPITAL | LINFOOT WARD | VITAL SIGNS MONITOR | iM3 | EDAN | PLANNED PREVENTATIVE (REGULAR SERVICING) | 4 | 2-Good | 2021
OXFT0588 | THE FIENNES CENTRE | OUT OF HOURS CLINIC | VITAL SIGNS MONITOR | iM3 | EDAN | PLANNED PREVENTATIVE (REGULAR SERVICING) | 3 | 2-Good | 2022
OXFT0590 | THE FIENNES CENTRE | OUT OF HOURS CLINIC | VITAL SIGNS MONITOR | iM3 | EDAN | PLANNED PREVENTATIVE (REGULAR SERVICING) | 3 | 2-Good | 2022
OXFT0592 | THE FIENNES CENTRE | OUT OF HOURS CLINIC | VITAL SIGNS MONITOR | iM3 | EDAN | PLANNED PREVENTATIVE (REGULAR SERVICING) | 3 | 2-Good | 2022
OXFT2121 | THE FIENNES CENTRE | OUT OF HOURS CLINIC | VITAL SIGNS MONITOR | iM3 | EDAN | PLANNED PREVENTATIVE (REGULAR SERVICING) | 3 | 2-Good | 2022
OXFT1282 | BICESTER COMMUNITY HOSPITAL | OUT OF HOURS CLINIC | VITAL SIGNS MONITOR | iM3 | EDAN | PLANNED PREVENTATIVE (REGULAR SERVICING) | 3 | 2-Good
OXFT1284 | ABINGDON COMMUNITY HOSPITAL | OUT OF HOURS CLINIC | VITAL SIGNS MONITOR | iM3 | EDAN | PLANNED PREVENTATIVE (REGULAR SERVICING) | 3 | 2-Good
OHFT46758 | ABINGDON COMMUNITY HOSPITAL | MINOR INJURIES UNIT | VITAL SIGNS MONITOR | iM3 | EDAN | PLANNED PREVENTATIVE (REGULAR SERVICING) | 4 | 2-Good
OHFT46759 | ABINGDON COMMUNITY HOSPITAL | MINOR INJURIES UNIT | VITAL SIGNS MONITOR | iM3 | EDAN | PLANNED PREVENTATIVE (REGULAR SERVICING) | 4 | 2-Good
OHFT46760 | ABINGDON COMMUNITY HOSPITAL | MINOR INJURIES UNIT | VITAL SIGNS MONITOR | iM3 | EDAN | PLANNED PREVENTATIVE (REGULAR SERVICING) | 4 | 2-Good
OHFT46757 | ABINGDON COMMUNITY HOSPITAL | MINOR INJURIES UNIT | VITAL SIGNS MONITOR | iM3 | EDAN | PLANNED PREVENTATIVE (REGULAR SERVICING) | 4 | 2-Good
OXFT0551 | WITNEY COMMUNITY HOSPITAL | OUTPATIENTS DEPT | VITAL SIGNS MONITOR | iM3 | EDAN | PLANNED PREVENTATIVE (REGULAR SERVICING) | 3 | 2-Good | 2022
OXFT0552 | WITNEY COMMUNITY HOSPITAL | OUTPATIENTS DEPT | VITAL SIGNS MONITOR | iM3 | EDAN | PLANNED PREVENTATIVE (REGULAR SERVICING) | 3 | 2-Good | 2022
OHFT46801 | WITNEY COMMUNITY HOSPITAL | MINOR INJURIES UNIT | VITAL SIGNS MONITOR | iM3 | EDAN | PLANNED PREVENTATIVE (REGULAR SERVICING) | 3 | 2-Good
OHFT45298 | WHITELEAF CENTRE | RUBY WARD | VITAL SIGNS MONITOR | iM3 | EDAN | PLANNED PREVENTATIVE (REGULAR SERVICING) | 3 | 3-Average
OXFT0438 | ABINGDON COMMUNITY HOSPITAL | ABBEY WARD | VITAL SIGNS MONITOR | iM3 | EDAN | PLANNED PREVENTATIVE (REGULAR SERVICING) | 3 | 2-Good
OXFT0032 | EAST OXFORD HEALTH CENTRE | OUT OF HOURS CLINIC | VITAL SIGNS MONITOR | iM3 | EDAN | PLANNED PREVENTATIVE (REGULAR SERVICING) | 3 | 2-Good
OHFT46762 | THE FIENNES CENTRE | OUT OF HOURS CLINIC | VITAL SIGNS MONITOR | iM3 | EDAN | PLANNED PREVENTATIVE (REGULAR SERVICING) | 3 | 2-Good | 2022
OHFT46761 | ABINGDON COMMUNITY HOSPITAL | MINOR INJURIES UNIT | VITAL SIGNS MONITOR | iM3 | EDAN | PLANNED PREVENTATIVE (REGULAR SERVICING) | 4 | 2-Good
OHFT46324 | DIDCOT COMMUNITY HOSPITAL | DIDCOT WARD | VITAL SIGNS MONITOR | iM3 | EDAN | PLANNED PREVENTATIVE (REGULAR SERVICING) | 3 | 3-Average
OXFT0033 | EAST OXFORD HEALTH CENTRE | OUT OF HOURS CLINIC | VITAL SIGNS MONITOR | iM3 | EDAN | PLANNED PREVENTATIVE (REGULAR SERVICING) | 3 | 2-Good
OXFT3793 | WHITELEAF CENTRE | SAPPHIRE WARD | VITAL SIGNS MONITOR | iM3 | EDAN | PLANNED PREVENTATIVE (REGULAR SERVICING) | 0 | 1-Excellent
OXFT4650 | ABINGDON COMMUNITY HOSPITAL | MINOR INJURIES UNIT | VITAL SIGNS MONITOR | iM3 | EDAN | PLANNED PREVENTATIVE (REGULAR SERVICING) | 0 | 1-Excellent
OXFT0320 | WALLINGFORD COMMUNITY HOSPITAL | ST LEONARDS WARD | VITAL SIGNS MONITOR | iM3 | EDAN | PLANNED PREVENTATIVE (REGULAR SERVICING) | 2 | 2-Good
OXFT0330 | WALLINGFORD COMMUNITY HOSPITAL | ST LEONARDS WARD | VITAL SIGNS MONITOR | iM3 | EDAN | PLANNED PREVENTATIVE (REGULAR SERVICING) | 2 | 2-Good
OHFT47081 | TOWNLANDS COMMUNITY HOSPITAL | RAPID ACCESS CARE UNIT (RACU) | VITAL SIGNS MONITOR | EFFICIA CM100 | PHILIPS HEALTHCARE | PLANNED PREVENTATIVE (REGULAR SERVICING) | 3 | 3-Average
OHFT46312 | ABINGDON COMMUNITY HOSPITAL | OSRU | VITAL SIGNS MONITOR | iM3 | EDAN | PLANNED PREVENTATIVE (REGULAR SERVICING) | 3 | 3-Average
OHFT46313 | ABINGDON COMMUNITY HOSPITAL | OSRU | VITAL SIGNS MONITOR | iM3 | EDAN | PLANNED PREVENTATIVE (REGULAR SERVICING) | 3 | 3-Average
OHFT46071 | BICESTER COMMUNITY HOSPITAL | BICESTER WARD | VITAL SIGNS MONITOR | iM3 | EDAN | PLANNED PREVENTATIVE (REGULAR SERVICING) | 3 | 3-Average
OHFT46072 | BICESTER COMMUNITY HOSPITAL | BICESTER WARD | VITAL SIGNS MONITOR | iM3 | EDAN | PLANNED PREVENTATIVE (REGULAR SERVICING) | 3 | 3-Average
OHFT46322 | WALLINGFORD COMMUNITY HOSPITAL | ST LEONARDS WARD | VITAL SIGNS MONITOR | iM3 | EDAN | PLANNED PREVENTATIVE (REGULAR SERVICING) | 3 | 3-Average
OXFT2128 | WHITELEAF CENTRE | OPAL WARD | VITAL SIGNS MONITOR | EDAN | EDAN | PLANNED PREVENTATIVE (REGULAR SERVICING) | 3 | 2-Good | 2020
OHFT47082 | ABINGDON COMMUNITY HOSPITAL | GYM (EMU) | VITAL SIGNS MONITOR | EFFICIA CM100 | PHILIPS HEALTHCARE | PLANNED PREVENTATIVE (REGULAR SERVICING) | 3 | 3-Average
OHFT47083 | ABINGDON COMMUNITY HOSPITAL | GYM (EMU) | VITAL SIGNS MONITOR | EFFICIA CM100 | PHILIPS HEALTHCARE | PLANNED PREVENTATIVE (REGULAR SERVICING) | 3 | 3-Average
OHFT47080 | WITNEY COMMUNITY HOSPITAL | EMU | VITAL SIGNS MONITOR | EFFICIA CM100 | PHILIPS HEALTHCARE | PLANNED PREVENTATIVE (REGULAR SERVICING) | 3 | 3-Average
OHFT47079 | WITNEY COMMUNITY HOSPITAL | EMU | VITAL SIGNS MONITOR | EFFICIA CM100 | PHILIPS HEALTHCARE | PLANNED PREVENTATIVE (REGULAR SERVICING) | 3 | 3-Average
OHFT47078 | WITNEY COMMUNITY HOSPITAL | EMU | VITAL SIGNS MONITOR | EFFICIA CM100 | PHILIPS HEALTHCARE | PLANNED PREVENTATIVE (REGULAR SERVICING) | 3 | 3-Average
OHFT3270 | LITTLEMORE MENTAL HEALTH CENTRE | PHOENIX WARD | VITAL SIGNS MONITOR | PROCARE 300 | GE HEALTHCARE | PLANNED PREVENTATIVE (REGULAR SERVICING) | 19 | 4-Poor | 2006
OHFT1698 | MARLBOROUGH HOUSE-MILTON KEYNES | CHAFFRON WARD | VITAL SIGNS MONITOR | PROCARE 300 | GE HEALTHCARE | PLANNED PREVENTATIVE (REGULAR SERVICING) | 3 | 3-Average
OHFT2871 | MARLBOROUGH HOUSE-MILTON KEYNES | WATLING WARD | VITAL SIGNS MONITOR | PROCARE 300 | GE HEALTHCARE | PLANNED PREVENTATIVE (REGULAR SERVICING) | 19 | 4-Poor | 2006
OHFT45891 | LITTLEMORE MENTAL HEALTH CENTRE | KENNET WARD | VITAL SIGNS MONITOR | PROCARE 300 | GE HEALTHCARE | PLANNED PREVENTATIVE (REGULAR SERVICING) | 7 | 4-Poor | 2018
OXFT2126 | WHITELEAF CENTRE | OPAL WARD | VITAL SIGNS MONITOR | EDAN | EDAN | PLANNED PREVENTATIVE (REGULAR SERVICING) | 3 | 2-Good | 2020
OXFT2127 | WHITELEAF CENTRE | ECT | VITAL SIGNS MONITOR | EDAN | EDAN | PLANNED PREVENTATIVE (REGULAR SERVICING) | 5 | 3-Average | 2020
OHFT164076 | WARNEFORD HOSPITAL | VAUGHAN THOMAS WARD | VITAL SIGNS MONITOR | PRO 1000 | GE HEALTHCARE | PLANNED PREVENTATIVE (REGULAR SERVICING) | 4 | 2-Good | 2021
OHFT0306 | CHIPPING NORTON COMMUNITY HOSPITAL | OUTPATIENTS DEPT | VITAL SIGNS MONITOR | SPOT VITAL SIGNS | WELCH ALLYN | PLANNED PREVENTATIVE (REGULAR SERVICING) | 3 | 3-Average
OHFT3474 | LITTLEMORE MENTAL HEALTH CENTRE | KENNET WARD | VITAL SIGNS MONITOR | PROCARE 300 | GE HEALTHCARE | PLANNED PREVENTATIVE (REGULAR SERVICING) | 19 | 4-Poor | 2006
OHFT3537 | WARNEFORD HOSPITAL | COTSWOLD HOUSE | VITAL SIGNS MONITOR | PROCARE 300 | GE HEALTHCARE | PLANNED PREVENTATIVE (REGULAR SERVICING) | 19 | 4-Poor | 2006
OHFT1711 | WARNEFORD HOSPITAL | ECT | VITAL SIGNS MONITOR | PROCARE 300 | GE HEALTHCARE | PLANNED PREVENTATIVE (REGULAR SERVICING) | 19 | 4-Poor | 2006
OHFT3339 | WHITELEAF CENTRE | ECT | VITAL SIGNS MONITOR | PROCARE 300 | GE HEALTHCARE | PLANNED PREVENTATIVE (REGULAR SERVICING) | 3 | 3-Average
OXFT0427 | LITTLEMORE MENTAL HEALTH CENTRE | KESTREL WARD | VITAL SIGNS MONITOR | CARESCAPE V100 | GE HEALTHCARE | PLANNED PREVENTATIVE (REGULAR SERVICING) | 6 | 3-Average | 2019
OHFT46729 | LITTLEMORE MENTAL HEALTH CENTRE | PHOENIX WARD | VITAL SIGNS MONITOR | CARESCAPE V100 | GE HEALTHCARE | PLANNED PREVENTATIVE (REGULAR SERVICING) | 13 | 4-Poor | 2012
OHFT43241 | SAFFRON HOUSE | CHILTERN WEST CMHT | VITAL SIGNS MONITOR | CARESCAPE V100 | GE HEALTHCARE | PLANNED PREVENTATIVE (REGULAR SERVICING) | 3 | 3-Average
OHFT43387 | WHITELEAF CENTRE | AMBER WARD | VITAL SIGNS MONITOR | CARESCAPE V100 | GE HEALTHCARE | PLANNED PREVENTATIVE (REGULAR SERVICING) | 8 | 4-Poor | 2017
OXFT2251 | UNIPART HOUSE | LEARNING & DEVELOPMENT | VITAL SIGNS MONITOR | CARESCAPE V100 | GE HEALTHCARE | PLANNED PREVENTATIVE (REGULAR SERVICING) | 3 | 2-Good | 2022
OHFT164075 | WARNEFORD HOSPITAL | WINTLE WARD | VITAL SIGNS MONITOR | PRO 1000 | GE HEALTHCARE | PLANNED PREVENTATIVE (REGULAR SERVICING) | 4 | 2-Good | 2021
OHFT0837 | WITNEY COMMUNITY HOSPITAL | OUTPATIENTS DEPT | VITAL SIGNS MONITOR | CARESCAPE V100 | GE HEALTHCARE | PLANNED PREVENTATIVE (REGULAR SERVICING) | 15 | 4-Poor | 2010
OHFT43749 | TOWNLANDS COMMUNITY HOSPITAL | MINOR INJURIES UNIT | VITAL SIGNS MONITOR | CARESCAPE V100 | GE HEALTHCARE | PLANNED PREVENTATIVE (REGULAR SERVICING) | 9 | 4-Poor | 2016
OHFT43664 | WARNEFORD HOSPITAL | GREEN TREE LODGE OUTPATIENTS | VITAL SIGNS MONITOR | CARESCAPE V100 | GE HEALTHCARE | PLANNED PREVENTATIVE (REGULAR SERVICING) | 13 | 4-Poor | 2012
OXFT1283 | BICESTER COMMUNITY HOSPITAL | FIRST AID UNIT | VITAL SIGNS MONITOR | CARESCAPE V100 | GE HEALTHCARE | PLANNED PREVENTATIVE (REGULAR SERVICING) | 3 | 2-Good | 2021
OHFT0648 | EAST OXFORD HEALTH CENTRE | OUT OF HOURS CLINIC | VITAL SIGNS MONITOR | CARESCAPE V100 | GE HEALTHCARE | PLANNED PREVENTATIVE (REGULAR SERVICING) | 6 | 3-Average | 2019
OHFT43505 | FULBROOK CENTRE | CHERWELL WARD | VITAL SIGNS MONITOR | CARESCAPE V100 | GE HEALTHCARE | PLANNED PREVENTATIVE (REGULAR SERVICING) | 9 | 4-Poor | 2016
OXFT0299 | DIDCOT COMMUNITY HOSPITAL | DENTAL CLINIC | VITAL SIGNS MONITOR | CARESCAPE V100 | GE HEALTHCARE | PLANNED PREVENTATIVE (REGULAR SERVICING) | 2 | 2-Good | 2022
OXFT1452 | FULBROOK CENTRE | CITY COMMUNITY HOSPITAL | VITAL SIGNS MONITOR | CARESCAPE V100 | GE HEALTHCARE | PLANNED PREVENTATIVE (REGULAR SERVICING) | 4 | 2-Good | 2021
OXFT0355 | WARNEFORD HOSPITAL | ECT | VITAL SIGNS MONITOR | CARESCAPE V100 | GE HEALTHCARE | PLANNED PREVENTATIVE (REGULAR SERVICING) | 2 | 2-Good | 2022
OXFT0358 | WARNEFORD HOSPITAL | ECT | VITAL SIGNS MONITOR | CARESCAPE V100 | GE HEALTHCARE | PLANNED PREVENTATIVE (REGULAR SERVICING) | 2 | 2-Good | 2022
OHFT46153 | WHITELEAF CENTRE | AMBER WARD | VITAL SIGNS MONITOR | CARESCAPE V100 | GE HEALTHCARE | PLANNED PREVENTATIVE (REGULAR SERVICING) | 5 | 3-Average | 2020
OHFT44291 | SUE NICHOLLS CENTRE | CAMHS AYLESBURY | VITAL SIGNS MONITOR | CARESCAPE V100 | GE HEALTHCARE | PLANNED PREVENTATIVE (REGULAR SERVICING) | 6 | 3-Average | 2019
OHFT46852 | WARNEFORD HOSPITAL | COGNATIVE HEALTH RESEARCH FACILITY | VITAL SIGNS MONITOR | CARESCAPE V100 | GE HEALTHCARE | PLANNED PREVENTATIVE (REGULAR SERVICING) | 4 | 2-Good | 2021
OXFT0441 | WARNEFORD HOSPITAL | ALLEN WARD | VITAL SIGNS MONITOR | CARESCAPE V100 | GE HEALTHCARE | PLANNED PREVENTATIVE (REGULAR SERVICING) | 2 | 2-Good | 2023
OXFT1633 | MARLBOROUGH HOUSE-SWINDON | INPATIENT DEPARTMENT | VITAL SIGNS MONITOR | CARESCAPE V100 | GE HEALTHCARE | PLANNED PREVENTATIVE (REGULAR SERVICING) | 2 | 2-Good | 2023
OXFT1032 | MURRAY HOUSE | KIDLINGTON-DENTAL | VITAL SIGNS MONITOR | CARESCAPE V100 | GE HEALTHCARE | PLANNED PREVENTATIVE (REGULAR SERVICING) | 2 | 2-Good | 2023
OXFT0297 | ORCHARD HEALTH CENTRE | DENTAL CLINIC | VITAL SIGNS MONITOR | CARESCAPE V100 | GE HEALTHCARE | PLANNED PREVENTATIVE (REGULAR SERVICING) | 2 | 2-Good | 2022
OXFT0298 | EAST OXFORD HEALTH CENTRE | DENTAL CLINIC | VITAL SIGNS MONITOR | CARESCAPE V100 | GE HEALTHCARE | PLANNED PREVENTATIVE (REGULAR SERVICING) | 2 | 2-Good | 2022
OXFT0086 | DIDCOT COMMUNITY HOSPITAL | DENTAL CLINIC | VITAL SIGNS MONITOR | CARESCAPE V100 | GE HEALTHCARE | PLANNED PREVENTATIVE (REGULAR SERVICING) | 1 | 2-Good | 2023
OXFT0087 | EAST OXFORD HEALTH CENTRE | DENTAL CLINIC | VITAL SIGNS MONITOR | CARESCAPE V100 | GE HEALTHCARE | PLANNED PREVENTATIVE (REGULAR SERVICING) | 1 | 2-Good | 2023
OXFT0109 | WARNEFORD HOSPITAL | CLINICAL RESEARCH | VITAL SIGNS MONITOR | CARESCAPE V100 | GE HEALTHCARE | PLANNED PREVENTATIVE (REGULAR SERVICING) | 2 | 2-Good | 2023
OXFT0110 | WARNEFORD HOSPITAL | CLINICAL RESEARCH | VITAL SIGNS MONITOR | CARESCAPE V100 | GE HEALTHCARE | PLANNED PREVENTATIVE (REGULAR SERVICING) | 2 | 2-Good | 2023
OXFT1491 | LITTLEMORE MENTAL HEALTH CENTRE | LAMBOURN HOUSE | VITAL SIGNS MONITOR | CARESCAPE V100 | GE HEALTHCARE | PLANNED PREVENTATIVE (REGULAR SERVICING) | 4 | 2-Good | 2021
OXFT0422 | WHITELEAF CENTRE | ECT | VITAL SIGNS MONITOR | CARESCAPE V100 | GE HEALTHCARE | PLANNED PREVENTATIVE (REGULAR SERVICING) | 2 | 2-Good | 2023
OXFT0133 | WHITELEAF CENTRE | WOODLANDS MANOR HOUSE | VITAL SIGNS MONITOR | CARESCAPE V100 | GE HEALTHCARE | PLANNED PREVENTATIVE (REGULAR SERVICING) | 1 | 2-Good | 2023
OXFT0250 | WARNEFORD HOSPITAL | DAY HOSPITAL | VITAL SIGNS MONITOR | CARESCAPE V100 | GE HEALTHCARE | PLANNED PREVENTATIVE (REGULAR SERVICING) | 1 | 2-Good | 2023
OXFT1244 | MARLBOROUGH HOUSE-SWINDON | INPATIENT DEPARTMENT | VITAL SIGNS MONITOR | CARESCAPE V100 | GE HEALTHCARE | PLANNED PREVENTATIVE (REGULAR SERVICING) | 12 | 4-Poor | 2013
OXFT3772 | DIDCOT COMMUNITY HOSPITAL | DIDCOT WARD | VITAL SIGNS MONITOR | CARESCAPE V100 | GE HEALTHCARE | PLANNED PREVENTATIVE (REGULAR SERVICING) | 3 | 3-Average | 2019
OHFT41825 | LITTLEMORE MENTAL HEALTH CENTRE | WENRIC HOUSE | VITAL SIGNS MONITOR | CARESCAPE V100 | GE HEALTHCARE | PLANNED PREVENTATIVE (REGULAR SERVICING) | 9 | 4-Poor | 2016
OXFT1045 | ORCHARD HEALTH CENTRE | DENTAL CLINIC | VITAL SIGNS MONITOR | CARESCAPE V100 | GE HEALTHCARE | PLANNED PREVENTATIVE (REGULAR SERVICING) | 2 | 2-Good | 2023
OHFT44677 | ABINGDON COMMUNITY HOSPITAL | ABBEY WARD | VITAL SIGNS MONITOR | CARESCAPE V100 | GE HEALTHCARE | PLANNED PREVENTATIVE (REGULAR SERVICING) | 6 | 3-Average | 2019
OHFT0671 | DIDCOT COMMUNITY HOSPITAL | DIDCOT WARD | VITAL SIGNS MONITOR | CARESCAPE V100 | GE HEALTHCARE | PLANNED PREVENTATIVE (REGULAR SERVICING) | 6 | 3-Average | 2019
OHFT0646 | EAST OXFORD HEALTH CENTRE | OUT OF HOURS CLINIC | VITAL SIGNS MONITOR | CARESCAPE V100 | GE HEALTHCARE | PLANNED PREVENTATIVE (REGULAR SERVICING) | 7 | 4-Poor | 2018
OHFT0647 | EAST OXFORD HEALTH CENTRE | OUT OF HOURS CLINIC | VITAL SIGNS MONITOR | CARESCAPE V100 | GE HEALTHCARE | PLANNED PREVENTATIVE (REGULAR SERVICING) | 6 | 3-Average | 2019
OXFT0112 | WARNEFORD HOSPITAL | CLINICAL RESEARCH | VITAL SIGNS MONITOR | CARESCAPE V100 | GE HEALTHCARE | PLANNED PREVENTATIVE (REGULAR SERVICING) | 2 | 2-Good | 2023
OXFT0111 | WARNEFORD HOSPITAL | CLINICAL RESEARCH | VITAL SIGNS MONITOR | CARESCAPE V100 | GE HEALTHCARE | PLANNED PREVENTATIVE (REGULAR SERVICING) | 2 | 2-Good | 2023
OHFT46629 | ABINGDON COMMUNITY HOSPITAL | ABBEY WARD | BLADDER SCANNER | BLADDERSCAN PRIME | VERATHON | PLANNED PREVENTATIVE (REGULAR SERVICING) | 10 | 4-Poor | 2015
OHFT46152 | BICESTER COMMUNITY HOSPITAL | BICESTER WARD | BLADDER SCANNER | BLADDERSCAN PRIME | VERATHON | PLANNED PREVENTATIVE (REGULAR SERVICING) | 10 | 4-Poor | 2015
OXFT1286 | ABINGDON COMMUNITY HOSPITAL | HOSPITAL AT HOME | BLADDER SCANNER | BLADDERSCAN PRIME | VERATHON | PLANNED PREVENTATIVE (REGULAR SERVICING) | 3 | 2-Good | 2015
OXFT1441 | WITNEY COMMUNITY HOSPITAL | LINFOOT WARD | BLADDER SCANNER | BLADDERSCAN PRIME | VERATHON | PLANNED PREVENTATIVE (REGULAR SERVICING) | 10 | 4-Poor | 2015
OXFT0201 | ABINGDON COMMUNITY HOSPITAL | EMU | BLADDER SCANNER | BLADDERSCAN PRIME | VERATHON | PLANNED PREVENTATIVE (REGULAR SERVICING) | 10 | 4-Poor | 2015
OXFT4571 | TOWNLANDS COMMUNITY HOSPITAL | RAPID ACCESS CARE UNIT (RACU) | BLADDER SCANNER | BLADDERSCAN PRIME | VERATHON | PLANNED PREVENTATIVE (REGULAR SERVICING) | 10 | 4-Poor | 2015
OXFT3253 | WITNEY COMMUNITY HOSPITAL | COMMUNITY CHILDRENS NURSING TEAM | BLADDER SCANNER | BVT02 | XUZHOU KAIXIN ELECTRONIC INSTRUMENTS CO LTD | PLANNED PREVENTATIVE (REGULAR SERVICING) | 2 | 2-Good | 2022
OXFT3556 | LITTLEMORE MENTAL HEALTH CENTRE | KESTREL WARD | BLADDER SCANNER | BVT02 | XUZHOU KAIXIN ELECTRONIC INSTRUMENTS CO LTD | PLANNED PREVENTATIVE (REGULAR SERVICING) | 1 | 2-Good | 2024
OXFT5027 | ABINGDON COMMUNITY HOSPITAL | CHILDREN & YOUNG ADULT SERVICE | BLADDER SCANNER | BVT02 | XUZHOU KAIXIN ELECTRONIC INSTRUMENTS CO LTD | PLANNED PREVENTATIVE (REGULAR SERVICING) | 0 | 1-Excellent | 2024
OHFT45666 | WITNEY COMMUNITY HOSPITAL | LINFOOT WARD | BLADDER SCANNER | BVT02 | XUZHOU KAIXIN ELECTRONIC INSTRUMENTS CO LTD | PLANNED PREVENTATIVE (REGULAR SERVICING) | 5 | 3-Average | 2020
OXFT1081 | WITNEY COMMUNITY HOSPITAL | COMMUNITY BLADDER AND BOWEL SERVICE | BLADDER SCANNER | BVT02 | XUZHOU KAIXIN ELECTRONIC INSTRUMENTS CO LTD | PLANNED PREVENTATIVE (REGULAR SERVICING) | 4 | 2-Good | 2021
OXFT5257 | WITNEY COMMUNITY HOSPITAL | COMMUNITY BLADDER AND BOWEL SERVICE | BLADDER SCANNER | BVT02 | XUZHOU KAIXIN ELECTRONIC INSTRUMENTS CO LTD | PLANNED PREVENTATIVE (REGULAR SERVICING) | 0 | 1-Excellent | 2024
OHFT46730 | ABINGDON COMMUNITY HOSPITAL | OSRU | BLADDER SCANNER | BVT02 | XUZHOU KAIXIN ELECTRONIC INSTRUMENTS CO LTD | PLANNED PREVENTATIVE (REGULAR SERVICING) | 5 | 3-Average | 2020
OXFT1094 | WITNEY COMMUNITY HOSPITAL | COMMUNITY BLADDER AND BOWEL SERVICE | BLADDER SCANNER | BVT02 | XUZHOU KAIXIN ELECTRONIC INSTRUMENTS CO LTD | PLANNED PREVENTATIVE (REGULAR SERVICING) | 4 | 4-Poor | 2018
OXFT3252 | WITNEY COMMUNITY HOSPITAL | COMMUNITY CHILDRENS NURSING TEAM | BLADDER SCANNER | BVT02 | XUZHOU KAIXIN ELECTRONIC INSTRUMENTS CO LTD | PLANNED PREVENTATIVE (REGULAR SERVICING) | 2 | 2-Good | 2022
OXFT46862 | WALLINGFORD COMMUNITY HOSPITAL | ST LEONARDS WARD | BLADDER SCANNER | BLADDERSCAN PRIME | VERATHON | PLANNED PREVENTATIVE (REGULAR SERVICING) | 10 | 4-Poor | 2015
OHFT45263 | FULBROOK CENTRE | CITY COMMUNITY HOSPITAL | BLADDER SCANNER | BVT02 | XUZHOU KAIXIN ELECTRONIC INSTRUMENTS CO LTD | PLANNED PREVENTATIVE (REGULAR SERVICING) | 6 | 3-Average | 2019
OXFT1080 | WITNEY COMMUNITY HOSPITAL | COMMUNITY BLADDER AND BOWEL SERVICE | BLADDER SCANNER | BVT02 | XUZHOU KAIXIN ELECTRONIC INSTRUMENTS CO LTD | PLANNED PREVENTATIVE (REGULAR SERVICING) | 6 | 3-Average | 2019
OHFT46304 | WITNEY COMMUNITY HOSPITAL | COMMUNITY BLADDER AND BOWEL SERVICE | BLADDER SCANNER | BVT02 | XUZHOU KAIXIN ELECTRONIC INSTRUMENTS CO LTD | PLANNED PREVENTATIVE (REGULAR SERVICING) | 6 | 3-Average | 2019
OHFT46305 | WITNEY COMMUNITY HOSPITAL | COMMUNITY BLADDER AND BOWEL SERVICE | BLADDER SCANNER | BVT02 | XUZHOU KAIXIN ELECTRONIC INSTRUMENTS CO LTD | PLANNED PREVENTATIVE (REGULAR SERVICING) | 6 | 3-Average | 2019
OHFT45667 | WITNEY COMMUNITY HOSPITAL | WENRISC WARD | BLADDER SCANNER | BVT02 | XUZHOU KAIXIN ELECTRONIC INSTRUMENTS CO LTD | PLANNED PREVENTATIVE (REGULAR SERVICING) | 5 | 3-Average | 2020
OHFT46788 | LITTLEMORE MENTAL HEALTH CENTRE | OCCUPATIONAL HEALTH | CHAIR-PHLEBOTOMY | JOS4150 | MEDITELLE | PLANNED PREVENTATIVE (REGULAR SERVICING) | 3 | 2-Good
OXFT1186 | ABINGDON COMMUNITY HOSPITAL | MINOR INJURIES UNIT | CHAIR-PHLEBOTOMY | SUN-PHLEB1-MID BLUE | SUNFLOWER MEDICAL | PLANNED PREVENTATIVE (REGULAR SERVICING) | 1 | 2-Good
OXFT4646 | CHIPPING NORTON COMMUNITY HOSPITAL | OUTPATIENTS DEPT | CHAIR-PHLEBOTOMY | FDECH1-NAVY | SUNFLOWER MEDICAL | PLANNED PREVENTATIVE (REGULAR SERVICING) | 1 | 2-Good
MARS117369 | AMBROSDEN SURGERY | HEALTH VISITORS | SCALE-BABY | MS4201 | MARSDEN | PLANNED PREVENTATIVE (REGULAR SERVICING) | 17 | 4-Poor | 2008
MARS196496 | AMBROSDEN SURGERY | HEALTH VISITORS | SCALE-BABY | MS4201 | MARSDEN | PLANNED PREVENTATIVE (REGULAR SERVICING) | 17 | 4-Poor | 2008
MARS194269 | EAST OXFORD HEALTH CENTRE | LOOKED AFTER CHILDREN | SCALE-BABY | MS4201 | MARSDEN | PLANNED PREVENTATIVE (REGULAR SERVICING) | 17 | 4-Poor | 2008
MARS148551 | AMBROSDEN SURGERY | HEALTH VISITORS | SCALE-BABY | MS4201 | MARSDEN | PLANNED PREVENTATIVE (REGULAR SERVICING) | 17 | 4-Poor | 2008
MARS117375 | AMBROSDEN SURGERY | HEALTH VISITORS | SCALE-BABY | MS4201 | MARSDEN | PLANNED PREVENTATIVE (REGULAR SERVICING) | 17 | 4-Poor | 2008
MARS117368 | AMBROSDEN SURGERY | HEALTH VISITORS | SCALE-BABY | MS4201 | MARSDEN | PLANNED PREVENTATIVE (REGULAR SERVICING) | 16 | 4-Poor | 2009
OXFT3923 | CHIPPING NORTON COMMUNITY HOSPITAL | HEALTH VISITORS | SCALE-BABY | 835-2 | SECA LTD | PLANNED PREVENTATIVE (REGULAR SERVICING) | 1 | 2-Good
OXFT0326 | TOWNLANDS COMMUNITY HOSPITAL | HEALTH VISITORS | SCALE-BABY | M300 | MARSDEN | PLANNED PREVENTATIVE (REGULAR SERVICING) | 5 | 3-Average | 2020
OHFT44696 | AMBROSDEN SURGERY | HEALTH VISITORS | SCALE-BABY | M300 | MARSDEN | PLANNED PREVENTATIVE (REGULAR SERVICING) | 6 | 3-Average | 2019
MARS196595 | WINDRUSH HOUSE-WITNEY | HEALTH VISITORS | SCALE-BABY | M300 | MARSDEN | PLANNED PREVENTATIVE (REGULAR SERVICING) | 12 | 4-Poor | 2013
MARS196902 | CORNWALLIS HOUSE | HEALTH VISITORS | SCALE-BABY | M300 | MARSDEN | PLANNED PREVENTATIVE (REGULAR SERVICING) | 12 | 4-Poor | 2013
MARS199127 | EAST OXFORD HEALTH CENTRE | FAMILY NURSE PARTNERSHIP | SCALE-BABY | M300 | MARSDEN | PLANNED PREVENTATIVE (REGULAR SERVICING) | 5 | 3-Average | 2020
MARS148267 | CHIPPING NORTON COMMUNITY HOSPITAL | OUTPATIENTS DEPT | SCALE-BABY | 1583 | TANITA | PLANNED PREVENTATIVE (REGULAR SERVICING) | 3 | 3-Average
MARS154423 | CHIPPING NORTON COMMUNITY HOSPITAL | HEALTH VISITORS | SCALE-BABY | M300 | MARSDEN | PLANNED PREVENTATIVE (REGULAR SERVICING) | 11 | 4-Poor | 2014
MARS201212 | EAST OXFORD HEALTH CENTRE | HEALTH VISITORS | SCALE-BABY | M300 | MARSDEN | PLANNED PREVENTATIVE (REGULAR SERVICING) | 9 | 4-Poor | 2016
MARS195309 | AMBROSDEN SURGERY | HEALTH VISITORS | SCALE-BABY | M300 | MARSDEN | PLANNED PREVENTATIVE (REGULAR SERVICING) | 9 | 4-Poor | 2016
OXFT0333 | MALTHOUSE SURGERY | HEALTH VISITORS | SCALE-BABY | M300 | MARSDEN | PLANNED PREVENTATIVE (REGULAR SERVICING) | 12 | 4-Poor | 2013
OXFT0347 | MALTHOUSE SURGERY | HEALTH VISITORS | SCALE-BABY | M300 | MARSDEN | PLANNED PREVENTATIVE (REGULAR SERVICING) | 12 | 4-Poor | 2013
OXFT0338 | MALTHOUSE SURGERY | HEALTH VISITORS | SCALE-BABY | M300 | MARSDEN | PLANNED PREVENTATIVE (REGULAR SERVICING) | 11 | 4-Poor | 2014
MARS215465 | WALLINGFORD COMMUNITY HOSPITAL | HEALTH VISITORS | SCALE-BABY | M300 | MARSDEN | PLANNED PREVENTATIVE (REGULAR SERVICING) | 3 | 3-Average
MARS196901 | NEW RADCLIFFE HOUSE | HEALTH VISITORS | SCALE-BABY | M300 | MARSDEN | PLANNED PREVENTATIVE (REGULAR SERVICING) | 12 | 4-Poor | 2013
MARS201963 | CORNWALLIS HOUSE | HEALTH VISITORS | SCALE-BABY | M300 | MARSDEN | PLANNED PREVENTATIVE (REGULAR SERVICING) | 10 | 4-Poor | 2015
MARS201962 | MALTHOUSE SURGERY | HEALTH VISITORS | SCALE-BABY | M300 | MARSDEN | PLANNED PREVENTATIVE (REGULAR SERVICING) | 10 | 4-Poor | 2015
OHFT46433 | NEW RADCLIFFE HOUSE | HEALTH VISITORS | SCALE-BABY | M300 | MARSDEN | PLANNED PREVENTATIVE (REGULAR SERVICING) | 5 | 3-Average | 2020
MARS154427 | ORCHARD HEALTH CENTRE | HEALTH VISITORS | SCALE-BABY | M300 | MARSDEN | PLANNED PREVENTATIVE (REGULAR SERVICING) | 11 | 4-Poor | 2014
OXFT0334 | MALTHOUSE SURGERY | HEALTH VISITORS | SCALE-BABY | M300 | MARSDEN | PLANNED PREVENTATIVE (REGULAR SERVICING) | 4 | 3-Average | 2019
MARS154424 | ORCHARD HEALTH CENTRE | HEALTH VISITORS | SCALE-BABY | M300 | MARSDEN | PLANNED PREVENTATIVE (REGULAR SERVICING) | 11 | 4-Poor | 2014
MARS154428 | ORCHARD HEALTH CENTRE | HEALTH VISITORS | SCALE-BABY | M300 | MARSDEN | PLANNED PREVENTATIVE (REGULAR SERVICING) | 11 | 4-Poor | 2014
MARS201696 | ORCHARD HEALTH CENTRE | HEALTH VISITORS | SCALE-BABY | M300 | MARSDEN | PLANNED PREVENTATIVE (REGULAR SERVICING) | 10 | 4-Poor | 2015
MARS201924 | MALTHOUSE SURGERY | HEALTH VISITORS | SCALE-BABY | M300 | MARSDEN | PLANNED PREVENTATIVE (REGULAR SERVICING) | 6 | 3-Average | 2019
MARS215234 | TOWNLANDS COMMUNITY HOSPITAL | HEALTH VISITORS | SCALE-BABY | M300 | MARSDEN | PLANNED PREVENTATIVE (REGULAR SERVICING) | 3 | 3-Average
OXFT1748 | FULBROOK CENTRE | HEALTH VISITORS | SCALE-BABY | M300 | MARSDEN | PLANNED PREVENTATIVE (REGULAR SERVICING) | 2 | 2-Good | 2023
OHFT1958 | ORCHARD HEALTH CENTRE | HEALTH VISITORS | SCALE-BABY | M300 | MARSDEN | PLANNED PREVENTATIVE (REGULAR SERVICING) | 11 | 4-Poor | 2014
OXFT1402 | ORCHARD HEALTH CENTRE | HEALTH VISITORS | SCALE-BABY | M300 | MARSDEN | PLANNED PREVENTATIVE (REGULAR SERVICING) | 5 | 3-Average | 2020
OXFT1404 | ORCHARD HEALTH CENTRE | HEALTH VISITORS | SCALE-BABY | M300 | MARSDEN | PLANNED PREVENTATIVE (REGULAR SERVICING) | 5 | 3-Average | 2020
OXFT1407 | THE BLUEBELL CENTRE | DISTRICT NURSES | SCALE-BABY | M300 | MARSDEN | PLANNED PREVENTATIVE (REGULAR SERVICING) | 4 | 2-Good | 2021
OXFT0327 | TOWNLANDS COMMUNITY HOSPITAL | HEALTH VISITORS | SCALE-BABY | M300 | MARSDEN | PLANNED PREVENTATIVE (REGULAR SERVICING) | 10 | 4-Poor | 2015
OXFT1079 | SOUTH PARADE | HEALTH VISITORS | SCALE-BABY | M300 | MARSDEN | PLANNED PREVENTATIVE (REGULAR SERVICING) | 5 | 3-Average | 2020
OXFT1140 | WINDRUSH HOUSE-WITNEY | HEALTH VISITORS | SCALE-BABY | M300 | MARSDEN | PLANNED PREVENTATIVE (REGULAR SERVICING) | 5 | 3-Average | 2020
OXFT1225 | KIDLINGTON HEALTH CENTRE | HEALTH VISITORS | SCALE-BABY | M300 | MARSDEN | PLANNED PREVENTATIVE (REGULAR SERVICING) | 1 | 2-Good | 2023
OXFT4569 | THAME COMMUNITY HOSPITAL | HEALTH VISITORS | SCALE-BABY | M300 | MARSDEN | PLANNED PREVENTATIVE (REGULAR SERVICING) | 2 | 2-Good | 2023
MARS215444 | EAST OXFORD HEALTH CENTRE | HEALTH VISITORS | SCALE-BABY | M300 | MARSDEN | PLANNED PREVENTATIVE (REGULAR SERVICING) | 4 | 3-Average | 2019
OXFT0413 | WINDRUSH HOUSE-WITNEY | HEALTH VISITORS | SCALE-BABY | M300 | MARSDEN | PLANNED PREVENTATIVE (REGULAR SERVICING) | 2 | 2-Good | 2021
MARS186520 | THE DIDCOT FAMILY CENTRE | HEALTH VISITORS | SCALE-BABY | M400 | MARSDEN | PLANNED PREVENTATIVE (REGULAR SERVICING) | 4 | 2-Good | 2021
MARS174684 | TOWNLANDS COMMUNITY HOSPITAL | HEALTH VISITORS | SCALE-BABY | M400 | MARSDEN | PLANNED PREVENTATIVE (REGULAR SERVICING) | 4 | 2-Good | 2021
MARS106954 | MABEL PRICHARD SCHOOL | COMMUNITY CHILDRENS NURSING TEAM | SCALE-BABY | 1582 | TANITA | PLANNED PREVENTATIVE (REGULAR SERVICING) | 3 | 3-Average
OXFT4573 | EAST OXFORD HEALTH CENTRE | FAMILY NURSE PARTNERSHIP | SCALE-BABY | M300 | MARSDEN | PLANNED PREVENTATIVE (REGULAR SERVICING) | 2 | 2-Good | 2023
OXFT0084 | WINDRUSH HOUSE-WITNEY | HEALTH VISITORS | SCALE-BABY | M300 | MARSDEN | PLANNED PREVENTATIVE (REGULAR SERVICING) | 2 | 2-Good | 2023
94200704084 | THAME COMMUNITY HOSPITAL | HEALTH VISITORS | SCALE-BABY | M300 | MARSDEN | PLANNED PREVENTATIVE (REGULAR SERVICING) | 5 | 3-Average | 2020
OXFT1436 | THAME COMMUNITY HOSPITAL | HEALTH VISITORS | SCALE-BABY | M400 | MARSDEN | PLANNED PREVENTATIVE (REGULAR SERVICING) | 3 | 2-Good | 2022
OXFT0329 | TOWNLANDS COMMUNITY HOSPITAL | HEALTH VISITORS | SCALE-BABY | M400 | MARSDEN | PLANNED PREVENTATIVE (REGULAR SERVICING) | 3 | 2-Good | 2022
MARS196298 | THAME COMMUNITY HOSPITAL | HEALTH VISITORS | SCALE-BABY | M400 | MARSDEN | PLANNED PREVENTATIVE (REGULAR SERVICING) | 4 | 2-Good | 2021
MARS160614 | THE DIDCOT FAMILY CENTRE | HEALTH VISITORS | SCALE-BABY | M400 | MARSDEN | PLANNED PREVENTATIVE (REGULAR SERVICING) | 4 | 2-Good | 2021
MARS186521 | NORTHWAY COMMUNITY CENTRE | HEALTH VISITORS | SCALE-BABY | M400 | MARSDEN | PLANNED PREVENTATIVE (REGULAR SERVICING) | 4 | 2-Good | 2021
OXFT0324 | MALTHOUSE SURGERY | HEALTH VISITORS | SCALE-BABY | M400 | MARSDEN | PLANNED PREVENTATIVE (REGULAR SERVICING) | 4 | 2-Good | 2021
OXFT0453 | ABINGDON COMMUNITY HOSPITAL | HEALTH VISITORS | SCALE-BABY | M400 | MARSDEN | PLANNED PREVENTATIVE (REGULAR SERVICING) | 2 | 2-Good | 2022
OXFT0448 | MALTHOUSE SURGERY | HEALTH VISITORS | SCALE-BABY | M400 | MARSDEN | PLANNED PREVENTATIVE (REGULAR SERVICING) | 2 | 2-Good | 2022
MARS196297 | TOWNLANDS COMMUNITY HOSPITAL | HEALTH VISITORS | SCALE-BABY | M400 | MARSDEN | PLANNED PREVENTATIVE (REGULAR SERVICING) | 4 | 2-Good | 2021
MARS196293 | TOWNLANDS COMMUNITY HOSPITAL | HEALTH VISITORS | SCALE-BABY | M400 | MARSDEN | PLANNED PREVENTATIVE (REGULAR SERVICING) | 4 | 2-Good | 2021
MARS196294 | TOWNLANDS COMMUNITY HOSPITAL | HEALTH VISITORS | SCALE-BABY | M400 | MARSDEN | PLANNED PREVENTATIVE (REGULAR SERVICING) | 4 | 2-Good | 2021
OXFT1395 | FARINGDON MEDICAL CENTRE | HEALTH VISITORS | SCALE-BABY | M400 | MARSDEN | PLANNED PREVENTATIVE (REGULAR SERVICING) | 3 | 2-Good | 2022
OXFT1078 | SOUTH PARADE | HEALTH VISITORS | SCALE-BABY | M400 | MARSDEN | PLANNED PREVENTATIVE (REGULAR SERVICING) | 3 | 2-Good | 2022
OXFT1130 | FARINGDON MEDICAL CENTRE | HEALTH VISITORS | SCALE-BABY | M400 | MARSDEN | PLANNED PREVENTATIVE (REGULAR SERVICING) | 3 | 2-Good | 2022
OXFT1632 | WINDRUSH HOUSE-WITNEY | HEALTH VISITORS | SCALE-BABY | M400 | MARSDEN | PLANNED PREVENTATIVE (REGULAR SERVICING) | 3 | 2-Good | 2022
OXFT1634 | THE LEYS HEALTH CENTRE | HEALTH VISITORS | SCALE-BABY | M400 | MARSDEN | PLANNED PREVENTATIVE (REGULAR SERVICING) | 3 | 2-Good | 2022
OXFT0447 | TOWNLANDS COMMUNITY HOSPITAL | HEALTH VISITORS | SCALE-BABY | M400 | MARSDEN | PLANNED PREVENTATIVE (REGULAR SERVICING) | 2 | 2-Good | 2022
OXFT0454 | ABINGDON COMMUNITY HOSPITAL | HEALTH VISITORS | SCALE-BABY | M400 | MARSDEN | PLANNED PREVENTATIVE (REGULAR SERVICING) | 2 | 2-Good | 2022
OXFT1247 | WANTAGE HEALTH CENTRE | HEALTH VISITORS | SCALE-BABY | M400 | MARSDEN | PLANNED PREVENTATIVE (REGULAR SERVICING) | 3 | 2-Good | 2022
OXFT4638 | MELKSHAM HOSPITAL | CAMHS | SCALE-BABY | M400 | MARSDEN | PLANNED PREVENTATIVE (REGULAR SERVICING) | 0 | 1-Excellent | 2022
OXFT1744 | ORCHARD HEALTH CENTRE | HEALTH VISITORS | SCALE-BABY | M400 | MARSDEN | PLANNED PREVENTATIVE (REGULAR SERVICING) | 3 | 2-Good | 2022
OXFT1745 | CHIPPING NORTON COMMUNITY HOSPITAL | HEALTH VISITORS | SCALE-BABY | M400 | MARSDEN | PLANNED PREVENTATIVE (REGULAR SERVICING) | 3 | 2-Good | 2022
OXFT1747 | ORCHARD HEALTH CENTRE | HEALTH VISITORS | SCALE-BABY | M400 | MARSDEN | PLANNED PREVENTATIVE (REGULAR SERVICING) | 3 | 2-Good | 2022
OXFT1047 | TOWNLANDS COMMUNITY HOSPITAL | HEALTH VISITORS | SCALE-BABY | M400 | MARSDEN | PLANNED PREVENTATIVE (REGULAR SERVICING) | 3 | 2-Good | 2022
OHFT44688 | AMBROSDEN SURGERY | HEALTH VISITORS | SCALE-BABY | M400 | MARSDEN | PLANNED PREVENTATIVE (REGULAR SERVICING) | 4 | 2-Good | 2021
MARS199101 | CARTERTON HEALTH CENTRE | HEALTH VISITORS | SCALE-BABY | M400 | MARSDEN | PLANNED PREVENTATIVE (REGULAR SERVICING) | 3 | 2-Good | 2022
MARS215330 | FARINGDON MEDICAL CENTRE | HEALTH VISITORS | SCALE-BABY | M400 | MARSDEN | PLANNED PREVENTATIVE (REGULAR SERVICING) | 4 | 2-Good | 2021
MARS201457 | NORTHWAY COMMUNITY CENTRE | HEALTH VISITORS | SCALE-BABY | M400 | MARSDEN | PLANNED PREVENTATIVE (REGULAR SERVICING) | 4 | 2-Good | 2021
OHFT42131 | WINDRUSH HOUSE-WITNEY | HEALTH VISITORS | SCALE-BABY | M400 | MARSDEN | PLANNED PREVENTATIVE (REGULAR SERVICING) | 3 | 2-Good | 2022
MARS194660 | TOWNLANDS COMMUNITY HOSPITAL | HEALTH VISITORS | SCALE-BABY | M400 | MARSDEN | PLANNED PREVENTATIVE (REGULAR SERVICING) | 4 | 2-Good | 2021
MARS196107 | EAST OXFORD HEALTH CENTRE | HEALTH VISITORS | SCALE-BABY | 385 | SECA LTD | PLANNED PREVENTATIVE (REGULAR SERVICING) | 9 | 4-Poor | 2016
MARS117303 | TOWNLANDS COMMUNITY HOSPITAL | HEALTH VISITORS | SCALE-BABY | 385 | SECA LTD | PLANNED PREVENTATIVE (REGULAR SERVICING) | 15 | 4-Poor | 2010
MARS160396 | TOWNLANDS COMMUNITY HOSPITAL | HEALTH VISITORS | SCALE-BABY | 385 | SECA LTD | PLANNED PREVENTATIVE (REGULAR SERVICING) | 14 | 4-Poor | 2011
OXFT4651 | ORCHARD HEALTH CENTRE | HEALTH VISITORS | SCALE-BABY | 385 | SECA LTD | PLANNED PREVENTATIVE (REGULAR SERVICING) | 1 | 2-Good
OXFT4652 | ORCHARD HEALTH CENTRE | HEALTH VISITORS | SCALE-BABY | 385 | SECA LTD | PLANNED PREVENTATIVE (REGULAR SERVICING) | 1 | 2-Good
OXFT4615 | FARINGDON MEDICAL CENTRE | HEALTH VISITORS | SCALE-BABY | 385 | SECA LTD | PLANNED PREVENTATIVE (REGULAR SERVICING) | 1 | 2-Good
OHFT44695 | CHIPPING NORTON COMMUNITY HOSPITAL | HEALTH VISITORS | SCALE-BABY | M410 | MARSDEN | PLANNED PREVENTATIVE (REGULAR SERVICING) | 3 | 3-Average
OXFT2069 | THE BLUEBELL CENTRE | HEALTH VISITORS | SCALE-BABY | M410 | MARSDEN | PLANNED PREVENTATIVE (REGULAR SERVICING) | 3 | 2-Good | 2022
OXFT2068 | THE BLUEBELL CENTRE | HEALTH VISITORS | SCALE-BABY | M410 | MARSDEN | PLANNED PREVENTATIVE (REGULAR SERVICING) | 3 | 2-Good | 2022
OXFT2088 | THE BLUEBELL CENTRE | HEALTH VISITORS | SCALE-BABY | M410 | MARSDEN | PLANNED PREVENTATIVE (REGULAR SERVICING) | 3 | 2-Good | 2022
MARS146274 | EAST OXFORD HEALTH CENTRE | HEALTH VISITORS | SCALE-BABY | 385 | SECA LTD | PLANNED PREVENTATIVE (REGULAR SERVICING) | 12 | 4-Poor | 2013
MARS160609 | CORNWALLIS HOUSE | HEALTH VISITORS | SCALE-BABY | 385 | SECA LTD | PLANNED PREVENTATIVE (REGULAR SERVICING) | 12 | 4-Poor | 2013
MARS196601 | MALTHOUSE SURGERY | HEALTH VISITORS | SCALE-BABY | M410 | MARSDEN | PLANNED PREVENTATIVE (REGULAR SERVICING) | 4 | 2-Good | 2021
MARS196513 | AMBROSDEN SURGERY | HEALTH VISITORS | SCALE-BABY | M410 | MARSDEN | PLANNED PREVENTATIVE (REGULAR SERVICING) | 4 | 2-Good | 2021
MARS201297 | TEMPLE COWLEY HEALTH CENTRE | HEALTH VISITORS | SCALE-BABY | M410 | MARSDEN | PLANNED PREVENTATIVE (REGULAR SERVICING) | 4 | 2-Good | 2021
MARS165970 | WINDRUSH HOUSE-WITNEY | HEALTH VISITORS | SCALE-BABY | M410 | MARSDEN | PLANNED PREVENTATIVE (REGULAR SERVICING) | 4 | 2-Good | 2021
MARS201916 | WINDRUSH HOUSE-WITNEY | HEALTH VISITORS | SCALE-BABY | M410 | MARSDEN | PLANNED PREVENTATIVE (REGULAR SERVICING) | 4 | 2-Good | 2021
OHTF41437 | CHIPPING NORTON COMMUNITY HOSPITAL | HEALTH VISITORS | SCALE-BABY | M410 | MARSDEN | PLANNED PREVENTATIVE (REGULAR SERVICING) | 4 | 2-Good | 2021
OHFT 42136 | WANTAGE HEALTH CENTRE | HEALTH VISITORS | SCALE-BABY | M410 | MARSDEN | PLANNED PREVENTATIVE (REGULAR SERVICING) | 3 | 2-Good | 2022
OXFT1397 | ORCHARD HEALTH CENTRE | HEALTH VISITORS | SCALE-BABY | M410 | MARSDEN | PLANNED PREVENTATIVE (REGULAR SERVICING) | 4 | 2-Good | 2021
OXFT1399 | ORCHARD HEALTH CENTRE | HEALTH VISITORS | SCALE-BABY | M410 | MARSDEN | PLANNED PREVENTATIVE (REGULAR SERVICING) | 3 | 2-Good | 2022
OHFT41435 | CHIPPING NORTON COMMUNITY HOSPITAL | HEALTH VISITORS | SCALE-BABY | M410 | MARSDEN | PLANNED PREVENTATIVE (REGULAR SERVICING) | 4 | 2-Good | 2021
OHTF41434 | CHIPPING NORTON COMMUNITY HOSPITAL | HEALTH VISITORS | SCALE-BABY | M410 | MARSDEN | PLANNED PREVENTATIVE (REGULAR SERVICING) | 4 | 2-Good | 2021
MARS199156 | MABEL PRICHARD SCHOOL | COMMUNITY CHILDRENS NURSING TEAM | SCALE-BABY | M410 | MARSDEN | PLANNED PREVENTATIVE (REGULAR SERVICING) | 4 | 2-Good | 2021
OXFT1650 | WANTAGE HEALTH CENTRE | HEALTH VISITORS | SCALE-BABY | M410 | MARSDEN | PLANNED PREVENTATIVE (REGULAR SERVICING) | 3 | 2-Good | 2022
OXFT0050 | EAST OXFORD HEALTH CENTRE | FAMILY NURSE PARTNERSHIP | SCALE-BABY | M410 | MARSDEN | PLANNED PREVENTATIVE (REGULAR SERVICING) | 3 | 2-Good | 2022
OXFT0051 | EAST OXFORD HEALTH CENTRE | FAMILY NURSE PARTNERSHIP | SCALE-BABY | M410 | MARSDEN | PLANNED PREVENTATIVE (REGULAR SERVICING) | 3 | 2-Good | 2022
MARS201298 | TEMPLE COWLEY HEALTH CENTRE | HEALTH VISITORS | SCALE-BABY | M410 | MARSDEN | PLANNED PREVENTATIVE (REGULAR SERVICING) | 4 | 2-Good | 2021
MARS201765 | TOWNLANDS COMMUNITY HOSPITAL | HEALTH VISITORS | SCALE-BABY | M410 | MARSDEN | PLANNED PREVENTATIVE (REGULAR SERVICING) | 4 | 2-Good | 2021
OHFT44564 | TOWNLANDS COMMUNITY HOSPITAL | HEALTH VISITORS | SCALE-BABY | M410 | MARSDEN | PLANNED PREVENTATIVE (REGULAR SERVICING) | 4 | 2-Good | 2021
OXFT0120 | THE BLUEBELL CENTRE | HEALTH VISITORS | SCALE-BABY | M410 | MARSDEN | PLANNED PREVENTATIVE (REGULAR SERVICING) | 3 | 2-Good | 2022
OXFT0121 | THE BLUEBELL CENTRE | HEALTH VISITORS | SCALE-BABY | M410 | MARSDEN | PLANNED PREVENTATIVE (REGULAR SERVICING) | 3 | 2-Good | 2022
OXFT0122 | THE BLUEBELL CENTRE | HEALTH VISITORS | SCALE-BABY | M410 | MARSDEN | PLANNED PREVENTATIVE (REGULAR SERVICING) | 3 | 2-Good | 2022
OXFT1401 | ORCHARD HEALTH CENTRE | HEALTH VISITORS | SCALE-BABY | M410 | MARSDEN | PLANNED PREVENTATIVE (REGULAR SERVICING) | 3 | 2-Good | 2022
OXFT1435 | TOWNLANDS COMMUNITY HOSPITAL | HEALTH VISITORS | SCALE-BABY | M410 | MARSDEN | PLANNED PREVENTATIVE (REGULAR SERVICING) | 4 | 2-Good | 2021
OXFT1649 | WANTAGE HEALTH CENTRE | HEALTH VISITORS | SCALE-BABY | M410 | MARSDEN | PLANNED PREVENTATIVE (REGULAR SERVICING) | 3 | 2-Good | 2022
OXFT4574 | EAST OXFORD HEALTH CENTRE | LOOKED AFTER CHILDREN | SCALE-BABY | M410 | MARSDEN | PLANNED PREVENTATIVE (REGULAR SERVICING) | 3 | 2-Good | 2022
OXFT4614 | FARINGDON MEDICAL CENTRE | HEALTH VISITORS | SCALE-BABY | M410 | MARSDEN | PLANNED PREVENTATIVE (REGULAR SERVICING) | 3 | 2-Good | 2022
OXFT3810 | NORTHWAY COMMUNITY CENTRE | HEALTH VISITORS | SCALE-BABY | M410 | MARSDEN | PLANNED PREVENTATIVE (REGULAR SERVICING) | 3 | 2-Good | 2022
OXFT0052 | EAST OXFORD HEALTH CENTRE | LOOKED AFTER CHILDREN | SCALE-BABY | M410 | MARSDEN | PLANNED PREVENTATIVE (REGULAR SERVICING) | 3 | 2-Good | 2022
OHFT41510 | FARINGDON MEDICAL CENTRE | HEALTH VISITORS | SCALE-BABY | M410 | MARSDEN | PLANNED PREVENTATIVE (REGULAR SERVICING) | 4 | 2-Good | 2021
OXFT0118 | THE BLUEBELL CENTRE | HEALTH VISITORS | SCALE-BABY | M410 | MARSDEN | PLANNED PREVENTATIVE (REGULAR SERVICING) | 3 | 2-Good | 2022
OXFT3837 | MURRAY HOUSE | ADMINISTRATION | SCALE-BABY | M410 | MARSDEN | PLANNED PREVENTATIVE (REGULAR SERVICING) | 0 | 1-Excellent | 2022
OXFT3838 | MURRAY HOUSE | ADMINISTRATION | SCALE-BABY | M410 | MARSDEN | PLANNED PREVENTATIVE (REGULAR SERVICING) | 0 | 1-Excellent | 2022
OXFT3839 | MURRAY HOUSE | ADMINISTRATION | SCALE-BABY | M410 | MARSDEN | PLANNED PREVENTATIVE (REGULAR SERVICING) | 0 | 1-Excellent | 2022
OXFT1238 | NORTHWAY COMMUNITY CENTRE | COMMUNITY CHILDRENS NURSING TEAM | SCALE-BABY | M410 | MARSDEN | PLANNED PREVENTATIVE (REGULAR SERVICING) | 1 | 2-Good | 2022
OXFT4530 | ORCHARD HEALTH CENTRE | HEALTH VISITORS | SCALE-BABY | M410 | MARSDEN | PLANNED PREVENTATIVE (REGULAR SERVICING) | 3 | 2-Good | 2022
OXFT4570 | TOWNLANDS COMMUNITY HOSPITAL | HEALTH VISITORS | SCALE-BABY | M410 | MARSDEN | PLANNED PREVENTATIVE (REGULAR SERVICING) | 3 | 2-Good | 2022
OXFT3843 | MURRAY HOUSE | ADMINISTRATION | SCALE-BABY | M410 | MARSDEN | PLANNED PREVENTATIVE (REGULAR SERVICING) | 0 | 1-Excellent | 2022
OXFT3844 | MURRAY HOUSE | ADMINISTRATION | SCALE-BABY | M410 | MARSDEN | PLANNED PREVENTATIVE (REGULAR SERVICING) | 0 | 1-Excellent | 2022
OXFT4791 | THE LEYS HEALTH CENTRE | HEALTH VISITORS | SCALE-BABY | M410 | MARSDEN | PLANNED PREVENTATIVE (REGULAR SERVICING) | 3 | 2-Good | 2022
OXFT3815 | NORTHWAY COMMUNITY CENTRE | HEALTH VISITORS | SCALE-BABY | M410 | MARSDEN | PLANNED PREVENTATIVE (REGULAR SERVICING) | 3 | 2-Good | 2022
OXFT3835 | MURRAY HOUSE | ADMINISTRATION | SCALE-BABY | M410 | MARSDEN | PLANNED PREVENTATIVE (REGULAR SERVICING) | 0 | 1-Excellent | 2022
OXFT3836 | MURRAY HOUSE | ADMINISTRATION | SCALE-BABY | M410 | MARSDEN | PLANNED PREVENTATIVE (REGULAR SERVICING) | 0 | 1-Excellent | 2022
MARS196155 | WINDRUSH HOUSE-WITNEY | HEALTH VISITORS | SCALE-BABY | MS4201 | MARSDEN | PLANNED PREVENTATIVE (REGULAR SERVICING) | 16 | 4-Poor | 2009
OXFT4792 | THE LEYS HEALTH CENTRE | HEALTH VISITORS | SCALE-BABY | M410 | MARSDEN | PLANNED PREVENTATIVE (REGULAR SERVICING) | 3 | 2-Good | 2022
148580 | CHIPPING NORTON COMMUNITY HOSPITAL | HEALTH VISITORS | SCALE-BABY | M410 | MARSDEN | PLANNED PREVENTATIVE (REGULAR SERVICING) | 25 | 4-Poor | 2000
OXFT3840 | MURRAY HOUSE | ADMINISTRATION | SCALE-BABY | M410 | MARSDEN | PLANNED PREVENTATIVE (REGULAR SERVICING) | 0 | 1-Excellent | 2022
OXFT3841 | MURRAY HOUSE | ADMINISTRATION | SCALE-BABY | M410 | MARSDEN | PLANNED PREVENTATIVE (REGULAR SERVICING) | 0 | 1-Excellent | 2022
OXFT3842 | MURRAY HOUSE | ADMINISTRATION | SCALE-BABY | M410 | MARSDEN | PLANNED PREVENTATIVE (REGULAR SERVICING) | 0 | 1-Excellent | 2022
MARS134766 | EAST OXFORD HEALTH CENTRE | FAMILY NURSE PARTNERSHIP | SCALE-BABY | MS4201 | MARSDEN | PLANNED PREVENTATIVE (REGULAR SERVICING) | 17 | 4-Poor | 2008
MARS117370 | AMBROSDEN SURGERY | HEALTH VISITORS | SCALE-BABY | MS4201 | MARSDEN | PLANNED PREVENTATIVE (REGULAR SERVICING) | 16 | 4-Poor | 2009
MARS123257 | MURRAY HOUSE | HEALTH VISITORS | SCALE-BABY | MS4201 | MARSDEN | PLANNED PREVENTATIVE (REGULAR SERVICING) | 16 | 4-Poor | 2009
MARS123256 | AMBROSDEN SURGERY | HEALTH VISITORS | SCALE-BABY | MS4201 | MARSDEN | PLANNED PREVENTATIVE (REGULAR SERVICING) | 16 | 4-Poor | 2009
MARS123259 | AMBROSDEN SURGERY | HEALTH VISITORS | SCALE-BABY | MS4201 | MARSDEN | PLANNED PREVENTATIVE (REGULAR SERVICING) | 4 | 2-Good | 2021
MARS123253 | AMBROSDEN SURGERY | HEALTH VISITORS | SCALE-BABY | MS4201 | MARSDEN | PLANNED PREVENTATIVE (REGULAR SERVICING) | 4 | 2-Good | 2021
MARS106957 | MABEL PRICHARD SCHOOL | COMMUNITY CHILDRENS NURSING TEAM | SCALE-BABY | MS4201 | MARSDEN | PLANNED PREVENTATIVE (REGULAR SERVICING) | 16 | 4-Poor | 2009
MARS168831 | WINDRUSH HOUSE-WITNEY | HEALTH VISITORS | SCALE-BABY | MS4201 | MARSDEN | PLANNED PREVENTATIVE (REGULAR SERVICING) | 16 | 4-Poor | 2009
MARS196156 | CARTERTON HEALTH CENTRE | HEALTH VISITORS | SCALE-BABY | MS4201 | MARSDEN | PLANNED PREVENTATIVE (REGULAR SERVICING) | 16 | 4-Poor | 2009
MARS123083 | CORNWALLIS HOUSE | HEALTH VISITORS | SCALE-BABY | MS4201 | MARSDEN | PLANNED PREVENTATIVE (REGULAR SERVICING) | 16 | 4-Poor | 2009
MARS123085 | THE LEYS HEALTH CENTRE | HEALTH VISITORS | SCALE-BABY | MS4201 | MARSDEN | PLANNED PREVENTATIVE (REGULAR SERVICING) | 16 | 4-Poor | 2009
MARS134768 | EAST OXFORD HEALTH CENTRE | FAMILY NURSE PARTNERSHIP | SCALE-BABY | MS4201 | MARSDEN | PLANNED PREVENTATIVE (REGULAR SERVICING) | 17 | 4-Poor | 2008
MARS148500 | NEW RADCLIFFE HOUSE | HEALTH VISITORS | SCALE-BABY | MS4201 | MARSDEN | PLANNED PREVENTATIVE (REGULAR SERVICING) | 17 | 4-Poor | 2008
MARS134775 | EAST OXFORD HEALTH CENTRE | LOOKED AFTER CHILDREN | SCALE-BABY | MS4201 | MARSDEN | PLANNED PREVENTATIVE (REGULAR SERVICING) | 17 | 4-Poor | 2008
MARS196105 | EAST OXFORD HEALTH CENTRE | FAMILY NURSE PARTNERSHIP | SCALE-BABY | MS4201 | MARSDEN | PLANNED PREVENTATIVE (REGULAR SERVICING) | 17 | 4-Poor | 2008
MARS146259 | EAST OXFORD HEALTH CENTRE | HEALTH VISITORS | SCALE-BABY | MS4201 | MARSDEN | PLANNED PREVENTATIVE (REGULAR SERVICING) | 4 | 2-Good | 2021
MARS123058 | EAST OXFORD HEALTH CENTRE | HEALTH VISITORS | SCALE-BABY | MS4201 | MARSDEN | PLANNED PREVENTATIVE (REGULAR SERVICING) | 16 | 4-Poor | 2009
MARS148066 | FARINGDON MEDICAL CENTRE | HEALTH VISITORS | SCALE-BABY | MS4201 | MARSDEN | PLANNED PREVENTATIVE (REGULAR SERVICING) | 16 | 4-Poor | 2009
MARS123109 | WINDRUSH HOUSE-WITNEY | HEALTH VISITORS | SCALE-BABY | MS4201 | MARSDEN | PLANNED PREVENTATIVE (REGULAR SERVICING) | 17 | 4-Poor | 2008
OXFT0336 | MALTHOUSE SURGERY | HEALTH VISITORS | SCALE-BABY | MS4201 | MARSDEN | PLANNED PREVENTATIVE (REGULAR SERVICING) | 4 | 2-Good | 2021
MARS148546 | WANTAGE HEALTH CENTRE | HEALTH VISITORS | SCALE-BABY | MS4201 | MARSDEN | PLANNED PREVENTATIVE (REGULAR SERVICING) | 4 | 2-Good | 2021
OXFT0339 | MALTHOUSE SURGERY | HEALTH VISITORS | SCALE-BABY | MS4201 | MARSDEN | PLANNED PREVENTATIVE (REGULAR SERVICING) | 17 | 4-Poor | 2008
MARS160601 | WANTAGE HEALTH CENTRE | HEALTH VISITORS | SCALE-BABY | MS4201 | MARSDEN | PLANNED PREVENTATIVE (REGULAR SERVICING) | 17 | 4-Poor | 2008
MARS165165 | MALTHOUSE SURGERY | HEALTH VISITORS | SCALE-BABY | MS4201 | MARSDEN | PLANNED PREVENTATIVE (REGULAR SERVICING) | 17 | 4-Poor | 2008
MARS202568 | ORCHARD HEALTH CENTRE | HEALTH VISITORS | SCALE-BABY | MS4201 | MARSDEN | PLANNED PREVENTATIVE (REGULAR SERVICING) | 16 | 4-Poor | 2009
MARS148482 | NEW RADCLIFFE HOUSE | HEALTH VISITORS | SCALE-BABY | MS4201 | MARSDEN | PLANNED PREVENTATIVE (REGULAR SERVICING) | 17 | 4-Poor | 2008
MARS117357 | NEW RADCLIFFE HOUSE | HEALTH VISITORS | SCALE-BABY | MS4201 | MARSDEN | PLANNED PREVENTATIVE (REGULAR SERVICING) | 16 | 4-Poor | 2009
MARS123421 | NORTHWAY COMMUNITY CENTRE | HEALTH VISITORS | SCALE-BABY | MS4201 | MARSDEN | PLANNED PREVENTATIVE (REGULAR SERVICING) | 16 | 4-Poor | 2009
MARS123111 | WINDRUSH HOUSE-WITNEY | HEALTH VISITORS | SCALE-BABY | MS4201 | MARSDEN | PLANNED PREVENTATIVE (REGULAR SERVICING) | 17 | 4-Poor | 2008
MARS123113 | WINDRUSH HOUSE-WITNEY | HEALTH VISITORS | SCALE-BABY | MS4201 | MARSDEN | PLANNED PREVENTATIVE (REGULAR SERVICING) | 17 | 4-Poor | 2008
MARS123105 | WINDRUSH HOUSE-WITNEY | HEALTH VISITORS | SCALE-BABY | MS4201 | MARSDEN | PLANNED PREVENTATIVE (REGULAR SERVICING) | 17 | 4-Poor | 2008
MARS146150 | WINDRUSH HOUSE-WITNEY | HEALTH VISITORS | SCALE-BABY | MS4201 | MARSDEN | PLANNED PREVENTATIVE (REGULAR SERVICING) | 16 | 4-Poor | 2009
MARS146158 | WINDRUSH HOUSE-WITNEY | HEALTH VISITORS | SCALE-BABY | MS4201 | MARSDEN | PLANNED PREVENTATIVE (REGULAR SERVICING) | 16 | 4-Poor | 2009
MARS123266 | ORCHARD HEALTH CENTRE | HEALTH VISITORS | SCALE-BABY | MS4201 | MARSDEN | PLANNED PREVENTATIVE (REGULAR SERVICING) | 16 | 4-Poor | 2009
MARS143582 | CHIPPING NORTON COMMUNITY HOSPITAL | HEALTH VISITORS | SCALE-BABY | MS4201 | MARSDEN | PLANNED PREVENTATIVE (REGULAR SERVICING) | 16 | 4-Poor | 2009
MARS123215 | ORCHARD HEALTH CENTRE | HEALTH VISITORS | SCALE-BABY | MS4201 | MARSDEN | PLANNED PREVENTATIVE (REGULAR SERVICING) | 16 | 4-Poor | 2009
MARS194757 | TEMPLE COWLEY HEALTH CENTRE | HEALTH VISITORS | SCALE-BABY | MS4201 | MARSDEN | PLANNED PREVENTATIVE (REGULAR SERVICING) | 16 | 4-Poor | 2009
MARS123230 | ORCHARD HEALTH CENTRE | HEALTH VISITORS | SCALE-BABY | MS4201 | MARSDEN | PLANNED PREVENTATIVE (REGULAR SERVICING) | 17 | 4-Poor | 2008
MARS164110 | ORCHARD HEALTH CENTRE | HEALTH VISITORS | SCALE-BABY | MS4201 | MARSDEN | PLANNED PREVENTATIVE (REGULAR SERVICING) | 4 | 2-Good | 2021
MARS148505 | ORCHARD HEALTH CENTRE | HEALTH VISITORS | SCALE-BABY | MS4201 | MARSDEN | PLANNED PREVENTATIVE (REGULAR SERVICING) | 4 | 2-Good | 2021
MARS148512 | CHIPPING NORTON COMMUNITY HOSPITAL | HEALTH VISITORS | SCALE-BABY | MS4201 | MARSDEN | PLANNED PREVENTATIVE (REGULAR SERVICING) | 4 | 2-Good | 2021
MARS123114 | WINDRUSH HOUSE-WITNEY | HEALTH VISITORS | SCALE-BABY | MS4201 | MARSDEN | PLANNED PREVENTATIVE (REGULAR SERVICING) | 17 | 4-Poor | 2008
MARS160611 | THE DIDCOT FAMILY CENTRE | HEALTH VISITORS | SCALE-BABY | MS4201 | MARSDEN | PLANNED PREVENTATIVE (REGULAR SERVICING) | 17 | 4-Poor | 2008
MARS117390 | SOUTH PARADE | HEALTH VISITORS | SCALE-BABY | MS4201 | MARSDEN | PLANNED PREVENTATIVE (REGULAR SERVICING) | 17 | 4-Poor | 2008
MARS148503 | SOUTH PARADE | HEALTH VISITORS | SCALE-BABY | MS4201 | MARSDEN | PLANNED PREVENTATIVE (REGULAR SERVICING) | 16 | 4-Poor | 2009
MARS117391 | SOUTH PARADE | HEALTH VISITORS | SCALE-BABY | MS4201 | MARSDEN | PLANNED PREVENTATIVE (REGULAR SERVICING) | 16 | 4-Poor | 2009
MARS117358 | CARTERTON HEALTH CENTRE | HEALTH VISITORS | SCALE-BABY | MS4201 | MARSDEN | PLANNED PREVENTATIVE (REGULAR SERVICING) | 16 | 4-Poor | 2009
MARS160754 | TEMPLE COWLEY HEALTH CENTRE | HEALTH VISITORS | SCALE-BABY | MS4201 | MARSDEN | PLANNED PREVENTATIVE (REGULAR SERVICING) | 16 | 4-Poor | 2009
MARS117350 | ABINGDON COMMUNITY HOSPITAL | SCHOOL NURSING | SCALE-BABY | MS4201 | MARSDEN | PLANNED PREVENTATIVE (REGULAR SERVICING) | 17 | 4-Poor | 2008
MARS123054 | TEMPLE COWLEY HEALTH CENTRE | HEALTH VISITORS | SCALE-BABY | MS4201 | MARSDEN | PLANNED PREVENTATIVE (REGULAR SERVICING) | 4 | 2-Good | 2021
MARS123057 | TEMPLE COWLEY HEALTH CENTRE | HEALTH VISITORS | SCALE-BABY | MS4201 | MARSDEN | PLANNED PREVENTATIVE (REGULAR SERVICING) | 4 | 2-Good | 2021
MARS196163 | THE DIDCOT FAMILY CENTRE | HEALTH VISITORS | SCALE-BABY | MS4201 | MARSDEN | PLANNED PREVENTATIVE (REGULAR SERVICING) | 17 | 4-Poor | 2008
MARS160616 | THE DIDCOT FAMILY CENTRE | HEALTH VISITORS | SCALE-BABY | MS4201 | MARSDEN | PLANNED PREVENTATIVE (REGULAR SERVICING) | 17 | 4-Poor | 2008
MARS123006 | THE DIDCOT FAMILY CENTRE | HEALTH VISITORS | SCALE-BABY | MS4201 | MARSDEN | PLANNED PREVENTATIVE (REGULAR SERVICING) | 17 | 4-Poor | 2008
OXFT4643 | BICESTER COMMUNITY HOSPITAL | FIRST AID UNIT | SCALE-BABY | MS4201 | MARSDEN | PLANNED PREVENTATIVE (REGULAR SERVICING) | 17 | 4-Poor | 2008
MARS160393 | TOWNLANDS COMMUNITY HOSPITAL | HEALTH VISITORS | SCALE-BABY | MS4201 | MARSDEN | PLANNED PREVENTATIVE (REGULAR SERVICING) | 16 | 4-Poor | 2009
MARS160391 | TOWNLANDS COMMUNITY HOSPITAL | HEALTH VISITORS | SCALE-BABY | MS4201 | MARSDEN | PLANNED PREVENTATIVE (REGULAR SERVICING) | 4 | 2-Good | 2021
MARS160822 | WALLINGFORD COMMUNITY HOSPITAL | HEALTH VISITORS | SCALE-BABY | MS4201 | MARSDEN | PLANNED PREVENTATIVE (REGULAR SERVICING) | 4 | 2-Good | 2021
MARS123362 | WANTAGE HEALTH CENTRE | HEALTH VISITORS | SCALE-BABY | MS4201 | MARSDEN | PLANNED PREVENTATIVE (REGULAR SERVICING) | 4 | 2-Good | 2021
MARS146157 | WANTAGE HEALTH CENTRE | HEALTH VISITORS | SCALE-BABY | MS4201 | MARSDEN | PLANNED PREVENTATIVE (REGULAR SERVICING) | 4 | 2-Good | 2021
OXFT3922 | CHIPPING NORTON COMMUNITY HOSPITAL | HEALTH VISITORS | SCALE-BABY | MS4201 | MARSDEN | PLANNED PREVENTATIVE (REGULAR SERVICING) | 4 | 2-Good | 2021
MARS160600 | FARINGDON MEDICAL CENTRE | HEALTH VISITORS | SCALE-BABY | MS4201 | MARSDEN | PLANNED PREVENTATIVE (REGULAR SERVICING) | 17 | 4-Poor | 2008
MARS148476 | WANTAGE HEALTH CENTRE | HEALTH VISITORS | SCALE-BABY | MS4201 | MARSDEN | PLANNED PREVENTATIVE (REGULAR SERVICING) | 16 | 4-Poor | 2009
MARS194279 | WINDRUSH HOUSE-WITNEY | HEALTH VISITORS | SCALE-BABY | MS4201 | MARSDEN | PLANNED PREVENTATIVE (REGULAR SERVICING) | 17 | 4-Poor | 2008
MARS123269 | CHIPPING NORTON COMMUNITY HOSPITAL | HEALTH VISITORS | SCALE-BABY | MS4201 | MARSDEN | PLANNED PREVENTATIVE (REGULAR SERVICING) | 17 | 4-Poor | 2008
OXFT0346 | MALTHOUSE SURGERY | HEALTH VISITORS | SCALE-BABY | MS4201 | MARSDEN | PLANNED PREVENTATIVE (REGULAR SERVICING) | 17 | 4-Poor | 2008
OHFT42680 | EAST OXFORD HEALTH CENTRE | DENTAL CLINIC | MICROSCOPE | NOT KNOWN | GT VISION | Fully Comprehensive includes any repair costs | 3 | 3-Average
OXFT1113 | FULBROOK CENTRE | CITY COMMUNITY HOSPITAL | CHAIR-PATIENT | HY2419-55 | SEMINAR COMPONENTS | PLANNED PREVENTATIVE (REGULAR SERVICING) | 2 | 2-Good
OHFT44776 | LITTLEMORE MENTAL HEALTH CENTRE | EVENLODE WARD | BREATH ANALYSER | ALCOLMETER 500 | LION LABORATORIES | PLANNED PREVENTATIVE (REGULAR SERVICING) | 3 | 3-Average
OHFT44986 | LITTLEMORE MENTAL HEALTH CENTRE | EVENLODE WARD | BREATH ANALYSER | ALCOLMETER 500 | LION LABORATORIES | PLANNED PREVENTATIVE (REGULAR SERVICING) | 3 | 3-Average
OHFT3440 | LITTLEMORE MENTAL HEALTH CENTRE | LAMBOURN HOUSE | BREATH ANALYSER | ALCOLMETER 500 | LION LABORATORIES | PLANNED PREVENTATIVE (REGULAR SERVICING) | 3 | 3-Average
OHFT3472 | LITTLEMORE MENTAL HEALTH CENTRE | GLYME WARD | BREATH ANALYSER | ALCOLMETER 500 | LION LABORATORIES | PLANNED PREVENTATIVE (REGULAR SERVICING) | 3 | 3-Average
OHFT0704 | LITTLEMORE MENTAL HEALTH CENTRE | WENRIC HOUSE | BREATH ANALYSER | ALCOLMETER 500 | LION LABORATORIES | PLANNED PREVENTATIVE (REGULAR SERVICING) | 3 | 3-Average
OHFT41998 | LITTLEMORE MENTAL HEALTH CENTRE | WENRIC HOUSE | BREATH ANALYSER | ALCOLMETER 500 | LION LABORATORIES | PLANNED PREVENTATIVE (REGULAR SERVICING) | 3 | 3-Average
OXFT1860 | LITTLEMORE MENTAL HEALTH CENTRE | GLYME WARD | BREATH ANALYSER | PICO | BEDFONT SCIENTIFIC | PLANNED PREVENTATIVE (REGULAR SERVICING) | 3 | 2-Good
OXFT6092 | LITTLEMORE MENTAL HEALTH CENTRE | KENNET WARD | BREATH ANALYSER | ALCOLMETER 500 | LION LABORATORIES | PLANNED PREVENTATIVE (REGULAR SERVICING) | 2 | 2-Good
OXFT1489 | LITTLEMORE MENTAL HEALTH CENTRE | KINGFISHER WARD | BREATH ANALYSER | ALCOMETER 700 | LION LABORATORIES | PLANNED PREVENTATIVE (REGULAR SERVICING) | 2 | 2-Good
OXFT1490 | LITTLEMORE MENTAL HEALTH CENTRE | KINGFISHER WARD | BREATH ANALYSER | ALCOMETER 700 | LION LABORATORIES | PLANNED PREVENTATIVE (REGULAR SERVICING) | 2 | 2-Good
OXFT5155 | LITTLEMORE MENTAL HEALTH CENTRE | FORENSIC UNIT | BREATH ANALYSER | ALCOMETER 700 | LION LABORATORIES | PLANNED PREVENTATIVE (REGULAR SERVICING) | 0 | 1-Excellent
OXFT1866 | WHITELEAF CENTRE | WOODLANDS MANOR HOUSE | BREATH ANALYSER | PICO | BEDFONT SCIENTIFIC | PLANNED PREVENTATIVE (REGULAR SERVICING) | 3 | 2-Good
OXFT1855 | WARNEFORD HOSPITAL | ALLEN WARD | BREATH ANALYSER | PICO | BEDFONT SCIENTIFIC | PLANNED PREVENTATIVE (REGULAR SERVICING) | 3 | 2-Good
OXFT1852 | FULBROOK CENTRE | CHERWELL WARD | BREATH ANALYSER | PICO | BEDFONT SCIENTIFIC | PLANNED PREVENTATIVE (REGULAR SERVICING) | 3 | 2-Good
OXFT1851 | LITTLEMORE MENTAL HEALTH CENTRE | ASHURST WARD | BREATH ANALYSER | PICO | BEDFONT SCIENTIFIC | PLANNED PREVENTATIVE (REGULAR SERVICING) | 3 | 2-Good
OXFT1850 | LITTLEMORE MENTAL HEALTH CENTRE | ASHURST WARD | BREATH ANALYSER | PICO | BEDFONT SCIENTIFIC | PLANNED PREVENTATIVE (REGULAR SERVICING) | 3 | 2-Good
OXFT1859 | LITTLEMORE MENTAL HEALTH CENTRE | KENNET WARD | BREATH ANALYSER | PICO | BEDFONT SCIENTIFIC | PLANNED PREVENTATIVE (REGULAR SERVICING) | 3 | 2-Good
OXFT1871 | LITTLEMORE MENTAL HEALTH CENTRE | FORENSIC UNIT | BREATH ANALYSER | PICO | BEDFONT SCIENTIFIC | PLANNED PREVENTATIVE (REGULAR SERVICING) | 3 | 2-Good
OXFT1861 | LITTLEMORE MENTAL HEALTH CENTRE | EVENLODE WARD | BREATH ANALYSER | PICO | BEDFONT SCIENTIFIC | PLANNED PREVENTATIVE (REGULAR SERVICING) | 3 | 2-Good
OXFT1862 | LITTLEMORE MENTAL HEALTH CENTRE | KESTREL WARD | BREATH ANALYSER | PICO | BEDFONT SCIENTIFIC | PLANNED PREVENTATIVE (REGULAR SERVICING) | 3 | 2-Good
OXFT1863 | LITTLEMORE MENTAL HEALTH CENTRE | KINGFISHER WARD | BREATH ANALYSER | PICO | BEDFONT SCIENTIFIC | PLANNED PREVENTATIVE (REGULAR SERVICING) | 3 | 2-Good
OXFT1864 | LITTLEMORE MENTAL HEALTH CENTRE | WENRIC HOUSE | BREATH ANALYSER | PICO | BEDFONT SCIENTIFIC | PLANNED PREVENTATIVE (REGULAR SERVICING) | 3 | 2-Good
OXFT1865 | LITTLEMORE MENTAL HEALTH CENTRE | LAMBOURN HOUSE | BREATH ANALYSER | PICO | BEDFONT SCIENTIFIC | PLANNED PREVENTATIVE (REGULAR SERVICING) | 3 | 2-Good
OXFT1848 | WHITELEAF CENTRE | OPAL WARD | BREATH ANALYSER | PICO | BEDFONT SCIENTIFIC | PLANNED PREVENTATIVE (REGULAR SERVICING) | 3 | 2-Good
OXFT1856 | WARNEFORD HOSPITAL | WINTLE WARD | BREATH ANALYSER | PICO | BEDFONT SCIENTIFIC | PLANNED PREVENTATIVE (REGULAR SERVICING) | 3 | 2-Good
OXFT1867 | MARLBOROUGH HOUSE-MILTON KEYNES | WATLING WARD | BREATH ANALYSER | PICO | BEDFONT SCIENTIFIC | PLANNED PREVENTATIVE (REGULAR SERVICING) | 3 | 2-Good
OXFT1868 | MARLBOROUGH HOUSE-MILTON KEYNES | CHAFFRON WARD | BREATH ANALYSER | PICO | BEDFONT SCIENTIFIC | PLANNED PREVENTATIVE (REGULAR SERVICING) | 3 | 2-Good
OXFT1869 | LITTLEMORE MENTAL HEALTH CENTRE | FORENSIC UNIT | BREATH ANALYSER | PICO | BEDFONT SCIENTIFIC | PLANNED PREVENTATIVE (REGULAR SERVICING) | 3 | 2-Good
OXFT1870 | LITTLEMORE MENTAL HEALTH CENTRE | FORENSIC UNIT | BREATH ANALYSER | PICO | BEDFONT SCIENTIFIC | PLANNED PREVENTATIVE (REGULAR SERVICING) | 3 | 2-Good
OHFT44322 | WARNEFORD HOSPITAL | WINTLE WARD | BREATH ANALYSER | DOPPLEX SD2 | HUNTLEIGH HEALTHCARE | PLANNED PREVENTATIVE (REGULAR SERVICING) | 3 | 3-Average
OXFT4784 | WARNEFORD HOSPITAL | CLINICAL RESEARCH | BREATH ANALYSER | ALCOHAWK PRO PT500 | ALCO DIGITAL | PLANNED PREVENTATIVE (REGULAR SERVICING) | 1 | 2-Good
OHFT44560 | BLACKBIRD LEYS CENTRE | RESPIRATORY DAY CASE | BREATH ANALYSER | PICO | BEDFONT SCIENTIFIC | PLANNED PREVENTATIVE (REGULAR SERVICING) | 3 | 3-Average
OHFT44561 | BLACKBIRD LEYS CENTRE | RESPIRATORY | BREATH ANALYSER | PICO | BEDFONT SCIENTIFIC | PLANNED PREVENTATIVE (REGULAR SERVICING) | 3 | 3-Average
OHFT44565 | BLACKBIRD LEYS CENTRE | RESPIRATORY DAY CASE | BREATH ANALYSER | PICO | BEDFONT SCIENTIFIC | PLANNED PREVENTATIVE (REGULAR SERVICING) | 3 | 3-Average
OXFT1785 | WITNEY COMMUNITY HOSPITAL | LINFOOT WARD | BREATH ANALYSER | PICO | BEDFONT SCIENTIFIC | PLANNED PREVENTATIVE (REGULAR SERVICING) | 3 | 2-Good
OHFT2555 | MANZIL WAY, OXFORD | CMHT OLDER ADULTS | BREATH ANALYSER | ALCOLMETER 500 | LION LABORATORIES | PLANNED PREVENTATIVE (REGULAR SERVICING) | 3 | 3-Average
OHFT42860 | WARNEFORD HOSPITAL | ALLEN WARD | BREATH ANALYSER | ALCOLMETER 500 | LION LABORATORIES | PLANNED PREVENTATIVE (REGULAR SERVICING) | 3 | 3-Average
OHFT1031 | WARNEFORD HOSPITAL | CLINICAL RESEARCH | BREATH ANALYSER | ALCOLMETER 500 | LION LABORATORIES | PLANNED PREVENTATIVE (REGULAR SERVICING) | 3 | 3-Average
OXFT42149 | LITTLEMORE MENTAL HEALTH CENTRE | ASHURST WARD | BREATH ANALYSER | ALCOLMETER 500 | LION LABORATORIES | PLANNED PREVENTATIVE (REGULAR SERVICING) | 2 | 2-Good
OHFT3765 | LUTHER STREET MEDICAL CENTRE | TREATMENT ROOM | BREATH ANALYSER | DOPPLEX SD2 | HUNTLEIGH HEALTHCARE | PLANNED PREVENTATIVE (REGULAR SERVICING) | 3 | 3-Average
OHFT3769 | LUTHER STREET MEDICAL CENTRE | TREATMENT ROOM | BREATH ANALYSER | DOPPLEX SD2 | HUNTLEIGH HEALTHCARE | PLANNED PREVENTATIVE (REGULAR SERVICING) | 3 | 3-Average
OHFT41702 | WHITELEAF CENTRE | DAY HOSPITAL | BREATH ANALYSER | ALCOLMETER 500 | LION LABORATORIES | PLANNED PREVENTATIVE (REGULAR SERVICING) | 3 | 3-Average
OHFT45570 | WHITELEAF CENTRE | SAPPHIRE WARD | BREATH ANALYSER | ALCOLMETER 500 | LION LABORATORIES | PLANNED PREVENTATIVE (REGULAR SERVICING) | 3 | 3-Average
OXFT4616 | MARLBOROUGH HOUSE-SWINDON | INPATIENT DEPARTMENT | BREATH ANALYSER | ALCOLMETER 500 | LION LABORATORIES | PLANNED PREVENTATIVE (REGULAR SERVICING) | 1 | 2-Good
OHFT45435 | LITTLEMORE MENTAL HEALTH CENTRE | PHOENIX WARD | BREATH ANALYSER | ALCOLMETER 500 | LION LABORATORIES | PLANNED PREVENTATIVE (REGULAR SERVICING) | 3 | 3-Average
OHFT1484 | LUTHER STREET MEDICAL CENTRE | TREATMENT ROOM | BREATH ANALYSER | ALCOLMETER 500 | LION LABORATORIES | PLANNED PREVENTATIVE (REGULAR SERVICING) | 3 | 3-Average
OHFT3778 | LUTHER STREET MEDICAL CENTRE | TREATMENT ROOM | BREATH ANALYSER | ALCOLMETER 500 | LION LABORATORIES | PLANNED PREVENTATIVE (REGULAR SERVICING) | 3 | 3-Average
OHFT45124 | ORCHARD HEALTH CENTRE | PODIATRY | PLINTH-ELECTRIC | 93CDT | PLINTH MEDICAL | PLANNED PREVENTATIVE (REGULAR SERVICING) | 25 | 4-Poor | 2000
OHFT2926 | WHITELEAF CENTRE | AMBER WARD | PLINTH-ELECTRIC | A2222/2/SHS | ARJO HUNTLEIGH | PLANNED PREVENTATIVE (REGULAR SERVICING) | 4 | 1-Excellent
OHFT45490 | THE FIENNES CENTRE | OUT OF HOURS CLINIC | PLINTH-ELECTRIC | BASIC | BRISTOL MAID | PLANNED PREVENTATIVE (REGULAR SERVICING) | 3 | 3-Average
OHFT45547 | DIDCOT COMMUNITY HOSPITAL | PODIATRY | PLINTH-ELECTRIC | BARIATRIC | PLINTH MEDICAL | PLANNED PREVENTATIVE (REGULAR SERVICING) | 17 | 4-Poor | 2008
OXFT1672 | ABINGDON COMMUNITY HOSPITAL | OSRU | PLINTH-ELECTRIC | ST4562W-230T-1WH | PLINTH MEDICAL | PLANNED PREVENTATIVE (REGULAR SERVICING) | 4 | 1-Excellent
OHFT2175 | LUTHER STREET MEDICAL CENTRE | TREATMENT ROOM | PLINTH-ELECTRIC | PLINTH | PLINTH MEDICAL | PLANNED PREVENTATIVE (REGULAR SERVICING) | 21 | 4-Poor | 2004
OXFT1423 | THE SLADE BUILDING | JOHN SHARICH HOUSE | PLINTH-ELECTRIC | ST2700 | SEERS MEDICAL | PLANNED PREVENTATIVE (REGULAR SERVICING) | 3 | 1-Excellent
OHFT46787 | LITTLEMORE MENTAL HEALTH CENTRE | OCCUPATIONAL HEALTH | PLINTH-ELECTRIC | OSL3100 | MEDITELLE | PLANNED PREVENTATIVE (REGULAR SERVICING) | 4 | 1-Excellent
OXFT0128 | ABINGDON COMMUNITY HOSPITAL | PODIATRY | PLINTH-ELECTRIC | 93CDT | PLINTH MEDICAL | PLANNED PREVENTATIVE (REGULAR SERVICING) | 3 | 4-Poor | 2000
OXFT1154 | KIDLINGTON HEALTH CENTRE | PODIATRY | PLINTH-ELECTRIC | 93CDT | PLINTH MEDICAL | PLANNED PREVENTATIVE (REGULAR SERVICING) | 3 | 4-Poor | 2000
OXFT4527 | ABINGDON COMMUNITY HOSPITAL | PODIATRY | PLINTH-ELECTRIC | 93CDT | PLINTH MEDICAL | PLANNED PREVENTATIVE (REGULAR SERVICING) | 3 | 4-Poor | 2000
OXFT4554 | LITTLEMORE MENTAL HEALTH CENTRE | PHOENIX WARD | PLINTH-ELECTRIC | SUNFLOWER | SUNFLOWER MEDICAL | PLANNED PREVENTATIVE (REGULAR SERVICING) | 3 | 1-Excellent
OXFT3764 | CMHT-OLDER ADULTS-NORTH & WEST OXFORDSHIRE | CMHT | PLINTH-ELECTRIC | SX2007-UKI-1WH | SEERS MEDICAL | PLANNED PREVENTATIVE (REGULAR SERVICING) | 3 | 1-Excellent
OXFT3782 | THE LEYS HEALTH CENTRE | DISTRICT NURSES | PLINTH-ELECTRIC | SX2007-UKI-1WH | SEERS MEDICAL | PLANNED PREVENTATIVE (REGULAR SERVICING) | 1 | 1-Excellent
OXFT4555 | LITTLEMORE MENTAL HEALTH CENTRE | GLYME WARD | PLINTH-ELECTRIC | SX2007-UKI-1WH | SEERS MEDICAL | PLANNED PREVENTATIVE (REGULAR SERVICING) | 3 | 1-Excellent
OXFT3814 | LITTLEMORE MENTAL HEALTH CENTRE | ASSESSMENT HUB | PLINTH-ELECTRIC | SX2007-UKI-1WH | SEERS MEDICAL | PLANNED PREVENTATIVE (REGULAR SERVICING) | 2 | 1-Excellent
OXFT3834 | THE FIENNES CENTRE | OUTPATIENTS DEPT | PLINTH-ELECTRIC | SX2007-UKI-1WH | SEERS MEDICAL | PLANNED PREVENTATIVE (REGULAR SERVICING) | 0 | 1-Excellent
OXFT3846 | MURRAY HOUSE | ADMINISTRATION | PLINTH-ELECTRIC | SX2007-UKI-1WH | SEERS MEDICAL | PLANNED PREVENTATIVE (REGULAR SERVICING) | 0 | 1-Excellent
OXFT3847 | MURRAY HOUSE | ADMINISTRATION | PLINTH-ELECTRIC | SX2007-UKI-1WH | SEERS MEDICAL | PLANNED PREVENTATIVE (REGULAR SERVICING) | 0 | 1-Excellent
OXFT3848 | MURRAY HOUSE | ADMINISTRATION | PLINTH-ELECTRIC | SX2007-UKI-1WH | SEERS MEDICAL | PLANNED PREVENTATIVE (REGULAR SERVICING) | 0 | 1-Excellent
OXFT3850 | MURRAY HOUSE | ADMINISTRATION | PLINTH-ELECTRIC | SX2007-UKI-1WH | SEERS MEDICAL | PLANNED PREVENTATIVE (REGULAR SERVICING) | 0 | 1-Excellent
OXFT3857 | MURRAY HOUSE | ADMINISTRATION | PLINTH-ELECTRIC | SX2007-UKI-1WH | SEERS MEDICAL | PLANNED PREVENTATIVE (REGULAR SERVICING) | 0 | 1-Excellent
OXFT3851 | MURRAY HOUSE | ADMINISTRATION | PLINTH-ELECTRIC | SX2007-UKI-1WH | SEERS MEDICAL | PLANNED PREVENTATIVE (REGULAR SERVICING) | 0 | 1-Excellent
OXFT3852 | MURRAY HOUSE | ADMINISTRATION | PLINTH-ELECTRIC | SX2007-UKI-1WH | SEERS MEDICAL | PLANNED PREVENTATIVE (REGULAR SERVICING) | 0 | 1-Excellent
OXFT3853 | MURRAY HOUSE | ADMINISTRATION | PLINTH-ELECTRIC | SX2007-UKI-1WH | SEERS MEDICAL | PLANNED PREVENTATIVE (REGULAR SERVICING) | 0 | 1-Excellent
OXFT3854 | MURRAY HOUSE | ADMINISTRATION | PLINTH-ELECTRIC | SX2007-UKI-1WH | SEERS MEDICAL | PLANNED PREVENTATIVE (REGULAR SERVICING) | 0 | 1-Excellent
OXFT3855 | MURRAY HOUSE | ADMINISTRATION | PLINTH-ELECTRIC | SX2007-UKI-1WH | SEERS MEDICAL | PLANNED PREVENTATIVE (REGULAR SERVICING) | 0 | 1-Excellent
OXFT3856 | MURRAY HOUSE | ADMINISTRATION | PLINTH-ELECTRIC | SX2007-UKI-1WH | SEERS MEDICAL | PLANNED PREVENTATIVE (REGULAR SERVICING) | 0 | 1-Excellent
OXFT3849 | MURRAY HOUSE | ADMINISTRATION | PLINTH-ELECTRIC | SX2007-UKI-1WH | SEERS MEDICAL | PLANNED PREVENTATIVE (REGULAR SERVICING) | 0 | 1-Excellent
OXFT4788 | WARNEFORD HOSPITAL | MEADOW UNIT | PLINTH-ELECTRIC | SX2007-UKI-1WH | SEERS MEDICAL | PLANNED PREVENTATIVE (REGULAR SERVICING) | 2 | 1-Excellent
91141 | SAFFRON HOUSE | CHILTERN WEST CMHT | PLINTH-ELECTRIC | SX2007-UKI-1WH | SEERS MEDICAL | PLANNED PREVENTATIVE (REGULAR SERVICING) | 3 | 1-Excellent
OXFT2132 | THE FIENNES CENTRE | OUT OF HOURS CLINIC | PLINTH-ELECTRIC | SX2007-UKI-1WH | SEERS MEDICAL | PLANNED PREVENTATIVE (REGULAR SERVICING) | 3 | 3-Average
OXFT2133 | THE FIENNES CENTRE | OUT OF HOURS CLINIC | PLINTH-ELECTRIC | SX2007-UKI-1WH | SEERS MEDICAL | PLANNED PREVENTATIVE (REGULAR SERVICING) | 3 | 3-Average
OXFT1040 | LITTLEMORE MENTAL HEALTH CENTRE | WENRIC HOUSE | PLINTH-ELECTRIC | SX2007-UKI-1WH | SEERS MEDICAL | PLANNED PREVENTATIVE (REGULAR SERVICING) | 4 | 1-Excellent
OXFT0166 | CHIPPING NORTON COMMUNITY HOSPITAL | OUTPATIENTS DEPT | PLINTH-ELECTRIC | SX2007-UKI-1WH | SEERS MEDICAL | PLANNED PREVENTATIVE (REGULAR SERVICING) | 1 | 1-Excellent
OXFT4814 | ABINGDON COMMUNITY HOSPITAL | OUTPATIENTS DEPT | PLINTH-ELECTRIC | SX2007-UKI-1WH | SEERS MEDICAL | PLANNED PREVENTATIVE (REGULAR SERVICING) | 0 | 1-Excellent
OHFT40862 | UNIPART HOUSE | RESUSCITATION TEAM | PLINTH-ELECTRIC | EC1220/VBB | BRISTOL MAID | PLANNED PREVENTATIVE (REGULAR SERVICING) | 3 | 3-Average
OHFT0053 | WHITELEAF CENTRE | WOODLANDS MANOR HOUSE | PLINTH-ELECTRIC | EC1220/VBB | BRISTOL MAID | PLANNED PREVENTATIVE (REGULAR SERVICING) | 3 | 3-Average
OHFT40778 | RAGLAN HOUSE | CAMHS | PLINTH-ELECTRIC | STD | REM | PLANNED PREVENTATIVE (REGULAR SERVICING) | 3 | 3-Average
OHFT1718 | TEMPLE HOUSE, KEYNSHAM | CAMHS | PLINTH-ELECTRIC | 20050 | ARJO HUNTLEIGH | PLANNED PREVENTATIVE (REGULAR SERVICING) | 3 | 3-Average
OHFT2923 | WHITELEAF CENTRE | SAPPHIRE WARD | PLINTH-ELECTRIC | 8861 | AKRON ARJO HUNTLEIGH | PLANNED PREVENTATIVE (REGULAR SERVICING) | 3 | 3-Average
OHFT46628 | SUE NICHOLLS CENTRE | TREATMENT ROOM | PLINTH-ELECTRIC | ELECTRIC | BRISTOL MAID | PLANNED PREVENTATIVE (REGULAR SERVICING) | 3 | 3-Average
OHFT164331 | WANTAGE COMMUNITY HOSPITAL | OUTPATIENTS DEPT | PLINTH-ELECTRIC | SUN-VHP3E | SUNFLOWER MEDICAL | PLANNED PREVENTATIVE (REGULAR SERVICING) | 3 | 3-Average
OHFT164332 | WANTAGE COMMUNITY HOSPITAL | OUTPATIENTS DEPT | PLINTH-ELECTRIC | SUN-VHP3E | SUNFLOWER MEDICAL | PLANNED PREVENTATIVE (REGULAR SERVICING) | 3 | 3-Average
OHFT164333 | WANTAGE COMMUNITY HOSPITAL | OUTPATIENTS DEPT | PLINTH-ELECTRIC | SUN-VHP3E | SUNFLOWER MEDICAL | PLANNED PREVENTATIVE (REGULAR SERVICING) | 3 | 3-Average
OHFT164334 | WANTAGE COMMUNITY HOSPITAL | OUTPATIENTS DEPT | PLINTH-ELECTRIC | SUN-VHP3E | SUNFLOWER MEDICAL | PLANNED PREVENTATIVE (REGULAR SERVICING) | 3 | 3-Average
OHFT164335 | WANTAGE COMMUNITY HOSPITAL | OUTPATIENTS DEPT | PLINTH-ELECTRIC | SUN-VHP3E | SUNFLOWER MEDICAL | PLANNED PREVENTATIVE (REGULAR SERVICING) | 3 | 3-Average
OHFT40840 | MARLBOROUGH HOUSE-MILTON KEYNES | WATLING WARD | PLINTH-ELECTRIC | EC1220/VBB | BRISTOL MAID | PLANNED PREVENTATIVE (REGULAR SERVICING) | 3 | 3-Average
OHFT40439 | ABINGDON COMMUNITY HOSPITAL | GYM (EMU) | PLINTH-ELECTRIC | NOT KNOWN | THE PLINTH COMPANY | PLANNED PREVENTATIVE (REGULAR SERVICING) | 3 | 3-Average
OHFT43259 | BICESTER COMMUNITY HOSPITAL | FIRST AID UNIT | PLINTH-ELECTRIC | SM2550 | SEERS MEDICAL | PLANNED PREVENTATIVE (REGULAR SERVICING) | 3 | 3-Average
OHFT42432 | FULBROOK CENTRE | SANDFORD WARD | PLINTH-ELECTRIC | SM2550 | SEERS MEDICAL | PLANNED PREVENTATIVE (REGULAR SERVICING) | 3 | 3-Average
OHFT1831 | FULBROOK CENTRE | CITY COMMUNITY HOSPITAL | PLINTH-ELECTRIC | ST4562 | SEERS MEDICAL | PLANNED PREVENTATIVE (REGULAR SERVICING) | 3 | 3-Average
OXFT0028 | ABINGDON COMMUNITY HOSPITAL | OSRU | PLINTH-ELECTRIC | ST4562 | SEERS MEDICAL | PLANNED PREVENTATIVE (REGULAR SERVICING) | 2 | 1-Excellent
OHFT46716 | AMERSHAM HEALTH CENTRE | CMHT SOUTH EAST | PLINTH-ELECTRIC | SUN-VHP3E | SUNFLOWER MEDICAL | PLANNED PREVENTATIVE (REGULAR SERVICING) | 3 | 3-Average
OHFT0973 | DIDCOT COMMUNITY HOSPITAL | PHYSIOTHERAPY | PLINTH-ELECTRIC | EKECTRIC | MAGNETIC | PLANNED PREVENTATIVE (REGULAR SERVICING) | 3 | 3-Average
OHFT1405 | ABINGDON COMMUNITY HOSPITAL | OUTPATIENTS DEPT | PLINTH-ELECTRIC | ELECTRIC | MEDI PLINTH | PLANNED PREVENTATIVE (REGULAR SERVICING) | 3 | 3-Average
OHFT1406 | ABINGDON COMMUNITY HOSPITAL | OUTPATIENTS DEPT | PLINTH-ELECTRIC | ELECTRIC | MEDI PLINTH | PLANNED PREVENTATIVE (REGULAR SERVICING) | 3 | 3-Average
OHFT1407 | ABINGDON COMMUNITY HOSPITAL | OUTPATIENTS DEPT | PLINTH-ELECTRIC | ELECTRIC | MEDI PLINTH | PLANNED PREVENTATIVE (REGULAR SERVICING) | 3 | 3-Average
OHFT1408 | ABINGDON COMMUNITY HOSPITAL | OUTPATIENTS DEPT | PLINTH-ELECTRIC | ELECTRIC | MEDI PLINTH | PLANNED PREVENTATIVE (REGULAR SERVICING) | 3 | 3-Average
OHFT43843 | RAGLAN HOUSE | PODIATRY | PLINTH-ELECTRIC | ELECTRIC | MEDI PLINTH | PLANNED PREVENTATIVE (REGULAR SERVICING) | 3 | 3-Average
OHFT43707 | LITTLEMORE MENTAL HEALTH CENTRE | ASSESSMENT HUB | PLINTH-ELECTRIC | MECHANICAL | MEDI PLINTH | PLANNED PREVENTATIVE (REGULAR SERVICING) | 3 | 3-Average
OXFT0437 | WARNEFORD HOSPITAL | ALLEN WARD | PLINTH-ELECTRIC | SM2573-230 | SEERS MEDICAL | PLANNED PREVENTATIVE (REGULAR SERVICING) | 4 | 1-Excellent
OHFT40980 | BICESTER COMMUNITY HOSPITAL | FIRST AID UNIT | PLINTH-ELECTRIC | PLINTH | AKRON ARJO HUNTLEIGH | PLANNED PREVENTATIVE (REGULAR SERVICING) | 3 | 3-Average
OHFT40460 | LITTLEMORE MENTAL HEALTH CENTRE | PHOENIX WARD | PLINTH-ELECTRIC | PLINTH | AKRON ARJO HUNTLEIGH | PLANNED PREVENTATIVE (REGULAR SERVICING) | 3 | 3-Average
OHFT0194 | REDLANDS DAYTIME SUPPORT | LEARNING DISABILITY SERVICE | PLINTH-ELECTRIC | PLINTH | AKRON ARJO HUNTLEIGH | PLANNED PREVENTATIVE (REGULAR SERVICING) | 3 | 3-Average
OHFT41112 | LITTLEMORE MENTAL HEALTH CENTRE | KENNET WARD | PLINTH-ELECTRIC | EXAMINATION COUCH | G&J LOGISTICS | PLANNED PREVENTATIVE (REGULAR SERVICING) | 4 | 1-Excellent
OHFT2495 | ABINGDON COMMUNITY HOSPITAL | PODIATRY | PLINTH-ELECTRIC | 503CDT | PLINTH MEDICAL | PLANNED PREVENTATIVE (REGULAR SERVICING) | 18 | 4-Poor | 2007
OHFT2496 | ABINGDON COMMUNITY HOSPITAL | PODIATRY | PLINTH-ELECTRIC | 503CDT | PLINTH MEDICAL | PLANNED PREVENTATIVE (REGULAR SERVICING) | 3 | 3-Average
OHFT41689 | WARNEFORD HOSPITAL | CLINICAL RESEARCH | PLINTH-ELECTRIC | 503CDT | PLINTH MEDICAL | PLANNED PREVENTATIVE (REGULAR SERVICING) | 3 | 3-Average
OHFT0895 | ABINGDON COMMUNITY HOSPITAL | CHILDREN & YOUNG ADULT SERVICE | PLINTH-ELECTRIC | MECHANICAL | MEDI PLINTH | PLANNED PREVENTATIVE (REGULAR SERVICING) | 3 | 3-Average
OHFT1896 | CHIPPING NORTON COMMUNITY HOSPITAL | OUTPATIENTS DEPT | PLINTH-ELECTRIC | MECHANICAL | MEDI PLINTH | PLANNED PREVENTATIVE (REGULAR SERVICING) | 3 | 3-Average
OHFT41999 | LITTLEMORE MENTAL HEALTH CENTRE | OCCUPATIONAL HEALTH | PLINTH-ELECTRIC | MECHANICAL | MEDI PLINTH | PLANNED PREVENTATIVE (REGULAR SERVICING) | 3 | 3-Average
OHFT3233 | WALLINGFORD COMMUNITY HOSPITAL | ST LEONARDS WARD | PLINTH-ELECTRIC | ELECTRIC PLINTH | ARJO HUNTLEIGH | PLANNED PREVENTATIVE (REGULAR SERVICING) | 3 | 3-Average
OHFT2924 | WHITELEAF CENTRE | RUBY WARD | PLINTH-ELECTRIC | ELECTRIC PLINTH | ARJO HUNTLEIGH | PLANNED PREVENTATIVE (REGULAR SERVICING) | 3 | 3-Average
OHFT2932 | WHITELEAF CENTRE | DAY HOSPITAL | PLINTH-ELECTRIC | ELECTRIC PLINTH | ARJO HUNTLEIGH | PLANNED PREVENTATIVE (REGULAR SERVICING) | 3 | 3-Average
OHFT3767 | LUTHER STREET MEDICAL CENTRE | TREATMENT ROOM | PLINTH-ELECTRIC | ELECTRIC PLINTH | ARJO HUNTLEIGH | PLANNED PREVENTATIVE (REGULAR SERVICING) | 3 | 3-Average
OHFT1042 | SAVERNAKE HOSPITAL | COTSWOLD HOUSE | PLINTH-ELECTRIC | ELECTRIC PLINTH | ARJO HUNTLEIGH | PLANNED PREVENTATIVE (REGULAR SERVICING) | 3 | 3-Average
OHFT3841 | SUE NICHOLLS CENTRE | CAMHS AYLESBURY | PLINTH-ELECTRIC | ELECTRIC PLINTH | ARJO HUNTLEIGH | PLANNED PREVENTATIVE (REGULAR SERVICING) | 3 | 3-Average
OHFT2553 | ABINGDON COMMUNITY HOSPITAL | MINOR INJURIES UNIT | PLINTH-ELECTRIC | HYDRAULIC | ARJO HUNTLEIGH | PLANNED PREVENTATIVE (REGULAR SERVICING) | 3 | 3-Average
OHFT2819 | ABINGDON COMMUNITY HOSPITAL | MINOR INJURIES UNIT | PLINTH-ELECTRIC | HYDRAULIC | ARJO HUNTLEIGH | PLANNED PREVENTATIVE (REGULAR SERVICING) | 3 | 3-Average
OHFT42342 | ABINGDON COMMUNITY HOSPITAL | MINOR INJURIES UNIT | PLINTH-ELECTRIC | HYDRAULIC | ARJO HUNTLEIGH | PLANNED PREVENTATIVE (REGULAR SERVICING) | 3 | 3-Average
OHFT2552 | BICESTER COMMUNITY HOSPITAL | FIRST AID UNIT | PLINTH-ELECTRIC | HYDRAULIC | ARJO HUNTLEIGH | PLANNED PREVENTATIVE (REGULAR SERVICING) | 3 | 3-Average
OHFT40976 | BICESTER COMMUNITY HOSPITAL | FIRST AID UNIT | PLINTH-ELECTRIC | HYDRAULIC | ARJO HUNTLEIGH | PLANNED PREVENTATIVE (REGULAR SERVICING) | 3 | 3-Average
OHFT3671 | FULBROOK CENTRE | CHERWELL WARD | PLINTH-ELECTRIC | ELECTRIC PLINTH | ARJO HUNTLEIGH | PLANNED PREVENTATIVE (REGULAR SERVICING) | 3 | 3-Average
OHFT41577 | TOWNLANDS COMMUNITY HOSPITAL | MINOR INJURIES UNIT | PLINTH-ELECTRIC | 3 SECTION | AKRON ARJO HUNTLEIGH | PLANNED PREVENTATIVE (REGULAR SERVICING) | 3 | 3-Average
OHFT41444 | ABINGDON COMMUNITY HOSPITAL | CHILDREN & YOUNG ADULT SERVICE | PLINTH-ELECTRIC | PLINTH | BEAVER HEALTHCARE | PLANNED PREVENTATIVE (REGULAR SERVICING) | 3 | 3-Average
OHFT3809 | WANTAGE COMMUNITY HOSPITAL | PODIATRY | PLINTH-ELECTRIC | 503CDT | PLINTH MEDICAL | PLANNED PREVENTATIVE (REGULAR SERVICING) | 21 | 4-Poor | 2004
OHFT43261 | WALLINGFORD COMMUNITY HOSPITAL | OUTPATIENTS DEPT | PLINTH-ELECTRIC | PLINTH | PLINTH MEDICAL | PLANNED PREVENTATIVE (REGULAR SERVICING) | 3 | 1-Excellent
OHFT46613 | WITNEY COMMUNITY HOSPITAL | OUTPATIENTS DEPT | PLINTH-ELECTRIC | 2000 | PLINTH MEDICAL | PLANNED PREVENTATIVE (REGULAR SERVICING) | 3 | 3-Average
OHFT46340 | CHIPPING NORTON COMMUNITY HOSPITAL | PODIATRY | PLINTH-ELECTRIC | 502-E | PLINTH MEDICAL | PLANNED PREVENTATIVE (REGULAR SERVICING) | 4 | 1-Excellent | 2021
OHFT1421 | LITTLEMORE MENTAL HEALTH CENTRE | ASHURST WARD | PLINTH-ELECTRIC | NOT KNOWN | AKRON ARJO HUNTLEIGH | PLANNED PREVENTATIVE (REGULAR SERVICING) | 3 | 3-Average
OHFT46627 | SUE NICHOLLS CENTRE | TREATMENT ROOM | PLINTH-ELECTRIC | NOT KNOWN | AKRON ARJO HUNTLEIGH | PLANNED PREVENTATIVE (REGULAR SERVICING) | 3 | 3-Average
OHFT40120 | WHITELEAF CENTRE | OPAL WARD | PLINTH-ELECTRIC | NOT KNOWN | AKRON ARJO HUNTLEIGH | PLANNED PREVENTATIVE (REGULAR SERVICING) | 3 | 3-Average
OHFT1658 | ABINGDON COMMUNITY HOSPITAL | ABBEY WARD | PLINTH-ELECTRIC | PLINTH | PHYSIO MED | PLANNED PREVENTATIVE (REGULAR SERVICING) | 3 | 3-Average
OHFT0318 | MARLBOROUGH HOUSE-SWINDON | CAMHS | PLINTH-ELECTRIC | 3 SECTION | AKRON ARJO HUNTLEIGH | PLANNED PREVENTATIVE (REGULAR SERVICING) | 3 | 3-Average
OHFT41563 | TOWNLANDS COMMUNITY HOSPITAL | MINOR INJURIES UNIT | PLINTH-ELECTRIC | 3 SECTION | AKRON ARJO HUNTLEIGH | PLANNED PREVENTATIVE (REGULAR SERVICING) | 3 | 3-Average
OHFT42840 | RECTORY CENTRE | SKILL CENTRE | PLINTH-ELECTRIC | AKRON | AKRON ARJO HUNTLEIGH | PLANNED PREVENTATIVE (REGULAR SERVICING) | 3 | 3-Average
OHFT42839 | RECTORY CENTRE | SKILL CENTRE | PLINTH-ELECTRIC | AKRON | AKRON ARJO HUNTLEIGH | PLANNED PREVENTATIVE (REGULAR SERVICING) | 3 | 3-Average
OXFT0423 | LITTLEMORE MENTAL HEALTH CENTRE | KESTREL WARD | PLINTH-ELECTRIC | A3221 | ARJO HUNTLEIGH | PLANNED PREVENTATIVE (REGULAR SERVICING) | 4 | 1-Excellent
OHFT41578 | TOWNLANDS COMMUNITY HOSPITAL | MINOR INJURIES UNIT | PLINTH-ELECTRIC | A2232/2/SFS | AKRON ARJO HUNTLEIGH | PLANNED PREVENTATIVE (REGULAR SERVICING) | 3 | 3-Average
OHFT44221 | WALLINGFORD COMMUNITY HOSPITAL | OUTPATIENTS DEPT | PLINTH-ELECTRIC | A2232/2/SFS | AKRON ARJO HUNTLEIGH | PLANNED PREVENTATIVE (REGULAR SERVICING) | 3 | 3-Average
OHFT43666 | WARNEFORD HOSPITAL | GREEN TREE LODGE OUTPATIENTS | PLINTH-ELECTRIC | A2232/2/SFS | AKRON ARJO HUNTLEIGH | PLANNED PREVENTATIVE (REGULAR SERVICING) | 3 | 3-Average
OHFT2566 | WITNEY COMMUNITY HOSPITAL | OUTPATIENTS DEPT | PLINTH-ELECTRIC | PLINTH | PLINTH MEDICAL | PLANNED PREVENTATIVE (REGULAR SERVICING) | 3 | 3-Average
OHFT1472 | JULIER CENTRE | PODIATRY | PLINTH-ELECTRIC | 503CDT | PLINTH MEDICAL | PLANNED PREVENTATIVE (REGULAR SERVICING) | 10 | 2-Good | 2015
OHFT0052 | WALLINGFORD COMMUNITY HOSPITAL | PODIATRY | PLINTH-ELECTRIC | 503CDT | PLINTH MEDICAL | PLANNED PREVENTATIVE (REGULAR SERVICING) | 12 | 2-Good | 2013
OHFT41314 | WINDRUSH HEALTH CENTRE | PODIATRY | PLINTH-ELECTRIC | 503CDT | PLINTH MEDICAL | PLANNED PREVENTATIVE (REGULAR SERVICING) | 10 | 2-Good | 2015
OHFT40116 | RECTORY CENTRE | SKILL CENTRE | PLINTH-ELECTRIC | AKRON | AKRON ARJO HUNTLEIGH | PLANNED PREVENTATIVE (REGULAR SERVICING) | 3 | 3-Average
OHFT42838 | RECTORY CENTRE | SKILL CENTRE | PLINTH-ELECTRIC | AKRON | AKRON ARJO HUNTLEIGH | PLANNED PREVENTATIVE (REGULAR SERVICING) | 3 | 3-Average
OHFT2540 | THE FIENNES CENTRE | PODIATRY | PLINTH-ELECTRIC | PLINTH | PLINTH MEDICAL | PLANNED PREVENTATIVE (REGULAR SERVICING) | 17 | 4-Poor | 2008
OHFT41769 | RAGLAN HOUSE | PODIATRY | PLINTH-ELECTRIC | 503CDT | PLINTH MEDICAL | PLANNED PREVENTATIVE (REGULAR SERVICING) | 17 | 4-Poor | 2008
OHFT43846 | RAGLAN HOUSE | PODIATRY | PLINTH-ELECTRIC | 503CDT | PLINTH MEDICAL | PLANNED PREVENTATIVE (REGULAR SERVICING) | 7 | 1-Excellent | 2018
OHFT1224 | WITNEY COMMUNITY HOSPITAL | CHILDREN & YOUNG ADULT SERVICE | PLINTH-ELECTRIC | PLINTH | PLINTH MEDICAL | PLANNED PREVENTATIVE (REGULAR SERVICING) | 16 | 4-Poor | 2009
OHFT2557 | WITNEY COMMUNITY HOSPITAL | OUTPATIENTS DEPT | PLINTH-ELECTRIC | PLINTH | PLINTH MEDICAL | PLANNED PREVENTATIVE (REGULAR SERVICING) | 3 | 3-Average
OHFT2558 | WITNEY COMMUNITY HOSPITAL | OUTPATIENTS DEPT | PLINTH-ELECTRIC | PLINTH | PLINTH MEDICAL | PLANNED PREVENTATIVE (REGULAR SERVICING) | 3 | 3-Average
OHFT0916 | WINDRUSH HEALTH CENTRE | PODIATRY | PLINTH-ELECTRIC | 503CDT | PLINTH MEDICAL | PLANNED PREVENTATIVE (REGULAR SERVICING) | 19 | 4-Poor | 2006
OHFT44358 | WITNEY COMMUNITY HOSPITAL | OUTPATIENTS DEPT | PLINTH-ELECTRIC | PLINTH | PLINTH MEDICAL | PLANNED PREVENTATIVE (REGULAR SERVICING) | 3 | 3-Average
OHFT0848 | WITNEY COMMUNITY HOSPITAL | OUTPATIENTS DEPT | PLINTH-ELECTRIC | PLINTH | PLINTH MEDICAL | PLANNED PREVENTATIVE (REGULAR SERVICING) | 14 | 3-Average | 2011
OHFT2207 | ST BARNABAS CLINIC | PODIATRY | PLINTH-ELECTRIC | PLINTH | PLINTH MEDICAL | PLANNED PREVENTATIVE (REGULAR SERVICING) | 8 | 1-Excellent | 2017
OHFT2898 | ST BARNABAS CLINIC | PODIATRY | PLINTH-ELECTRIC | 503CDT | PLINTH MEDICAL | PLANNED PREVENTATIVE (REGULAR SERVICING) | 17 | 4-Poor | 2008
OHFT2910 | ST BARNABAS CLINIC | PODIATRY | PLINTH-ELECTRIC | 503CDT | PLINTH MEDICAL | PLANNED PREVENTATIVE (REGULAR SERVICING) | 17 | 4-Poor | 2008
OHFT0824 | WITNEY COMMUNITY HOSPITAL | LINFOOT WARD | PLINTH-ELECTRIC | PLINTH | PLINTH MEDICAL | PLANNED PREVENTATIVE (REGULAR SERVICING) | 16 | 4-Poor | 2009
OHFT41569 | TOWNLANDS COMMUNITY HOSPITAL | PODIATRY | PLINTH-ELECTRIC | 503CDT | PLINTH MEDICAL | PLANNED PREVENTATIVE (REGULAR SERVICING) | 9 | 2-Good | 2016
OHFT1684 | TOWNLANDS COMMUNITY HOSPITAL | PODIATRY | PLINTH-ELECTRIC | 503CDT | PLINTH MEDICAL | PLANNED PREVENTATIVE (REGULAR SERVICING) | 15 | 4-Poor | 2010
OHFT41575 | TOWNLANDS COMMUNITY HOSPITAL | PODIATRY | PLINTH-ELECTRIC | PLINTH | PLINTH MEDICAL | PLANNED PREVENTATIVE (REGULAR SERVICING) | 9 | 2-Good | 2016
OHFT41580 | WALLINGFORD COMMUNITY HOSPITAL | PODIATRY | PLINTH-ELECTRIC | 503CDT | PLINTH MEDICAL | PLANNED PREVENTATIVE (REGULAR SERVICING) | 16 | 4-Poor | 2009
OHFT0955 | WANTAGE COMMUNITY HOSPITAL | PODIATRY | PLINTH-ELECTRIC | 503CDT | PLINTH MEDICAL | PLANNED PREVENTATIVE (REGULAR SERVICING) | 17 | 4-Poor | 2008
OHFT3763 | RAGLAN HOUSE | PODIATRY | PLINTH-ELECTRIC | 503CDT | PLINTH MEDICAL | PLANNED PREVENTATIVE (REGULAR SERVICING) | 26 | 4-Poor | 1999
OHFT3555 | WINDRUSH HEALTH CENTRE | PODIATRY | PLINTH-ELECTRIC | 503CDT | PLINTH MEDICAL | PLANNED PREVENTATIVE (REGULAR SERVICING) | 19 | 4-Poor | 2006
OHFT0919 | WINDRUSH HEALTH CENTRE | PODIATRY | PLINTH-ELECTRIC | 503CDT | PLINTH MEDICAL | PLANNED PREVENTATIVE (REGULAR SERVICING) | 17 | 4-Poor | 2008
OHFT0927 (WHC) | THE FIENNES CENTRE | PODIATRY | PLINTH-ELECTRIC | 503CDT | PLINTH MEDICAL | PLANNED PREVENTATIVE (REGULAR SERVICING) | 17 | 4-Poor | 2008
OHFT0928 | WINDRUSH HEALTH CENTRE | PODIATRY | PLINTH-ELECTRIC | 503CDT | PLINTH MEDICAL | PLANNED PREVENTATIVE (REGULAR SERVICING) | 26 | 4-Poor | 1999
OHFT0843 | WITNEY COMMUNITY HOSPITAL | WENRISC WARD | PLINTH-ELECTRIC | PLINTH | PLINTH MEDICAL | PLANNED PREVENTATIVE (REGULAR SERVICING) | 17 | 4-Poor | 2008
OXFT3792 | WALLINGFORD COMMUNITY HOSPITAL | OUTPATIENTS DEPT | PLINTH-ELECTRIC | PLINTH | PLINTH MEDICAL | PLANNED PREVENTATIVE (REGULAR SERVICING) | 0 | 1-Excellent | 2025
OHFT2510 | ABINGDON COMMUNITY HOSPITAL | PODIATRY | PLINTH-ELECTRIC | PLINTH | PLINTH MEDICAL | PLANNED PREVENTATIVE (REGULAR SERVICING) | 14 | 3-Average | 2011
OHFT41920 | CHIPPING NORTON COMMUNITY HOSPITAL | PODIATRY | PLINTH-ELECTRIC | PLINTH | PLINTH MEDICAL | PLANNED PREVENTATIVE (REGULAR SERVICING) | 3 | 3-Average
OHFT3491 | MURRAY HOUSE | PODIATRY | PLINTH-ELECTRIC | 503CDT | PLINTH MEDICAL | PLANNED PREVENTATIVE (REGULAR SERVICING) | 17 | 4-Poor | 2008
OHFT40162 | MURRAY HOUSE | PODIATRY | PLINTH-ELECTRIC | PLINTH | PLINTH MEDICAL | PLANNED PREVENTATIVE (REGULAR SERVICING) | 14 | 3-Average | 2011
OHFT1307 | JULIER CENTRE | PODIATRY | PLINTH-ELECTRIC | 503CDT | PLINTH MEDICAL | PLANNED PREVENTATIVE (REGULAR SERVICING) | 26 | 4-Poor | 1999
OXFT0449 | THE FIENNES CENTRE | OUT OF HOURS CLINIC | PLINTH-ELECTRIC | EC1205/VBB | BRISTOL MAID | PLANNED PREVENTATIVE (REGULAR SERVICING) | 4 | 1-Excellent
OXFT0451 | THE FIENNES CENTRE | OUT OF HOURS CLINIC | PLINTH-ELECTRIC | EC1205/VBB | BRISTOL MAID | PLANNED PREVENTATIVE (REGULAR SERVICING) | 4 | 1-Excellent
OHFT1803 | ORCHARD HEALTH CENTRE | PODIATRY | PLINTH-ELECTRIC | 503CDT | PLINTH MEDICAL | PLANNED PREVENTATIVE (REGULAR SERVICING) | 24 | 4-Poor | 2001
OHFT40863 | RAGLAN HOUSE | PODIATRY | PLINTH-ELECTRIC | 503CDT | PLINTH MEDICAL | PLANNED PREVENTATIVE (REGULAR SERVICING) | 3 | 3-Average
OHFT40409 | WINDRUSH HEALTH CENTRE | PODIATRY | PLINTH-ELECTRIC | PLINTH | PLINTH MEDICAL | PLANNED PREVENTATIVE (REGULAR SERVICING) | 11 | 2-Good | 2014
OHFT2578 | WITNEY COMMUNITY HOSPITAL | OUTPATIENTS DEPT | PLINTH-ELECTRIC | PLINTH | PLINTH MEDICAL | PLANNED PREVENTATIVE (REGULAR SERVICING) | 3 | 3-Average
OXFT0523 | FULBROOK CENTRE | CITY COMMUNITY HOSPITAL | BED SENSOR SMALL PAD | 50008 | FALL SAVERS | ASSET ONLY NO SERVICING REQUIRED | 3 | 2-Good
OXFT0525 | FULBROOK CENTRE | CITY COMMUNITY HOSPITAL | BED SENSOR SMALL PAD | 50008 | FALL SAVERS | ASSET ONLY NO SERVICING REQUIRED | 3 | 2-Good
OXFT0526 | FULBROOK CENTRE | CITY COMMUNITY HOSPITAL | BED SENSOR SMALL PAD | 50008 | FALL SAVERS | ASSET ONLY NO SERVICING REQUIRED | 3 | 2-Good
OHFT3673 | WITNEY COMMUNITY HOSPITAL | LINFOOT WARD | MATTRESS | NB 3082 | ARJO HUNTLEIGH | ASSET ONLY NO SERVICING REQUIRED | 3 | 3-Average
OHFT2549 | WITNEY COMMUNITY HOSPITAL | LINFOOT WARD | MATTRESS | NB 3082 | ARJO HUNTLEIGH | ASSET ONLY NO SERVICING REQUIRED | 3 | 3-Average
OHFT46754 | ABINGDON COMMUNITY HOSPITAL | ABBEY WARD | MATTRESS | SOFTFORM ACTIVE 2 | INVACARE | ASSET ONLY NO SERVICING REQUIRED | 4 | 2-Good | 2021
OHFT46750 | ABINGDON COMMUNITY HOSPITAL | ABBEY WARD | MATTRESS | SOFTFORM ACTIVE 2 | INVACARE | ASSET ONLY NO SERVICING REQUIRED | 4 | 2-Good | 2021
OHFT46755 | ABINGDON COMMUNITY HOSPITAL | ABBEY WARD | MATTRESS | SOFTFORM ACTIVE 2 | INVACARE | ASSET ONLY NO SERVICING REQUIRED | 4 | 2-Good | 2021
OHFT46756 | ABINGDON COMMUNITY HOSPITAL | ABBEY WARD | MATTRESS | SOFTFORM ACTIVE 2 | INVACARE | ASSET ONLY NO SERVICING REQUIRED | 4 | 2-Good | 2021
OXFT2159 | WITNEY COMMUNITY HOSPITAL | WENRISC WARD | MATTRESS | APEX | APEX MEDICAL | ASSET ONLY NO SERVICING REQUIRED | 2 | 2-Good
OXFT0244 | ABINGDON COMMUNITY HOSPITAL | OSRU | MATTRESS | SOFTFORM ACTIVE 2S | INVACARE | ASSET ONLY NO SERVICING REQUIRED | 3 | 3-Average
OXFT1009 | FULBROOK CENTRE | CHERWELL WARD | MATTRESS | SOFTFORM ACTIVE 2 | INVACARE | ASSET ONLY NO SERVICING REQUIRED | 3 | 2-Good
OHFT46752 | ABINGDON COMMUNITY HOSPITAL | ABBEY WARD | MATTRESS | SOFTFORM ACTIVE 2 | INVACARE | ASSET ONLY NO SERVICING REQUIRED | 4 | 2-Good | 2021
OXFT1092 | WITNEY COMMUNITY HOSPITAL | LINFOOT WARD | MATTRESS | SOFTFORM ACTIVE 2 | INVACARE | ASSET ONLY NO SERVICING REQUIRED | 2 | 2-Good
OXFT2156 | WITNEY COMMUNITY HOSPITAL | WENRISC WARD | MATTRESS | APEX | APEX MEDICAL | ASSET ONLY NO SERVICING REQUIRED | 2 | 2-Good
OXFT2157 | WITNEY COMMUNITY HOSPITAL | WENRISC WARD | MATTRESS | APEX | APEX MEDICAL | ASSET ONLY NO SERVICING REQUIRED | 2 | 2-Good
OXFT2158 | WITNEY COMMUNITY HOSPITAL | WENRISC WARD | MATTRESS | APEX | APEX MEDICAL | ASSET ONLY NO SERVICING REQUIRED | 2 | 2-Good
OHFT2490 | ABINGDON COMMUNITY HOSPITAL | EMU | INFUSION PUMP-SYRINGE | ALARIS GH PLUS | CAREFUSION | Fully Comprehensive includes any repair costs | 3 | 3-Average
OXFT1171 | WARNEFORD HOSPITAL | CLINICAL RESEARCH | INFUSION PUMP-SYRINGE | ALARIS GH PLUS | CAREFUSION | Fully Comprehensive includes any repair costs | 2 | 2-Good
OXFT0406 | WARNEFORD HOSPITAL | ECT | INFUSION PUMP-SYRINGE | ALARIS GH PLUS | CAREFUSION | Fully Comprehensive includes any repair costs | 2 | 2-Good
OXFT0411 | WARNEFORD HOSPITAL | ECT | INFUSION PUMP-SYRINGE | ALARIS GH PLUS | CAREFUSION | Fully Comprehensive includes any repair costs | 2 | 2-Good
OXFT0412 | WARNEFORD HOSPITAL | ECT | INFUSION PUMP-SYRINGE | ALARIS GH PLUS | CAREFUSION | Fully Comprehensive includes any repair costs | 2 | 2-Good
OXFT1170 | WARNEFORD HOSPITAL | CLINICAL RESEARCH | INFUSION PUMP-SYRINGE | ALARIS GH PLUS | CAREFUSION | Fully Comprehensive includes any repair costs | 2 | 2-Good
OXFT0264 | THE CHILTERN SURGERY | DISTRICT NURSES | INFUSION PUMP-SYRINGE | BODYGUARD T | BD | Fully Comprehensive includes any repair costs | 3 | 2-Good
OXFT1240 | WARNEFORD HOSPITAL | CLINICAL RESEARCH | INFUSION PUMP-SYRINGE | ALARIS GUARDRAIL PLUS | BD | Fully Comprehensive includes any repair costs | 2 | 2-Good
OXFT4366 | UNIPART HOUSE | LEARNING & DEVELOPMENT | INFUSION PUMP-SYRINGE | ALARIS GUARDRAIL PLUS | BD | Fully Comprehensive includes any repair costs | 1 | 2-Good
OHFT0217 | NORTHWAY COMMUNITY CENTRE | COMMUNITY CHILDRENS NURSING TEAM | INFUSION PUMP-SYRINGE | ASENA CC PLUS | ALARIS MEDICAL | Fully Comprehensive includes any repair costs | 3 | 3-Average
OHFT2821 | NORTHWAY COMMUNITY CENTRE | COMMUNITY CHILDRENS NURSING TEAM | INFUSION PUMP-SYRINGE | ASENA CC PLUS | ALARIS MEDICAL | Fully Comprehensive includes any repair costs | 3 | 3-Average
OHFT3621 | NORTHWAY COMMUNITY CENTRE | COMMUNITY CHILDRENS NURSING TEAM | INFUSION PUMP-SYRINGE | ASENA CC PLUS | ALARIS MEDICAL | Fully Comprehensive includes any repair costs | 3 | 3-Average
OXFT0258 | THE CHILTERN SURGERY | DISTRICT NURSES | INFUSION PUMP-SYRINGE | BODYGUARD T | BD | Fully Comprehensive includes any repair costs | 3 | 2-Good
OXFT0269 | WALLINGFORD COMMUNITY HOSPITAL | DISTRICT NURSES | INFUSION PUMP-SYRINGE | BODYGUARD T | BD | Fully Comprehensive includes any repair costs | 3 | 2-Good
OXFT0268 | WALLINGFORD COMMUNITY HOSPITAL | DISTRICT NURSES | INFUSION PUMP-SYRINGE | BODYGUARD T | BD | Fully Comprehensive includes any repair costs | 3 | 2-Good
OXFT0267 | WALLINGFORD COMMUNITY HOSPITAL | DISTRICT NURSES | INFUSION PUMP-SYRINGE | BODYGUARD T | BD | Fully Comprehensive includes any repair costs | 3 | 2-Good
OXFT0266 | WITNEY COMMUNITY HOSPITAL | LINFOOT WARD | INFUSION PUMP-SYRINGE | BODYGUARD T | BD | Fully Comprehensive includes any repair costs | 3 | 2-Good
OXFT0265 | WITNEY COMMUNITY HOSPITAL | LINFOOT WARD | INFUSION PUMP-SYRINGE | BODYGUARD T | BD | Fully Comprehensive includes any repair costs | 3 | 2-Good
OXFT0252 | WITNEY COMMUNITY HOSPITAL | WENRISC WARD | INFUSION PUMP-SYRINGE | BODYGUARD T | BD | Fully Comprehensive includes any repair costs | 3 | 2-Good
OXFT0263 | WITNEY COMMUNITY HOSPITAL | WENRISC WARD | INFUSION PUMP-SYRINGE | BODYGUARD T | BD | Fully Comprehensive includes any repair costs | 3 | 2-Good
OXFT0262 | EAST OXFORD HEALTH CENTRE | OUT OF HOURS CLINIC | INFUSION PUMP-SYRINGE | BODYGUARD T | BD | Fully Comprehensive includes any repair costs | 3 | 2-Good
OXFT0261 | WALLINGFORD COMMUNITY HOSPITAL | DISTRICT NURSES | INFUSION PUMP-SYRINGE | BODYGUARD T | BD | Fully Comprehensive includes any repair costs | 3 | 2-Good
OXFT0260 | WITNEY COMMUNITY HOSPITAL | WENRISC WARD | INFUSION PUMP-SYRINGE | BODYGUARD T | BD | Fully Comprehensive includes any repair costs | 3 | 2-Good
OXFT0259 | TOWNLANDS COMMUNITY HOSPITAL | DISTRICT NURSES | INFUSION PUMP-SYRINGE | BODYGUARD T | BD | Fully Comprehensive includes any repair costs | 3 | 2-Good
OXFT0638 | DIDCOT HEALTH CENTRE | DISTRICT NURSES | INFUSION PUMP-SYRINGE | BODYGUARD T | BD | Fully Comprehensive includes any repair costs | 3 | 3-Average
OXFT0257 | TOWNLANDS COMMUNITY HOSPITAL | DISTRICT NURSES | INFUSION PUMP-SYRINGE | BODYGUARD T | BD | Fully Comprehensive includes any repair costs | 3 | 2-Good
OXFT0256 | TOWNLANDS COMMUNITY HOSPITAL | DISTRICT NURSES | INFUSION PUMP-SYRINGE | BODYGUARD T | BD | Fully Comprehensive includes any repair costs | 3 | 2-Good
OXFT0255 | TOWNLANDS COMMUNITY HOSPITAL | DISTRICT NURSES | INFUSION PUMP-SYRINGE | BODYGUARD T | BD | Fully Comprehensive includes any repair costs | 3 | 2-Good
OXFT0254 | WALLINGFORD COMMUNITY HOSPITAL | DISTRICT NURSES | INFUSION PUMP-SYRINGE | BODYGUARD T | BD | Fully Comprehensive includes any repair costs | 3 | 2-Good
OXFT0253 | FULBROOK CENTRE | CITY COMMUNITY HOSPITAL | INFUSION PUMP-SYRINGE | BODYGUARD T | BD | Fully Comprehensive includes any repair costs | 3 | 2-Good
OXFT0644 | WANTAGE HEALTH CENTRE | DISTRICT NURSES | INFUSION PUMP-SYRINGE | BODYGUARD T | BD | Fully Comprehensive includes any repair costs | 3 | 3-Average
OXFT0645 | THE FIENNES CENTRE | OUT OF HOURS CLINIC | INFUSION PUMP-SYRINGE | BODYGUARD T | BD | Fully Comprehensive includes any repair costs | 3 | 3-Average
OXFT0251 | TOWNLANDS COMMUNITY HOSPITAL | DISTRICT NURSES | INFUSION PUMP-SYRINGE | BODYGUARD T | BD | Fully Comprehensive includes any repair costs | 3 | 2-Good
OXFT2097 | EAST OXFORD HEALTH CENTRE | DISTRICT NURSES | INFUSION PUMP-SYRINGE | BODYGUARD T | BD | Fully Comprehensive includes any repair costs | 3 | 3-Average
OXFT0636 | DIDCOT HEALTH CENTRE | DISTRICT NURSES | INFUSION PUMP-SYRINGE | BODYGUARD T | BD | Fully Comprehensive includes any repair costs | 3 | 3-Average
OXFT0637 | DIDCOT HEALTH CENTRE | DISTRICT NURSES | INFUSION PUMP-SYRINGE | BODYGUARD T | BD | Fully Comprehensive includes any repair costs | 3 | 3-Average
OXFT0650 | WANTAGE HEALTH CENTRE | DISTRICT NURSES | INFUSION PUMP-SYRINGE | BODYGUARD T | BD | Fully Comprehensive includes any repair costs | 3 | 3-Average
OXFT0651 | ABINGDON COMMUNITY HOSPITAL | DISTRICT NURSES | INFUSION PUMP-SYRINGE | BODYGUARD T | BD | Fully Comprehensive includes any repair costs | 3 | 3-Average
OXFT0640 | WALLINGFORD COMMUNITY HOSPITAL | DISTRICT NURSES | INFUSION PUMP-SYRINGE | BODYGUARD T | BD | Fully Comprehensive includes any repair costs | 3 | 3-Average
OXFT0641 | ABINGDON COMMUNITY HOSPITAL | DISTRICT NURSES | INFUSION PUMP-SYRINGE | BODYGUARD T | BD | Fully Comprehensive includes any repair costs | 3 | 3-Average
OXFT0642 | ABINGDON COMMUNITY HOSPITAL | DISTRICT NURSES | INFUSION PUMP-SYRINGE | BODYGUARD T | BD | Fully Comprehensive includes any repair costs | 3 | 3-Average
OXFT0643 | ABINGDON COMMUNITY HOSPITAL | DISTRICT NURSES | INFUSION PUMP-SYRINGE | BODYGUARD T | BD | Fully Comprehensive includes any repair costs | 3 | 3-Average
OXFT0656 | ABINGDON COMMUNITY HOSPITAL | DISTRICT NURSES | INFUSION PUMP-SYRINGE | BODYGUARD T | BD | Fully Comprehensive includes any repair costs | 3 | 3-Average
OXFT0657 | KENNINGTON | PPE HUB | INFUSION PUMP-SYRINGE | BODYGUARD T | BD | Fully Comprehensive includes any repair costs | 3 | 3-Average
OXFT0646 | ABINGDON COMMUNITY HOSPITAL | DISTRICT NURSES | INFUSION PUMP-SYRINGE | BODYGUARD T | BD | Fully Comprehensive includes any repair costs | 3 | 3-Average
OXFT0647 | WANTAGE HEALTH CENTRE | DISTRICT NURSES | INFUSION PUMP-SYRINGE | BODYGUARD T | BD | Fully Comprehensive includes any repair costs | 3 | 3-Average
OXFT0648 | ABINGDON COMMUNITY HOSPITAL | UCR-URGENT COMMUNITY RESPONSE | INFUSION PUMP-SYRINGE | BODYGUARD T | BD | Fully Comprehensive includes any repair costs | 3 | 3-Average
OXFT0649 | WANTAGE HEALTH CENTRE | DISTRICT NURSES | INFUSION PUMP-SYRINGE | BODYGUARD T | BD | Fully Comprehensive includes any repair costs | 3 | 3-Average
OXFT0662 | ABINGDON COMMUNITY HOSPITAL | DISTRICT NURSES | INFUSION PUMP-SYRINGE | BODYGUARD T | BD | Fully Comprehensive includes any repair costs | 3 | 3-Average
OXFT0663 | KENNINGTON | PPE HUB | INFUSION PUMP-SYRINGE | BODYGUARD T | BD | Fully Comprehensive includes any repair costs | 3 | 3-Average
OXFT0652 | ABINGDON COMMUNITY HOSPITAL | DISTRICT NURSES | INFUSION PUMP-SYRINGE | BODYGUARD T | BD | Fully Comprehensive includes any repair costs | 3 | 3-Average
OXFT0653 | FARINGDON MEDICAL CENTRE | DISTRICT NURSES-FARINGDON & SHRIVENHAM | INFUSION PUMP-SYRINGE | BODYGUARD T | BD | Fully Comprehensive includes any repair costs | 3 | 3-Average
OXFT0654 | WANTAGE HEALTH CENTRE | DISTRICT NURSES | INFUSION PUMP-SYRINGE | BODYGUARD T | BD | Fully Comprehensive includes any repair costs | 3 | 3-Average
OXFT0655 | ABINGDON COMMUNITY HOSPITAL | DISTRICT NURSES | INFUSION PUMP-SYRINGE | BODYGUARD T | BD | Fully Comprehensive includes any repair costs | 3 | 3-Average
OXFT0670 | THE FIENNES CENTRE | DISTRICT NURSES | INFUSION PUMP-SYRINGE | BODYGUARD T | BD | Fully Comprehensive includes any repair costs | 3 | 3-Average
OXFT0671 | THE FIENNES CENTRE | DISTRICT NURSES | INFUSION PUMP-SYRINGE | BODYGUARD T | BD | Fully Comprehensive includes any repair costs | 3 | 3-Average
OXFT0658 | FARINGDON MEDICAL CENTRE | DISTRICT NURSES-FARINGDON & SHRIVENHAM | INFUSION PUMP-SYRINGE | BODYGUARD T | BD | Fully Comprehensive includes any repair costs | 3 | 3-Average
OXFT0659 | FARINGDON MEDICAL CENTRE | DISTRICT NURSES-FARINGDON & SHRIVENHAM | INFUSION PUMP-SYRINGE | BODYGUARD T | BD | Fully Comprehensive includes any repair costs | 3 | 3-Average
OXFT0660 | FARINGDON MEDICAL CENTRE | DISTRICT NURSES-FARINGDON & SHRIVENHAM | INFUSION PUMP-SYRINGE | BODYGUARD T | BD | Fully Comprehensive includes any repair costs | 3 | 3-Average
OXFT0661 | THE FIENNES CENTRE | DISTRICT NURSES | INFUSION PUMP-SYRINGE | BODYGUARD T | BD | Fully Comprehensive includes any repair costs | 3 | 3-Average
OXFT0676 | JULIER CENTRE | DISTRICT NURSES | INFUSION PUMP-SYRINGE | BODYGUARD T | BD | Fully Comprehensive includes any repair costs | 3 | 3-Average
OXFT0677 | BICESTER INNOVATION CENTRE | DISTRICT NURSES | INFUSION PUMP-SYRINGE | BODYGUARD T | BD | Fully Comprehensive includes any repair costs | 3 | 3-Average
OXFT0665 | ABINGDON COMMUNITY HOSPITAL | DISTRICT NURSES | INFUSION PUMP-SYRINGE | BODYGUARD T | BD | Fully Comprehensive includes any repair costs | 3 | 3-Average
OXFT0666 | THE FIENNES CENTRE | DISTRICT NURSES | INFUSION PUMP-SYRINGE | BODYGUARD T | BD | Fully Comprehensive includes any repair costs | 3 | 3-Average
OXFT0668 | THE FIENNES CENTRE | DISTRICT NURSES | INFUSION PUMP-SYRINGE | BODYGUARD T | BD | Fully Comprehensive includes any repair costs | 3 | 3-Average
OXFT0669 | THE FIENNES CENTRE | DISTRICT NURSES | INFUSION PUMP-SYRINGE | BODYGUARD T | BD | Fully Comprehensive includes any repair costs | 3 | 3-Average
OXFT0682 | KIDLINGTON HEALTH CENTRE | DISTRICT NURSES | INFUSION PUMP-SYRINGE | BODYGUARD T | BD | Fully Comprehensive includes any repair costs | 3 | 3-Average
OXFT0684 | JULIER CENTRE | DISTRICT NURSES | INFUSION PUMP-SYRINGE | BODYGUARD T | BD | Fully Comprehensive includes any repair costs | 3 | 3-Average
OXFT0672 | CHIPPING NORTON COMMUNITY HOSPITAL | DISTRICT NURSES | INFUSION PUMP-SYRINGE | BODYGUARD T | BD | Fully Comprehensive includes any repair costs | 3 | 3-Average
OXFT0673 | CHIPPING NORTON COMMUNITY HOSPITAL | DISTRICT NURSES | INFUSION PUMP-SYRINGE | BODYGUARD T | BD | Fully Comprehensive includes any repair costs | 3 | 3-Average
OXFT0674 | CHIPPING NORTON COMMUNITY HOSPITAL | DISTRICT NURSES | INFUSION PUMP-SYRINGE | BODYGUARD T | BD | Fully Comprehensive includes any repair costs | 3 | 3-Average
OXFT0675 | CHIPPING NORTON COMMUNITY HOSPITAL | DISTRICT NURSES | INFUSION PUMP-SYRINGE | BODYGUARD T | BD | Fully Comprehensive includes any repair costs | 3 | 3-Average
OXFT0689 | KIDLINGTON HEALTH CENTRE | DISTRICT NURSES | INFUSION PUMP-SYRINGE | BODYGUARD T | BD | Fully Comprehensive includes any repair costs | 3 | 3-Average
OXFT0690 | KIDLINGTON HEALTH CENTRE | DISTRICT NURSES | INFUSION PUMP-SYRINGE | BODYGUARD T | BD | Fully Comprehensive includes any repair costs | 3 | 3-Average
OXFT0678 | KIDLINGTON HEALTH CENTRE | DISTRICT NURSES | INFUSION PUMP-SYRINGE | BODYGUARD T | BD | Fully Comprehensive includes any repair costs | 3 | 3-Average
OXFT0679 | JULIER CENTRE | DISTRICT NURSES | INFUSION PUMP-SYRINGE | BODYGUARD T | BD | Fully Comprehensive includes any repair costs | 3 | 3-Average
OXFT0680 | THE FIENNES CENTRE | DISTRICT NURSES | INFUSION PUMP-SYRINGE | BODYGUARD T | BD | Fully Comprehensive includes any repair costs | 3 | 3-Average
OXFT0681 | JULIER CENTRE | DISTRICT NURSES | INFUSION PUMP-SYRINGE | BODYGUARD T | BD | Fully Comprehensive includes any repair costs | 3 | 3-Average
OXFT0695 | WINDRUSH HOUSE-WITNEY | DISTRICT NURSES | INFUSION PUMP-SYRINGE | BODYGUARD T | BD | Fully Comprehensive includes any repair costs | 3 | 3-Average
OXFT0696 | WINDRUSH HOUSE-WITNEY | DISTRICT NURSES | INFUSION PUMP-SYRINGE | BODYGUARD T | BD | Fully Comprehensive includes any repair costs | 3 | 3-Average
OXFT0685 | JULIER CENTRE | DISTRICT NURSES | INFUSION PUMP-SYRINGE | BODYGUARD T | BD | Fully Comprehensive includes any repair costs | 3 | 3-Average
OXFT0686 | WITNEY COMMUNITY HOSPITAL | LINFOOT WARD | INFUSION PUMP-SYRINGE | BODYGUARD T | BD | Fully Comprehensive includes any repair costs | 3 | 3-Average
OXFT0687 | WANTAGE HEALTH CENTRE | DISTRICT NURSES | INFUSION PUMP-SYRINGE | BODYGUARD T | BD | Fully Comprehensive includes any repair costs | 3 | 3-Average
OXFT0688 | WINDRUSH HOUSE-WITNEY | DISTRICT NURSES | INFUSION PUMP-SYRINGE | BODYGUARD T | BD | Fully Comprehensive includes any repair costs | 3 | 3-Average
OXFT0703 | WINDRUSH HOUSE-WITNEY | DISTRICT NURSES | INFUSION PUMP-SYRINGE | BODYGUARD T | BD | Fully Comprehensive includes any repair costs | 3 | 3-Average
OXFT0704 | THE LEYS HEALTH CENTRE | DISTRICT NURSES | INFUSION PUMP-SYRINGE | BODYGUARD T | BD | Fully Comprehensive includes any repair costs | 3 | 3-Average
OXFT0691 | BROADSHIRES HEALTH CENTRE | DISTRICT NURSES | INFUSION PUMP-SYRINGE | BODYGUARD T | BD | Fully Comprehensive includes any repair costs | 3 | 3-Average
OXFT0692 | KIDLINGTON HEALTH CENTRE | DISTRICT NURSES | INFUSION PUMP-SYRINGE | BODYGUARD T | BD | Fully Comprehensive includes any repair costs | 3 | 3-Average
OXFT0693 | BROADSHIRES HEALTH CENTRE | DISTRICT NURSES | INFUSION PUMP-SYRINGE | BODYGUARD T | BD | Fully Comprehensive includes any repair costs | 3 | 3-Average
OXFT0694 | WINDRUSH HOUSE-WITNEY | DISTRICT NURSES | INFUSION PUMP-SYRINGE | BODYGUARD T | BD | Fully Comprehensive includes any repair costs | 3 | 3-Average
OXFT0709 | JERICHO HEALTH CENTRE | DISTRICT NURSES | INFUSION PUMP-SYRINGE | BODYGUARD T | BD | Fully Comprehensive includes any repair costs | 3 | 3-Average
OXFT0710 | JERICHO HEALTH CENTRE | DISTRICT NURSES | INFUSION PUMP-SYRINGE | BODYGUARD T | BD | Fully Comprehensive includes any repair costs | 3 | 3-Average
OXFT0698 | KIDLINGTON HEALTH CENTRE | DISTRICT NURSES | INFUSION PUMP-SYRINGE | BODYGUARD T | BD | Fully Comprehensive includes any repair costs | 3 | 3-Average
OXFT0699 | WINDRUSH HOUSE-WITNEY | DISTRICT NURSES | INFUSION PUMP-SYRINGE | BODYGUARD T | BD | Fully Comprehensive includes any repair costs | 3 | 3-Average
OXFT0700 | BROADSHIRES HEALTH CENTRE | DISTRICT NURSES | INFUSION PUMP-SYRINGE | BODYGUARD T | BD | Fully Comprehensive includes any repair costs | 3 | 3-Average
OXFT0701 | KIDLINGTON HEALTH CENTRE | DISTRICT NURSES | INFUSION PUMP-SYRINGE | BODYGUARD T | BD | Fully Comprehensive includes any repair costs | 3 | 3-Average
OXFT0715 | ABINGDON COMMUNITY HOSPITAL | OSRU | INFUSION PUMP-SYRINGE | BODYGUARD T | BD | Fully Comprehensive includes any repair costs | 3 | 3-Average
OXFT0716 | ABINGDON COMMUNITY HOSPITAL | OSRU | INFUSION PUMP-SYRINGE | BODYGUARD T | BD | Fully Comprehensive includes any repair costs | 3 | 3-Average
OXFT0705 | THE LEYS HEALTH CENTRE | DISTRICT NURSES | INFUSION PUMP-SYRINGE | BODYGUARD T | BD | Fully Comprehensive includes any repair costs | 3 | 3-Average
OXFT0706 | THE LEYS HEALTH CENTRE | DISTRICT NURSES | INFUSION PUMP-SYRINGE | BODYGUARD T | BD | Fully Comprehensive includes any repair costs | 3 | 3-Average
OXFT0707 | THE LEYS HEALTH CENTRE | DISTRICT NURSES | INFUSION PUMP-SYRINGE | BODYGUARD T | BD | Fully Comprehensive includes any repair costs | 3 | 3-Average
OXFT0708 | EAST OXFORD HEALTH CENTRE | DISTRICT NURSES | INFUSION PUMP-SYRINGE | BODYGUARD T | BD | Fully Comprehensive includes any repair costs | 3 | 3-Average
OXFT0721 | DIDCOT HEALTH CENTRE | DISTRICT NURSES | INFUSION PUMP-SYRINGE | BODYGUARD T | BD | Fully Comprehensive includes any repair costs | 3 | 3-Average
OXFT0722 | ABINGDON COMMUNITY HOSPITAL | OUT OF HOURS CLINIC | INFUSION PUMP-SYRINGE | BODYGUARD T | BD | Fully Comprehensive includes any repair costs | 3 | 3-Average
OXFT0711 | BURY KNOWLE HEALTH CENTRE | DISTRICT NURSES | INFUSION PUMP-SYRINGE | BODYGUARD T | BD | Fully Comprehensive includes any repair costs | 3 | 3-Average
OXFT0712 | THE LEYS HEALTH CENTRE | DISTRICT NURSES | INFUSION PUMP-SYRINGE | BODYGUARD T | BD | Fully Comprehensive includes any repair costs | 3 | 3-Average
OXFT0713 | ABINGDON COMMUNITY HOSPITAL | OSRU | INFUSION PUMP-SYRINGE | BODYGUARD T | BD | Fully Comprehensive includes any repair costs | 3 | 3-Average
OXFT0714 | ABINGDON COMMUNITY HOSPITAL | ABBEY WARD | INFUSION PUMP-SYRINGE | BODYGUARD T | BD | Fully Comprehensive includes any repair costs | 3 | 3-Average
OXFT0727 | ABINGDON COMMUNITY HOSPITAL | HOSPITAL AT HOME | INFUSION PUMP-SYRINGE | BODYGUARD T | BD | Fully Comprehensive includes any repair costs | 3 | 3-Average
OXFT0728 | BICESTER COMMUNITY HOSPITAL | BICESTER WARD | INFUSION PUMP-SYRINGE | BODYGUARD T | BD | Fully Comprehensive includes any repair costs | 3 | 3-Average
OXFT0717 | BICESTER COMMUNITY HOSPITAL | BICESTER WARD | INFUSION PUMP-SYRINGE | BODYGUARD T | BD | Fully Comprehensive includes any repair costs | 3 | 3-Average
OXFT0718 | ABINGDON COMMUNITY HOSPITAL | ABBEY WARD | INFUSION PUMP-SYRINGE | BODYGUARD T | BD | Fully Comprehensive includes any repair costs | 3 | 3-Average
OXFT0719 | WITNEY COMMUNITY HOSPITAL | LINFOOT WARD | INFUSION PUMP-SYRINGE | BODYGUARD T | BD | Fully Comprehensive includes any repair costs | 3 | 3-Average
OXFT0720 | ABINGDON COMMUNITY HOSPITAL | ABBEY WARD | INFUSION PUMP-SYRINGE | BODYGUARD T | BD | Fully Comprehensive includes any repair costs | 3 | 3-Average
OXFT0733 | DIDCOT COMMUNITY HOSPITAL | DIDCOT WARD | INFUSION PUMP-SYRINGE | BODYGUARD T | BD | Fully Comprehensive includes any repair costs | 3 | 3-Average
OXFT0734 | THE FIENNES CENTRE | OUT OF HOURS CLINIC | INFUSION PUMP-SYRINGE | BODYGUARD T | BD | Fully Comprehensive includes any repair costs | 3 | 3-Average
OXFT0723 | ABINGDON COMMUNITY HOSPITAL | HOSPITAL AT HOME | INFUSION PUMP-SYRINGE | BODYGUARD T | BD | Fully Comprehensive includes any repair costs | 3 | 3-Average
OXFT0724 | DIDCOT COMMUNITY HOSPITAL | DIDCOT WARD | INFUSION PUMP-SYRINGE | BODYGUARD T | BD | Fully Comprehensive includes any repair costs | 3 | 3-Average
OXFT0725 | DIDCOT HEALTH CENTRE | DISTRICT NURSES | INFUSION PUMP-SYRINGE | BODYGUARD T | BD | Fully Comprehensive includes any repair costs | 3 | 3-Average
OXFT0726 | ABINGDON COMMUNITY HOSPITAL | HOSPITAL AT HOME | INFUSION PUMP-SYRINGE | BODYGUARD T | BD | Fully Comprehensive includes any repair costs | 3 | 3-Average
OXFT0739 | KENNINGTON | PPE HUB | INFUSION PUMP-SYRINGE | BODYGUARD T | BD | Fully Comprehensive includes any repair costs | 3 | 3-Average
OXFT0740 | KENNINGTON | PPE HUB | INFUSION PUMP-SYRINGE | BODYGUARD T | BD | Fully Comprehensive includes any repair costs | 3 | 3-Average
OXFT0729 | BICESTER COMMUNITY HOSPITAL | BICESTER WARD | INFUSION PUMP-SYRINGE | BODYGUARD T | BD | Fully Comprehensive includes any repair costs | 3 | 3-Average
OXFT0730 | WALLINGFORD COMMUNITY HOSPITAL | ST LEONARDS WARD | INFUSION PUMP-SYRINGE | BODYGUARD T | BD | Fully Comprehensive includes any repair costs | 3 | 3-Average
OXFT0731 | EAST OXFORD HEALTH CENTRE | OUT OF HOURS CLINIC | INFUSION PUMP-SYRINGE | BODYGUARD T | BD | Fully Comprehensive includes any repair costs | 3 | 3-Average
OXFT0732 | DIDCOT COMMUNITY HOSPITAL | DIDCOT WARD | INFUSION PUMP-SYRINGE | BODYGUARD T | BD | Fully Comprehensive includes any repair costs | 3 | 3-Average
OXFT0745 | WINDRUSH HOUSE-WITNEY | DISTRICT NURSES | INFUSION PUMP-SYRINGE | BODYGUARD T | BD | Fully Comprehensive includes any repair costs | 3 | 3-Average
OXFT0746 | BROADSHIRES HEALTH CENTRE | DISTRICT NURSES | INFUSION PUMP-SYRINGE | BODYGUARD T | BD | Fully Comprehensive includes any repair costs | 3 | 3-Average
OXFT0735 | TOWNLANDS COMMUNITY HOSPITAL | MINOR INJURIES UNIT | INFUSION PUMP-SYRINGE | BODYGUARD T | BD | Fully Comprehensive includes any repair costs | 3 | 3-Average
OXFT0736 | WALLINGFORD COMMUNITY HOSPITAL | ST LEONARDS WARD | INFUSION PUMP-SYRINGE | BODYGUARD T | BD | Fully Comprehensive includes any repair costs | 3 | 3-Average
OXFT0737 | ABINGDON COMMUNITY HOSPITAL | EMU | INFUSION PUMP-SYRINGE | BODYGUARD T | BD | Fully Comprehensive includes any repair costs | 3 | 3-Average
OXFT0738 | KENNINGTON | PPE HUB | INFUSION PUMP-SYRINGE | BODYGUARD T | BD | Fully Comprehensive includes any repair costs | 3 | 3-Average
OXFT2001 | BROADSHIRES HEALTH CENTRE | DISTRICT NURSES | INFUSION PUMP-SYRINGE | BODYGUARD T | BD | Fully Comprehensive includes any repair costs | 3 | 3-Average
OXFT2002 | KENNINGTON | PPE HUB | INFUSION PUMP-SYRINGE | BODYGUARD T | BD | Fully Comprehensive includes any repair costs | 3 | 3-Average
OXFT0741 | KENNINGTON | PPE HUB | INFUSION PUMP-SYRINGE | BODYGUARD T | BD | Fully Comprehensive includes any repair costs | 3 | 3-Average
OXFT0742 | KENNINGTON | PPE HUB | INFUSION PUMP-SYRINGE | BODYGUARD T | BD | Fully Comprehensive includes any repair costs | 3 | 3-Average
OXFT0743 | KENNINGTON | PPE HUB | INFUSION PUMP-SYRINGE | BODYGUARD T | BD | Fully Comprehensive includes any repair costs | 3 | 3-Average
OXFT0744 | KENNINGTON | PPE HUB | INFUSION PUMP-SYRINGE | BODYGUARD T | BD | Fully Comprehensive includes any repair costs | 3 | 3-Average
OXFT2007 | WINDRUSH HOUSE-WITNEY | DISTRICT NURSES | INFUSION PUMP-SYRINGE | BODYGUARD T | BD | Fully Comprehensive includes any repair costs | 3 | 3-Average
OXFT2008 | CHIPPING NORTON COMMUNITY HOSPITAL | DISTRICT NURSES | INFUSION PUMP-SYRINGE | BODYGUARD T | BD | Fully Comprehensive includes any repair costs | 3 | 3-Average
OXFT0747 | KENNINGTON | PPE HUB | INFUSION PUMP-SYRINGE | BODYGUARD T | BD | Fully Comprehensive includes any repair costs | 3 | 3-Average
OXFT0748 | KENNINGTON | PPE HUB | INFUSION PUMP-SYRINGE | BODYGUARD T | BD | Fully Comprehensive includes any repair costs | 3 | 3-Average
OXFT0749 | KENNINGTON | PPE HUB | INFUSION PUMP-SYRINGE | BODYGUARD T | BD | Fully Comprehensive includes any repair costs | 3 | 3-Average
OXFT0750 | BROADSHIRES HEALTH CENTRE | DISTRICT NURSES | INFUSION PUMP-SYRINGE | BODYGUARD T | BD | Fully Comprehensive includes any repair costs | 3 | 3-Average
OXFT2013 | KENNINGTON | PPE HUB | INFUSION PUMP-SYRINGE | BODYGUARD T | BD | Fully Comprehensive includes any repair costs | 3 | 3-Average
OXFT2014 | KENNINGTON | PPE HUB | INFUSION PUMP-SYRINGE | BODYGUARD T | BD | Fully Comprehensive includes any repair costs | 3 | 3-Average
OXFT2003 | KIDLINGTON HEALTH CENTRE | DISTRICT NURSES | INFUSION PUMP-SYRINGE | BODYGUARD T | BD | Fully Comprehensive includes any repair costs | 3 | 3-Average
OXFT2004 | THE CHILTERN SURGERY | DISTRICT NURSES | INFUSION PUMP-SYRINGE | BODYGUARD T | BD | Fully Comprehensive includes any repair costs | 3 | 3-Average
OXFT2005 | BICESTER INNOVATION CENTRE | DISTRICT NURSES | INFUSION PUMP-SYRINGE | BODYGUARD T | BD | Fully Comprehensive includes any repair costs | 3 | 3-Average
OXFT2006 | KENNINGTON | PPE HUB | INFUSION PUMP-SYRINGE | BODYGUARD T | BD | Fully Comprehensive includes any repair costs | 3 | 3-Average
OXFT2019 | KENNINGTON | PPE HUB | INFUSION PUMP-SYRINGE | BODYGUARD T | BD | Fully Comprehensive includes any repair costs | 3 | 3-Average
OXFT2020 | KENNINGTON | PPE HUB | INFUSION PUMP-SYRINGE | BODYGUARD T | BD | Fully Comprehensive includes any repair costs | 3 | 3-Average
OXFT2009 | KIDLINGTON HEALTH CENTRE | DISTRICT NURSES | INFUSION PUMP-SYRINGE | BODYGUARD T | BD | Fully Comprehensive includes any repair costs | 3 | 3-Average
OXFT2010 | KENNINGTON | PPE HUB | INFUSION PUMP-SYRINGE | BODYGUARD T | BD | Fully Comprehensive includes any repair costs | 3 | 3-Average
OXFT2011 | KENNINGTON | PPE HUB | INFUSION PUMP-SYRINGE | BODYGUARD T | BD | Fully Comprehensive includes any repair costs | 3 | 3-Average
OXFT2012 | TOWNLANDS COMMUNITY HOSPITAL | RAPID ACCESS CARE UNIT (RACU) | INFUSION PUMP-SYRINGE | BODYGUARD T | BD | Fully Comprehensive includes any repair costs | 3 | 3-Average
OXFT2025 | KENNINGTON | PPE HUB | INFUSION PUMP-SYRINGE | BODYGUARD T | BD | Fully Comprehensive includes any repair costs | 3 | 3-Average
OXFT2026 | KENNINGTON | PPE HUB | INFUSION PUMP-SYRINGE | BODYGUARD T | BD | Fully Comprehensive includes any repair costs | 3 | 3-Average
OXFT2015 | KENNINGTON | PPE HUB | INFUSION PUMP-SYRINGE | BODYGUARD T | BD | Fully Comprehensive includes any repair costs | 3 | 3-Average
OXFT2016 | KENNINGTON | PPE HUB | INFUSION PUMP-SYRINGE | BODYGUARD T | BD | Fully Comprehensive includes any repair costs | 3 | 3-Average
OXFT2017 | KENNINGTON | PPE HUB | INFUSION PUMP-SYRINGE | BODYGUARD T | BD | Fully Comprehensive includes any repair costs | 3 | 3-Average
OXFT2018 | KENNINGTON | PPE HUB | INFUSION PUMP-SYRINGE | BODYGUARD T | BD | Fully Comprehensive includes any repair costs | 3 | 3-Average
OXFT2031 | KENNINGTON | PPE HUB | INFUSION PUMP-SYRINGE | BODYGUARD T | BD | Fully Comprehensive includes any repair costs | 3 | 3-Average
OXFT2032 | KENNINGTON | PPE HUB | INFUSION PUMP-SYRINGE | BODYGUARD T | BD | Fully Comprehensive includes any repair costs | 3 | 3-Average
OXFT2021 | KENNINGTON | PPE HUB | INFUSION PUMP-SYRINGE | BODYGUARD T | BD | Fully Comprehensive includes any repair costs | 3 | 3-Average
OXFT2022 | KENNINGTON | PPE HUB | INFUSION PUMP-SYRINGE | BODYGUARD T | BD | Fully Comprehensive includes any repair costs | 3 | 3-Average
OXFT2023 | KENNINGTON | PPE HUB | INFUSION PUMP-SYRINGE | BODYGUARD T | BD | Fully Comprehensive includes any repair costs | 3 | 3-Average
OXFT2024 | KENNINGTON | PPE HUB | INFUSION PUMP-SYRINGE | BODYGUARD T | BD | Fully Comprehensive includes any repair costs | 3 | 3-Average
OXFT2037 | KENNINGTON | PPE HUB | INFUSION PUMP-SYRINGE | BODYGUARD T | BD | Fully Comprehensive includes any repair costs | 3 | 3-Average
OXFT2098 | NORTHWAY COMMUNITY CENTRE | COMMUNITY CHILDRENS NURSING TEAM | INFUSION PUMP-SYRINGE | BODYGUARD T | BD | Fully Comprehensive includes any repair costs | 3 | 3-Average
OXFT2027 | KENNINGTON | PPE HUB | INFUSION PUMP-SYRINGE | BODYGUARD T | BD | Fully Comprehensive includes any repair costs | 3 | 3-Average
OXFT2028 | KENNINGTON | PPE HUB | INFUSION PUMP-SYRINGE | BODYGUARD T | BD | Fully Comprehensive includes any repair costs | 3 | 3-Average
OXFT2029 | KENNINGTON | PPE HUB | INFUSION PUMP-SYRINGE | BODYGUARD T | BD | Fully Comprehensive includes any repair costs | 3 | 3-Average
OXFT2030 | KENNINGTON | PPE HUB | INFUSION PUMP-SYRINGE | BODYGUARD T | BD | Fully Comprehensive includes any repair costs | 3 | 3-Average
OXFT2104 | BURY KNOWLE HEALTH CENTRE | DISTRICT NURSES | INFUSION PUMP-SYRINGE | BODYGUARD T | BD | Fully Comprehensive includes any repair costs | 3 | 3-Average
OXFT2105 | JERICHO HEALTH CENTRE | DISTRICT NURSES | INFUSION PUMP-SYRINGE | BODYGUARD T | BD | Fully Comprehensive includes any repair costs | 3 | 3-Average
OXFT2033 | KENNINGTON | PPE HUB | INFUSION PUMP-SYRINGE | BODYGUARD T | BD | Fully Comprehensive includes any repair costs | 3 | 3-Average
OXFT2034 | KENNINGTON | PPE HUB | INFUSION PUMP-SYRINGE | BODYGUARD T | BD | Fully Comprehensive includes any repair costs | 3 | 3-Average
OXFT2035 | CHIPPING NORTON COMMUNITY HOSPITAL | DISTRICT NURSES | INFUSION PUMP-SYRINGE | BODYGUARD T | BD | Fully Comprehensive includes any repair costs | 3 | 3-Average
OXFT2036 | WITNEY COMMUNITY HOSPITAL | MINOR INJURIES UNIT | INFUSION PUMP-SYRINGE | BODYGUARD T | BD | Fully Comprehensive includes any repair costs | 3 | 3-Average
OXFT2110 | JERICHO HEALTH CENTRE | DISTRICT NURSES | INFUSION PUMP-SYRINGE | BODYGUARD T | BD | Fully Comprehensive includes any repair costs | 3 | 3-Average
OXFT2111 | BURY KNOWLE HEALTH CENTRE | DISTRICT NURSES | INFUSION PUMP-SYRINGE | BODYGUARD T | BD | Fully Comprehensive includes any repair costs | 3 | 3-Average
OXFT2099 | NORTHWAY COMMUNITY CENTRE | COMMUNITY CHILDRENS NURSING TEAM | INFUSION PUMP-SYRINGE | BODYGUARD T | BD | Fully Comprehensive includes any repair costs | 3 | 3-Average
OXFT2100 | JERICHO HEALTH CENTRE | DISTRICT NURSES | INFUSION PUMP-SYRINGE | BODYGUARD T | BD | Fully Comprehensive includes any repair costs | 3 | 3-Average
OXFT2101 | BURY KNOWLE HEALTH CENTRE | DISTRICT NURSES | INFUSION PUMP-SYRINGE | BODYGUARD T | BD | Fully Comprehensive includes any repair costs | 3 | 3-Average
OXFT2102 | JERICHO HEALTH CENTRE | DISTRICT NURSES | INFUSION PUMP-SYRINGE | BODYGUARD T | BD | Fully Comprehensive includes any repair costs | 3 | 3-Average
OXFT2116 | NORTHWAY COMMUNITY CENTRE | COMMUNITY CHILDRENS NURSING TEAM | INFUSION PUMP-SYRINGE | BODYGUARD T | BD | Fully Comprehensive includes any repair costs | 3 | 3-Average
OXFT2117 | JERICHO HEALTH CENTRE | DISTRICT NURSES | INFUSION PUMP-SYRINGE | BODYGUARD T | BD | Fully Comprehensive includes any repair costs | 3 | 3-Average
OXFT2106 | JERICHO HEALTH CENTRE | DISTRICT NURSES | INFUSION PUMP-SYRINGE | BODYGUARD T | BD | Fully Comprehensive includes any repair costs | 3 | 3-Average
OXFT2107 | EAST OXFORD HEALTH CENTRE | DISTRICT NURSES | INFUSION PUMP-SYRINGE | BODYGUARD T | BD | Fully Comprehensive includes any repair costs | 3 | 3-Average
OXFT2108 | JERICHO HEALTH CENTRE | DISTRICT NURSES | INFUSION PUMP-SYRINGE | BODYGUARD T | BD | Fully Comprehensive includes any repair costs | 3 | 3-Average
OXFT2109 | THE LEYS HEALTH CENTRE | DISTRICT NURSES | INFUSION PUMP-SYRINGE | BODYGUARD T | BD | Fully Comprehensive includes any repair costs | 3 | 3-Average
OXFT2119 | EAST OXFORD HEALTH CENTRE | DISTRICT NURSES | INFUSION PUMP-SYRINGE | BODYGUARD T | BD | Fully Comprehensive includes any repair costs | 3 | 3-Average
OXFT2162 | CHIPPING NORTON COMMUNITY HOSPITAL | DISTRICT NURSES | INFUSION PUMP-SYRINGE | BODYGUARD T | BD | Fully Comprehensive includes any repair costs | 3 | 2-Good
OXFT2112 | BURY KNOWLE HEALTH CENTRE | DISTRICT NURSES | INFUSION PUMP-SYRINGE | BODYGUARD T | BD | Fully Comprehensive includes any repair costs | 3 | 3-Average
OXFT2113 | NORTHWAY COMMUNITY CENTRE | COMMUNITY CHILDRENS NURSING TEAM | INFUSION PUMP-SYRINGE | BODYGUARD T | BD | Fully Comprehensive includes any repair costs | 3 | 3-Average
OXFT2114 | JERICHO HEALTH CENTRE | DISTRICT NURSES | INFUSION PUMP-SYRINGE | BODYGUARD T | BD | Fully Comprehensive includes any repair costs | 3 | 3-Average
OXFT2115 | NORTHWAY COMMUNITY CENTRE | COMMUNITY CHILDRENS NURSING TEAM | INFUSION PUMP-SYRINGE | BODYGUARD T | BD | Fully Comprehensive includes any repair costs | 3 | 3-Average
OHFT164269 | WALLINGFORD COMMUNITY HOSPITAL | ST LEONARDS WARD | INFUSION PUMP-SYRINGE | BODYGUARD T | BD | Fully Comprehensive includes any repair costs | 3 | 3-Average
OHFT164270 | WALLINGFORD COMMUNITY HOSPITAL | ST LEONARDS WARD | INFUSION PUMP-SYRINGE | BODYGUARD T | BD | Fully Comprehensive includes any repair costs | 3 | 3-Average
OHFT164268 | WALLINGFORD COMMUNITY HOSPITAL | ST LEONARDS WARD | INFUSION PUMP-SYRINGE | BODYGUARD T | BD | Fully Comprehensive includes any repair costs | 3 | 3-Average
OHFT164267 | WALLINGFORD COMMUNITY HOSPITAL | ST LEONARDS WARD | INFUSION PUMP-SYRINGE | BODYGUARD T | BD | Fully Comprehensive includes any repair costs | 3 | 3-Average
OXFT0270 | FULBROOK CENTRE | CITY COMMUNITY HOSPITAL | INFUSION PUMP-SYRINGE | BODYGUARD T | BD | Fully Comprehensive includes any repair costs | 3 | 2-Good
OXFT2118 | BURY KNOWLE HEALTH CENTRE | DISTRICT NURSES | INFUSION PUMP-SYRINGE | BODYGUARD T | BD | Fully Comprehensive includes any repair costs | 3 | 3-Average
OHFT45355 | WARNEFORD HOSPITAL | ECT | INFUSION PUMP-SYRINGE | ALARIS CC | CAREFUSION | Fully Comprehensive includes any repair costs | 3 | 3-Average
OHFT45356 | WARNEFORD HOSPITAL | ECT | INFUSION PUMP-SYRINGE | ALARIS CC | CAREFUSION | Fully Comprehensive includes any repair costs | 3 | 3-Average
OXFT0107 | ABINGDON COMMUNITY HOSPITAL | EMU | INFUSION PUMP-SYRINGE | ALARIS CC | CAREFUSION | Fully Comprehensive includes any repair costs | 1 | 2-Good
OHFT44302 | WHITELEAF CENTRE | ECT | INFUSION PUMP-SYRINGE | ALARIS GH | CAREFUSION | Fully Comprehensive includes any repair costs | 3 | 3-Average
OHFT44301 | WHITELEAF CENTRE | ECT | INFUSION PUMP-SYRINGE | ALARIS GH | CAREFUSION | Fully Comprehensive includes any repair costs | 3 | 3-Average
OHFT46650 | WANTAGE HEALTH CENTRE | DISTRICT NURSES | INFUSION PUMP-SYRINGE | BODYGUARD T | BD | Fully Comprehensive includes any repair costs | 3 | 3-Average
OHFT2542 | NORTHWAY COMMUNITY CENTRE | COMMUNITY CHILDRENS NURSING TEAM | INFUSION PUMP-SYRINGE | ASENA CC | ALARIS MEDICAL | Fully Comprehensive includes any repair costs | 3 | 3-Average
OHFT40882 | NORTHWAY COMMUNITY CENTRE | COMMUNITY CHILDRENS NURSING TEAM | INFUSION PUMP-SYRINGE | ASENA CC | ALARIS MEDICAL | Fully Comprehensive includes any repair costs | 3 | 3-Average
OHFT45354 | WARNEFORD HOSPITAL | ECT | INFUSION PUMP-SYRINGE | ALARIS CC | CAREFUSION | Fully Comprehensive includes any repair costs | 3 | 3-Average
OHFT45353 | WARNEFORD HOSPITAL | ECT | INFUSION PUMP-SYRINGE | ALARIS CC | CAREFUSION | Fully Comprehensive includes any repair costs | 3 | 3-Average
OHFT47056 | WARNEFORD HOSPITAL | CLINICAL RESEARCH | INFUSION PUMP-SYRINGE | ALARIS CC | CAREFUSION | Fully Comprehensive includes any repair costs | 3 | 3-Average
OHFT47055 | WARNEFORD HOSPITAL | CLINICAL RESEARCH | INFUSION PUMP-SYRINGE | ALARIS CC | CAREFUSION | Fully Comprehensive includes any repair costs | 3 | 3-Average
OHFT43198 | WALLINGFORD COMMUNITY HOSPITAL | ST LEONARDS WARD | HOIST | MAXIMOVE | ARJO HUNTLEIGH | Fully Comprehensive includes any repair costs | 3 | 3-Average
OHFT43199 | WALLINGFORD COMMUNITY HOSPITAL | ST LEONARDS WARD | HOIST | MAXIMOVE | ARJO HUNTLEIGH | Fully Comprehensive includes any repair costs | 3 | 3-Average
OHFT7519 | FULBROOK CENTRE | CITY COMMUNITY HOSPITAL | HOIST | MAXIMOVE | ARJO HUNTLEIGH | Fully Comprehensive includes any repair costs | 4 | 2-Good
MEDACO22591 | TOWNLANDS COMMUNITY HOSPITAL | RAPID ACCESS CARE UNIT (RACU) | HOIST | MAXIMOVE | ARJO HUNTLEIGH | Fully Comprehensive includes any repair costs | 3 | 3-Average
OHFT40642 | WITNEY COMMUNITY HOSPITAL | LINFOOT WARD | HOIST | MAXIMOVE | ARJO HUNTLEIGH | Fully Comprehensive includes any repair costs | 3 | 4-Poor
OXFT0150 | DIDCOT COMMUNITY HOSPITAL | DIDCOT WARD | HOIST | MAXIMOVE | ARJO HUNTLEIGH | Fully Comprehensive includes any repair costs | 3 | 3-Average
OXFT0020 | WHITELEAF CENTRE | AMBER WARD | HOIST | MAXIMOVE | ARJO HUNTLEIGH | Fully Comprehensive includes any repair costs | 2 | 2-Good
OXFT0123 | DIDCOT COMMUNITY HOSPITAL | DIDCOT WARD | HOIST | MAXIMOVE | ARJO HUNTLEIGH | Fully Comprehensive includes any repair costs | 1 | 2-Good
300634074 | DIDCOT COMMUNITY HOSPITAL | DIDCOT WARD | HOIST | MAXIMOVE | ARJO HUNTLEIGH | Fully Comprehensive includes any repair costs | 2 | 2-Good
OHFT2232 | ABINGDON COMMUNITY HOSPITAL | MINOR INJURIES UNIT | RING CUTTER | GEM II | AZTEC MEDICAL | PLANNED PREVENTATIVE (REGULAR SERVICING) | 3 | 3-Average
OHFT45496 | WITNEY COMMUNITY HOSPITAL | MINOR INJURIES UNIT | RING CUTTER | GEM II | AZTEC MEDICAL | PLANNED PREVENTATIVE (REGULAR SERVICING) | 3 | 3-Average
OXFT4642 | BICESTER COMMUNITY HOSPITAL | FIRST AID UNIT | RING CUTTER | GEM II | AZTEC MEDICAL | PLANNED PREVENTATIVE (REGULAR SERVICING) | 1 | 2-Good
OXFT1129 | FULBROOK CENTRE | CITY COMMUNITY HOSPITAL | STANDING AID | QUEST88 | QUEST | Fully Comprehensive includes any repair costs | 2 | 2-Good
OXFT2138 | ABINGDON COMMUNITY HOSPITAL | OSRU | STANDING AID | ROSS RETURN | ROMEDIC | Fully Comprehensive includes any repair costs | 3 | 3-Average
OXFT1447 | WITNEY COMMUNITY HOSPITAL | LINFOOT WARD | STANDING AID | RETURN7600 | HANDICARE | Fully Comprehensive includes any repair costs | 3 | 2-Good
OXFT1448 | WITNEY COMMUNITY HOSPITAL | LINFOOT WARD | STANDING AID | RETURN7600 | HANDICARE | Fully Comprehensive includes any repair costs | 3 | 2-Good
OHFT41345 | BICESTER HEALTH CENTRE | DENTAL CLINIC | ORTHOPAEDIC SCOOP | NOT KNOWN | NOT KNOWN | Fully Comprehensive includes any repair costs | 3 | 3-Average
OHFT41039 | DIDCOT COMMUNITY HOSPITAL | DENTAL CLINIC | ORTHOPAEDIC SCOOP | NOT KNOWN | NOT KNOWN | Fully Comprehensive includes any repair costs | 3 | 3-Average
OHFT2901 | ORCHARD HEALTH CENTRE | PODIATRY | ORTHOPAEDIC SCOOP | NOT KNOWN | NOT KNOWN | Fully Comprehensive includes any repair costs | 3 | 3-Average
OHFT41343 | ORCHARD HEALTH CENTRE | DENTAL CLINIC | ORTHOPAEDIC SCOOP | NOT KNOWN | NOT KNOWN | Fully Comprehensive includes any repair costs | 3 | 3-Average
OHFT42722 | CHIPPING NORTON COMMUNITY HOSPITAL | DISTRICT NURSES | ORTHOPAEDIC SCOOP | NOT KNOWN | NOT KNOWN | Fully Comprehensive includes any repair costs | 3 | 3-Average
OXFT0273 | UNIPART HOUSE | RESUSCITATION TEAM | DEFIBRILLATOR-AED | AED3 | ZOLL MEDICAL | PLANNED PREVENTATIVE (REGULAR SERVICING) | 3 | 2-Good | 2022
OXFT0274 | UNIPART HOUSE | RESUSCITATION TEAM | DEFIBRILLATOR-AED | AED3 | ZOLL MEDICAL | PLANNED PREVENTATIVE (REGULAR SERVICING) | 3 | 2-Good | 2022
OXFT0275 | THE FIENNES CENTRE | OUT OF HOURS CLINIC | DEFIBRILLATOR-AED | AED3 | ZOLL MEDICAL | PLANNED PREVENTATIVE (REGULAR SERVICING) | 3 | 2-Good | 2022
OXFT0276 | UNIPART HOUSE | RESUSCITATION TEAM | DEFIBRILLATOR-AED | AED3 | ZOLL MEDICAL | PLANNED PREVENTATIVE (REGULAR SERVICING) | 3 | 2-Good | 2022
OXFT0277 | WITNEY COMMUNITY HOSPITAL | MINOR INJURIES UNIT | DEFIBRILLATOR-AED | AED3 | ZOLL MEDICAL | PLANNED PREVENTATIVE (REGULAR SERVICING) | 3 | 2-Good | 2022
OXFT0278 | WITNEY COMMUNITY HOSPITAL | EMU | DEFIBRILLATOR-AED | AED3 | ZOLL MEDICAL | PLANNED PREVENTATIVE (REGULAR SERVICING) | 3 | 2-Good | 2022
OHFT3012 | ORCHARD HEALTH CENTRE | DENTAL CLINIC | DEFIBRILLATOR-AED | AED PRO | ZOLL MEDICAL | PLANNED PREVENTATIVE (REGULAR SERVICING) | 11 | 4-Poor | 2014
OHFT43509 | TOWNLANDS COMMUNITY HOSPITAL | RAPID ACCESS CARE UNIT (RACU) | DEFIBRILLATOR-AED | AED PRO | ZOLL MEDICAL | PLANNED PREVENTATIVE (REGULAR SERVICING) | 9 | 4-Poor | 2016
OXFT0280 | WARNEFORD HOSPITAL | ECT | DEFIBRILLATOR-AED | AED3 | ZOLL MEDICAL | PLANNED PREVENTATIVE (REGULAR SERVICING) | 3 | 2-Good | 2022
OXFT0281 | WITNEY COMMUNITY HOSPITAL | WENRISC WARD | DEFIBRILLATOR-AED | AED3 | ZOLL MEDICAL | PLANNED PREVENTATIVE (REGULAR SERVICING) | 3 | 2-Good | 2022
OXFT0282 | ABINGDON COMMUNITY HOSPITAL | MINOR INJURIES UNIT | DEFIBRILLATOR-AED | AED3 | ZOLL MEDICAL | PLANNED PREVENTATIVE (REGULAR SERVICING) | 3 | 2-Good | 2023
OXFT0283 | THE FIENNES CENTRE | OUT OF HOURS CLINIC | DEFIBRILLATOR-AED | AED3 | ZOLL MEDICAL | PLANNED PREVENTATIVE (REGULAR SERVICING) | 3 | 2-Good | 2022
OXFT0284 | ABINGDON COMMUNITY HOSPITAL | OSRU | DEFIBRILLATOR-AED | AED3 | ZOLL MEDICAL | PLANNED PREVENTATIVE (REGULAR SERVICING) | 3 | 2-Good | 2022
OHFT2988 | ORCHARD HEALTH CENTRE | DENTAL CLINIC | DEFIBRILLATOR-AED | AED PRO | ZOLL MEDICAL | PLANNED PREVENTATIVE (REGULAR SERVICING) | 11 | 4-Poor | 2014
OXFT0286 | ABINGDON COMMUNITY HOSPITAL | OSRU | DEFIBRILLATOR-AED | AED3 | ZOLL MEDICAL | PLANNED PREVENTATIVE (REGULAR SERVICING) | 3 | 2-Good | 2022
OXFT0287 | BICESTER COMMUNITY HOSPITAL | BICESTER WARD | DEFIBRILLATOR-AED | AED3 | ZOLL MEDICAL | PLANNED PREVENTATIVE (REGULAR SERVICING) | 3 | 2-Good | 2022
OXFT0288 | CHIPPING NORTON COMMUNITY HOSPITAL | OUTPATIENTS DEPT | DEFIBRILLATOR-AED | AED3 | ZOLL MEDICAL | PLANNED PREVENTATIVE (REGULAR SERVICING) | 3 | 2-Good | 2022
OXFT0289 | TOWNLANDS COMMUNITY HOSPITAL | RAPID ACCESS CARE UNIT (RACU) | DEFIBRILLATOR-AED | AED3 | ZOLL MEDICAL | PLANNED PREVENTATIVE (REGULAR SERVICING) | 3 | 2-Good | 2022
OXFT0290 | TOWNLANDS COMMUNITY HOSPITAL | MINOR INJURIES UNIT | DEFIBRILLATOR-AED | AED3 | ZOLL MEDICAL | PLANNED PREVENTATIVE (REGULAR SERVICING) | 3 | 2-Good | 2022
OXFT0279 | WITNEY COMMUNITY HOSPITAL | LINFOOT WARD | DEFIBRILLATOR-AED | AED3 | ZOLL MEDICAL | PLANNED PREVENTATIVE (REGULAR SERVICING) | 3 | 2-Good | 2022
OXFT0292 | THE FIENNES CENTRE | OUT OF HOURS CLINIC | DEFIBRILLATOR-AED | AED3 | ZOLL MEDICAL | PLANNED PREVENTATIVE (REGULAR SERVICING) | 3 | 2-Good | 2022
OXFT0293 | WARNEFORD HOSPITAL | RESUSCITATION TEAM | DEFIBRILLATOR-AED | AED3 | ZOLL MEDICAL | PLANNED PREVENTATIVE (REGULAR SERVICING) | 3 | 2-Good | 2022
OXFT0294 | WARNEFORD HOSPITAL | RESUSCITATION TEAM | DEFIBRILLATOR-AED | AED3 | ZOLL MEDICAL | PLANNED PREVENTATIVE (REGULAR SERVICING) | 3 | 2-Good | 2022
OXFT0295 | WARNEFORD HOSPITAL | RESUSCITATION TEAM | DEFIBRILLATOR-AED | AED3 | ZOLL MEDICAL | PLANNED PREVENTATIVE (REGULAR SERVICING) | 3 | 2-Good | 2022
OXFT0296 | UNIPART HOUSE | RESUSCITATION TEAM | DEFIBRILLATOR-AED | AED3 | ZOLL MEDICAL | PLANNED PREVENTATIVE (REGULAR SERVICING) | 3 | 2-Good | 2022
OXFT0285 | ABINGDON COMMUNITY HOSPITAL | ABBEY WARD | DEFIBRILLATOR-AED | AED3 | ZOLL MEDICAL | PLANNED PREVENTATIVE (REGULAR SERVICING) | 3 | 2-Good | 2022
OXFT0309 | MURRAY HOUSE | KIDLINGTON-DENTAL | DEFIBRILLATOR-AED | AED3 | ZOLL MEDICAL | PLANNED PREVENTATIVE (REGULAR SERVICING) | 2 | 2-Good | 2022
OXFT0300 | FULBROOK CENTRE | CHERWELL WARD | DEFIBRILLATOR-AED | AED3 | ZOLL MEDICAL | PLANNED PREVENTATIVE (REGULAR SERVICING) | 2 | 2-Good | 2022
OXFT0308 | MURRAY HOUSE | KIDLINGTON-DENTAL | DEFIBRILLATOR-AED | AED3 | ZOLL MEDICAL | PLANNED PREVENTATIVE (REGULAR SERVICING) | 2 | 2-Good | 2022
OXFT0302 | WANTAGE HEALTH CENTRE | DENTAL CLINIC | DEFIBRILLATOR-AED | AED3 | ZOLL MEDICAL | PLANNED PREVENTATIVE (REGULAR SERVICING) | 2 | 2-Good | 2022
OXFT0303 | WALLINGFORD COMMUNITY HOSPITAL | ST LEONARDS WARD | DEFIBRILLATOR-AED | AED3 | ZOLL MEDICAL | PLANNED PREVENTATIVE (REGULAR SERVICING) | 2 | 2-Good | 2022
OXFT0291 | UNIPART HOUSE | RESUSCITATION TEAM | DEFIBRILLATOR-AED | AED3 | ZOLL MEDICAL | PLANNED PREVENTATIVE (REGULAR SERVICING) | 3 | 2-Good | 2022
OXFT0305 | WARNEFORD HOSPITAL | COTSWOLD HOUSE | DEFIBRILLATOR-AED | AED3 | ZOLL MEDICAL | PLANNED PREVENTATIVE (REGULAR SERVICING) | 2 | 2-Good | 2022
OXFT0306 | LITTLEMORE MENTAL HEALTH CENTRE | OCCUPATIONAL HEALTH | DEFIBRILLATOR-AED | AED3 | ZOLL MEDICAL | PLANNED PREVENTATIVE (REGULAR SERVICING) | 2 | 2-Good | 2022
OXFT0307 | ABINGDON COMMUNITY HOSPITAL | OUT OF HOURS CLINIC | DEFIBRILLATOR-AED | AED3 | ZOLL MEDICAL | PLANNED PREVENTATIVE (REGULAR SERVICING) | 2 | 2-Good | 2022
OXFT0319 | LUTHER STREET MEDICAL CENTRE | TREATMENT ROOM | DEFIBRILLATOR-AED | AED3 | ZOLL MEDICAL | PLANNED PREVENTATIVE (REGULAR SERVICING) | 2 | 2-Good | 2022
OXFT0301 | FULBROOK CENTRE | SANDFORD WARD | DEFIBRILLATOR-AED | AED3 | ZOLL MEDICAL | PLANNED PREVENTATIVE (REGULAR SERVICING) | 2 | 2-Good | 2022
OXFT0310 | EAST OXFORD HEALTH CENTRE | DENTAL CLINIC | DEFIBRILLATOR-AED | AED3 | ZOLL MEDICAL | PLANNED PREVENTATIVE (REGULAR SERVICING) | 2 | 2-Good | 2022
OXFT0317 | ORCHARD HEALTH CENTRE | DENTAL CLINIC | DEFIBRILLATOR-AED | AED3 | ZOLL MEDICAL | PLANNED PREVENTATIVE (REGULAR SERVICING) | 2 | 2-Good | 2022
OXFT0316 | EAST OXFORD HEALTH CENTRE | DENTAL CLINIC | DEFIBRILLATOR-AED | AED3 | ZOLL MEDICAL | PLANNED PREVENTATIVE (REGULAR SERVICING) | 2 | 2-Good | 2022
OXFT0315 | WITNEY COMMUNITY HOSPITAL | DENTAL CLINIC | DEFIBRILLATOR-AED | AED3 | ZOLL MEDICAL | PLANNED PREVENTATIVE (REGULAR SERVICING) | 2 | 2-Good | 2022
OXFT0314 | ORCHARD HEALTH CENTRE | DENTAL CLINIC | DEFIBRILLATOR-AED | AED3 | ZOLL MEDICAL | PLANNED PREVENTATIVE (REGULAR SERVICING) | 2 | 2-Good | 2022
OXFT0313 | ABINGDON COMMUNITY HOSPITAL | DENTAL CLINIC | DEFIBRILLATOR-AED | AED3 | ZOLL MEDICAL | PLANNED PREVENTATIVE (REGULAR SERVICING) | 2 | 2-Good | 2022
OXFT0304 | FULBROOK CENTRE | CITY COMMUNITY HOSPITAL | DEFIBRILLATOR-AED | AED3 | ZOLL MEDICAL | PLANNED PREVENTATIVE (REGULAR SERVICING) | 2 | 2-Good | 2022
OXFT0311 | DIDCOT COMMUNITY HOSPITAL | DENTAL CLINIC | DEFIBRILLATOR-AED | AED3 | ZOLL MEDICAL | PLANNED PREVENTATIVE (REGULAR SERVICING) | 2 | 2-Good | 2022
OXFT0356 | WARNEFORD HOSPITAL | ECT | DEFIBRILLATOR-AED | AED3 | ZOLL MEDICAL | PLANNED PREVENTATIVE (REGULAR SERVICING) | 2 | 2-Good | 2022
OXFT0380 | WARNEFORD HOSPITAL | COGNATIVE HEALTH RESEARCH FACILITY | DEFIBRILLATOR-AED | AED3 | ZOLL MEDICAL | PLANNED PREVENTATIVE (REGULAR SERVICING) | 2 | 2-Good | 2022
OXFT0381 | LITTLEMORE MENTAL HEALTH CENTRE | OCCUPATIONAL HEALTH | DEFIBRILLATOR-AED | AED3 | ZOLL MEDICAL | PLANNED PREVENTATIVE (REGULAR SERVICING) | 2 | 2-Good | 2022
OXFT0382 | UNIPART HOUSE | RESUSCITATION TEAM | DEFIBRILLATOR-AED | AED3 | ZOLL MEDICAL | PLANNED PREVENTATIVE (REGULAR SERVICING) | 2 | 2-Good | 2022
OXFT0318 | DIDCOT COMMUNITY HOSPITAL | DIDCOT WARD | DEFIBRILLATOR-AED | AED3 | ZOLL MEDICAL | PLANNED PREVENTATIVE (REGULAR SERVICING) | 2 | 2-Good | 2022
OXFT0384 | LITTLEMORE MENTAL HEALTH CENTRE | ASSESSMENT HUB | DEFIBRILLATOR-AED | AED3 | ZOLL MEDICAL | PLANNED PREVENTATIVE (REGULAR SERVICING) | 2 | 2-Good | 2022
OXFT0385 | LUTHER STREET MEDICAL CENTRE | RECEPTION | DEFIBRILLATOR-AED | AED3 | ZOLL MEDICAL | PLANNED PREVENTATIVE (REGULAR SERVICING) | 2 | 2-Good | 2022
OXFT0386 | WARNEFORD HOSPITAL | ALLEN WARD | DEFIBRILLATOR-AED | AED3 | ZOLL MEDICAL | PLANNED PREVENTATIVE (REGULAR SERVICING) | 2 | 2-Good | 2022
OXFT0387 | ABINGDON COMMUNITY HOSPITAL | HOSPITAL AT HOME | DEFIBRILLATOR-AED | AED3 | ZOLL MEDICAL | PLANNED PREVENTATIVE (REGULAR SERVICING) | 2 | 2-Good | 2022
OXFT0388 | WARNEFORD HOSPITAL | HIGHFIELD UNIT | DEFIBRILLATOR-AED | AED3 | ZOLL MEDICAL | PLANNED PREVENTATIVE (REGULAR SERVICING) | 2 | 2-Good | 2022
OXFT0312 | BICESTER HEALTH CENTRE | DENTAL CLINIC | DEFIBRILLATOR-AED | AED3 | ZOLL MEDICAL | PLANNED PREVENTATIVE (REGULAR SERVICING) | 2 | 2-Good | 2022
OXFT0390 | UNIPART HOUSE | RESUSCITATION TEAM | DEFIBRILLATOR-AED | AED3 | ZOLL MEDICAL | PLANNED PREVENTATIVE (REGULAR SERVICING) | 2 | 2-Good | 2022
OXFT0391 | UNIPART HOUSE | RESUSCITATION TEAM | DEFIBRILLATOR-AED | AED3 | ZOLL MEDICAL | PLANNED PREVENTATIVE (REGULAR SERVICING) | 2 | 2-Good | 2022
OXFT0392 | WARNEFORD HOSPITAL | VAUGHAN THOMAS WARD | DEFIBRILLATOR-AED | AED3 | ZOLL MEDICAL | PLANNED PREVENTATIVE (REGULAR SERVICING) | 2 | 2-Good | 2022
OXFT0393 | SAVERNAKE HOSPITAL | COTSWOLD HOUSE | DEFIBRILLATOR-AED | AED3 | ZOLL MEDICAL | PLANNED PREVENTATIVE (REGULAR SERVICING) | 2 | 2-Good | 2022
OXFT0394 | LITTLEMORE MENTAL HEALTH CENTRE | ASHURST WARD | DEFIBRILLATOR-AED | AED3 | ZOLL MEDICAL | PLANNED PREVENTATIVE (REGULAR SERVICING) | 2 | 2-Good | 2022
OXFT0383 | WARNEFORD HOSPITAL | PHYSICAL HEALTH-SERIOUS MENTAL ILLNESS | DEFIBRILLATOR-AED | AED3 | ZOLL MEDICAL | PLANNED PREVENTATIVE (REGULAR SERVICING) | 2 | 2-Good | 2022
OXFT0396 | LITTLEMORE MENTAL HEALTH CENTRE | KINGFISHER WARD | DEFIBRILLATOR-AED | AED3 | ZOLL MEDICAL | PLANNED PREVENTATIVE (REGULAR SERVICING) | 2 | 2-Good | 2022
OXFT0378 | WARNEFORD HOSPITAL | CLINICAL RESEARCH | DEFIBRILLATOR-AED | AED3 | ZOLL MEDICAL | PLANNED PREVENTATIVE (REGULAR SERVICING) | 2 | 2-Good | 2018
OXFT0379 | WARNEFORD HOSPITAL | NIHR COGNITIVE HEALTH RESEARCH FACILITY | DEFIBRILLATOR-AED | AED3 | ZOLL MEDICAL | PLANNED PREVENTATIVE (REGULAR SERVICING) | 2 | 2-Good | 2022
OXFT0397 | LITTLEMORE MENTAL HEALTH CENTRE | KESTREL WARD | DEFIBRILLATOR-AED | AED3 | ZOLL MEDICAL | PLANNED PREVENTATIVE (REGULAR SERVICING) | 2 | 2-Good | 2022
OXFT0398 | LITTLEMORE MENTAL HEALTH CENTRE | GLYME WARD | DEFIBRILLATOR-AED | AED3 | ZOLL MEDICAL | PLANNED PREVENTATIVE (REGULAR SERVICING) | 2 | 2-Good | 2022
OXFT0389 | WARNEFORD HOSPITAL | ALLEN WARD | DEFIBRILLATOR-AED | AED3 | ZOLL MEDICAL | PLANNED PREVENTATIVE (REGULAR SERVICING) | 2 | 2-Good | 2022
OXFT0400 | LITTLEMORE MENTAL HEALTH CENTRE | KENNET WARD | DEFIBRILLATOR-AED | AED3 | ZOLL MEDICAL | PLANNED PREVENTATIVE (REGULAR SERVICING) | 2 | 2-Good | 2022
OXFT0401 | LITTLEMORE MENTAL HEALTH CENTRE | WENRIC HOUSE | DEFIBRILLATOR-AED | AED3 | ZOLL MEDICAL | PLANNED PREVENTATIVE (REGULAR SERVICING) | 2 | 2-Good | 2022
OXFT0402 | LITTLEMORE MENTAL HEALTH CENTRE | PHOENIX WARD | DEFIBRILLATOR-AED | AED3 | ZOLL MEDICAL | PLANNED PREVENTATIVE (REGULAR SERVICING) | 2 | 2-Good | 2022
OXFT0403 | WHITELEAF CENTRE | RUBY WARD | DEFIBRILLATOR-AED | AED3 | ZOLL MEDICAL | PLANNED PREVENTATIVE (REGULAR SERVICING) | 2 | 2-Good | 2022
OXFT0439 | THE SLADE BUILDING | EARLY INTERVENTION SERVICE | DEFIBRILLATOR-AED | AED3 | ZOLL MEDICAL | PLANNED PREVENTATIVE (REGULAR SERVICING) | 2 | 2-Good | 2023
OXFT0395 | LITTLEMORE MENTAL HEALTH CENTRE | LAMBOURN HOUSE | DEFIBRILLATOR-AED | AED3 | ZOLL MEDICAL | PLANNED PREVENTATIVE (REGULAR SERVICING) | 2 | 2-Good | 2022
OXFT0460 | WHITELEAF CENTRE | RECEPTION | DEFIBRILLATOR-AED | AED3 | ZOLL MEDICAL | PLANNED PREVENTATIVE (REGULAR SERVICING) | 2 | 2-Good | 2022
OXFT0461 | BICESTER COMMUNITY HOSPITAL | FIRST AID UNIT | DEFIBRILLATOR-AED | AED3 | ZOLL MEDICAL | PLANNED PREVENTATIVE (REGULAR SERVICING) | 2 | 2-Good | 2022
OXFT0462 | WHITELEAF CENTRE | AMBER WARD | DEFIBRILLATOR-AED | AED3 | ZOLL MEDICAL | PLANNED PREVENTATIVE (REGULAR SERVICING) | 2 | 2-Good | 2022
OXFT0483 | MARLBOROUGH HOUSE-MILTON KEYNES | CHAFFRON WARD | DEFIBRILLATOR-AED | AED3 | ZOLL MEDICAL | PLANNED PREVENTATIVE (REGULAR SERVICING) | 2 | 2-Good | 2022
OXFT0463 | WHITELEAF CENTRE | SAPPHIRE WARD | DEFIBRILLATOR-AED | AED3 | ZOLL MEDICAL | PLANNED PREVENTATIVE (REGULAR SERVICING) | 2 | 2-Good | 2022
OXFT0399 | LITTLEMORE MENTAL HEALTH CENTRE | EVENLODE WARD | DEFIBRILLATOR-AED | AED3 | ZOLL MEDICAL | PLANNED PREVENTATIVE (REGULAR SERVICING) | 2 | 2-Good | 2022
OXFT0465 | WHITELEAF CENTRE | WOODLANDS MANOR HOUSE | DEFIBRILLATOR-AED | AED3 | ZOLL MEDICAL | PLANNED PREVENTATIVE (REGULAR SERVICING) | 2 | 2-Good | 2022
OXFT0466 | SAFFRON HOUSE | CAMHS | DEFIBRILLATOR-AED | AED3 | ZOLL MEDICAL | PLANNED PREVENTATIVE (REGULAR SERVICING) | 2 | 2-Good | 2022
OXFT0467 | UNIPART HOUSE | RESUSCITATION TEAM | DEFIBRILLATOR-AED | AED3 | ZOLL MEDICAL | PLANNED PREVENTATIVE (REGULAR SERVICING) | 2 | 2-Good | 2022
OXFT0468 | MARLBOROUGH HOUSE-SWINDON | INPATIENT DEPARTMENT | DEFIBRILLATOR-AED | AED3 | ZOLL MEDICAL | PLANNED PREVENTATIVE (REGULAR SERVICING) | 2 | 2-Good | 2022
OXFT0482 | MARLBOROUGH HOUSE-MILTON KEYNES | WATLING WARD | DEFIBRILLATOR-AED | AED3 | ZOLL MEDICAL | PLANNED PREVENTATIVE (REGULAR SERVICING) | 2 | 2-Good | 2022
OXFT1622 | WARNEFORD HOSPITAL | CLINICAL RESEARCH | DEFIBRILLATOR-AED | AED3 | ZOLL MEDICAL | PLANNED PREVENTATIVE (REGULAR SERVICING) | 2 | 2-Good | 2023
OXFT0480 | EAST OXFORD HEALTH CENTRE | OUT OF HOURS CLINIC | DEFIBRILLATOR-AED | AED3 | ZOLL MEDICAL | PLANNED PREVENTATIVE (REGULAR SERVICING) | 2 | 2-Good | 2022
OXFT0479 | EAST OXFORD HEALTH CENTRE | OUT OF HOURS CLINIC | DEFIBRILLATOR-AED | AED3 | ZOLL MEDICAL | PLANNED PREVENTATIVE (REGULAR SERVICING) | 2 | 2-Good | 2022
OXFT0478 | UNIPART HOUSE | RESUSCITATION TEAM | DEFIBRILLATOR-AED | AED3 | ZOLL MEDICAL | PLANNED PREVENTATIVE (REGULAR SERVICING) | 2 | 2-Good | 2022
OXFT0469 | UNIPART HOUSE | RESUSCITATION TEAM | DEFIBRILLATOR-AED | AED3 | ZOLL MEDICAL | PLANNED PREVENTATIVE (REGULAR SERVICING) | 2 | 2-Good | 2022
OXFT0470 | WHITELEAF CENTRE | ECT | DEFIBRILLATOR-AED | AED3 | ZOLL MEDICAL | PLANNED PREVENTATIVE (REGULAR SERVICING) | 2 | 2-Good | 2022
OXFT0464 | WHITELEAF CENTRE | OPAL WARD | DEFIBRILLATOR-AED | AED3 | ZOLL MEDICAL | PLANNED PREVENTATIVE (REGULAR SERVICING) | 2 | 2-Good | 2022
OXFT0472 | ABINGDON COMMUNITY HOSPITAL | OUT OF HOURS CLINIC | DEFIBRILLATOR-AED | AED3 | ZOLL MEDICAL | PLANNED PREVENTATIVE (REGULAR SERVICING) | 2 | 2-Good | 2022
OXFT0473 | ABINGDON COMMUNITY HOSPITAL | OUT OF HOURS CLINIC | DEFIBRILLATOR-AED | AED3 | ZOLL MEDICAL | PLANNED PREVENTATIVE (REGULAR SERVICING) | 2 | 2-Good | 2022
OXFT0477 | UNIPART HOUSE | RESUSCITATION TEAM | DEFIBRILLATOR-AED | AED3 | ZOLL MEDICAL | PLANNED PREVENTATIVE (REGULAR SERVICING) | 2 | 2-Good | 2022
OXFT0474 | WITNEY COMMUNITY HOSPITAL | OUT OF HOURS CLINIC | DEFIBRILLATOR-AED | AED3 | ZOLL MEDICAL | PLANNED PREVENTATIVE (REGULAR SERVICING) | 2 | 2-Good | 2022
OXFT0475 | WITNEY COMMUNITY HOSPITAL | OUT OF HOURS CLINIC | DEFIBRILLATOR-AED | AED3 | ZOLL MEDICAL | PLANNED PREVENTATIVE (REGULAR SERVICING) | 2 | 2-Good | 2022
OXFT0481 | EAST OXFORD HEALTH CENTRE | OUT OF HOURS CLINIC | DEFIBRILLATOR-AED | AED3 | ZOLL MEDICAL | PLANNED PREVENTATIVE (REGULAR SERVICING) | 2 | 2-Good | 2022
OXFT0476 | UNIPART HOUSE | RESUSCITATION TEAM | DEFIBRILLATOR-AED | AED3 | ZOLL MEDICAL | PLANNED PREVENTATIVE (REGULAR SERVICING) | 2 | 2-Good | 2022
OXFT0005 | WARNEFORD HOSPITAL | MEADOW UNIT | DEFIBRILLATOR-AED | AED3 | ZOLL MEDICAL | PLANNED PREVENTATIVE (REGULAR SERVICING) | 2 | 2-Good | 2023
OXFT0030 | MANZIL WAY, OXFORD | CRHTT | DEFIBRILLATOR-AED | AED3 | ZOLL MEDICAL | PLANNED PREVENTATIVE (REGULAR SERVICING) | 2 | 2-Good | 2023
OXFT1741 | ABINGDON COMMUNITY HOSPITAL | MINOR INJURIES UNIT | DEFIBRILLATOR-AED | AED3 | ZOLL MEDICAL | PLANNED PREVENTATIVE (REGULAR SERVICING) | 2 | 2-Good | 2022
OXFT0085 | WARNEFORD HOSPITAL | DAY HOSPITAL | DEFIBRILLATOR-AED | AED3 | ZOLL MEDICAL | PLANNED PREVENTATIVE (REGULAR SERVICING) | 3 | 2-Good | 2022
OXFT0471 | UNIPART HOUSE | RESUSCITATION TEAM | DEFIBRILLATOR-AED | AED3 | ZOLL MEDICAL | PLANNED PREVENTATIVE (REGULAR SERVICING) | 2 | 2-Good | 2022
OHFT2304 | ABINGDON COMMUNITY HOSPITAL | ABBEY WARD | PATIENT TURNER | RETURN 7500 | SYSTEM ROMEDIC | Fully Comprehensive includes any repair costs | 3 | 3-Average
OHFT45460 | ABINGDON COMMUNITY HOSPITAL | ABBEY WARD | PATIENT TURNER | RETURN 7500 | SYSTEM ROMEDIC | Fully Comprehensive includes any repair costs | 3 | 3-Average
OHFT0624 | DIDCOT COMMUNITY HOSPITAL | DIDCOT WARD | PATIENT TURNER | RETURN 7500 | SYSTEM ROMEDIC | Fully Comprehensive includes any repair costs | 3 | 3-Average
OHFT0625 | DIDCOT COMMUNITY HOSPITAL | DIDCOT WARD | PATIENT TURNER | RETURN 7500 | SYSTEM ROMEDIC | Fully Comprehensive includes any repair costs | 3 | 3-Average
OHFT45554 | ABINGDON COMMUNITY HOSPITAL | OSRU | PATIENT TURNER | RETURN 7500 | SYSTEM ROMEDIC | Fully Comprehensive includes any repair costs | 3 | 3-Average
OHFT0083 | WALLINGFORD COMMUNITY HOSPITAL | ST LEONARDS WARD | PATIENT TURNER | RETURN 7500 | SYSTEM ROMEDIC | Fully Comprehensive includes any repair costs | 3 | 3-Average
OXFT1028 | BICESTER COMMUNITY HOSPITAL | BICESTER WARD | PATIENT TURNER | RETURN 7500 | SYSTEM ROMEDIC | Fully Comprehensive includes any repair costs | 3 | 3-Average
OXFT1567 | WALLINGFORD COMMUNITY HOSPITAL | ST LEONARDS WARD | PATIENT TURNER | RETURN 7500 | SYSTEM ROMEDIC | Fully Comprehensive includes any repair costs | 2 | 2-Good
OXFT1084 | WITNEY COMMUNITY HOSPITAL | WENRISC WARD | PATIENT TURNER | RETURN 7500 | SYSTEM ROMEDIC | Fully Comprehensive includes any repair costs | 2 | 2-Good
OXFT3832 | TOWNLANDS COMMUNITY HOSPITAL | RAPID ACCESS CARE UNIT (RACU) | PATIENT TURNER | RETURN 7500 | SYSTEM ROMEDIC | Fully Comprehensive includes any repair costs | 1 | 2-Good
OHFT43752 | ABINGDON COMMUNITY HOSPITAL | OSRU | PATIENT TURNER | RETURN 7500 | SYSTEM ROMEDIC | Fully Comprehensive includes any repair costs | 3 | 3-Average
OHFT2308 | WITNEY COMMUNITY HOSPITAL | LINFOOT WARD | PATIENT TURNER | RETURN 7500 | SYSTEM ROMEDIC | Fully Comprehensive includes any repair costs | 3 | 3-Average
OHFT46311 | WITNEY COMMUNITY HOSPITAL | LINFOOT WARD | PATIENT TURNER | RETURN 7500 | SYSTEM ROMEDIC | Fully Comprehensive includes any repair costs | 3 | 3-Average
OHFT45552 | ABINGDON COMMUNITY HOSPITAL | OSRU | PATIENT TURNER | RETURN 7500 | SYSTEM ROMEDIC | Fully Comprehensive includes any repair costs | 3 | 3-Average
OHFT44028 | BICESTER COMMUNITY HOSPITAL | BICESTER WARD | PATIENT TURNER | RETURN 7500 | SYSTEM ROMEDIC | Fully Comprehensive includes any repair costs | 1 | 2-Good
OXFT3873 | ABINGDON COMMUNITY HOSPITAL | EMU | PATIENT TURNER | RETURN 7500 | SYSTEM ROMEDIC | Fully Comprehensive includes any repair costs | 1 | 2-Good
OXFT0088 | FULBROOK CENTRE | CITY COMMUNITY HOSPITAL | PATIENT TURNER | RETURN 7500 | SYSTEM ROMEDIC | Fully Comprehensive includes any repair costs | 2 | 2-Good
OXFT0089 | FULBROOK CENTRE | CITY COMMUNITY HOSPITAL | PATIENT TURNER | RETURN 7500 | SYSTEM ROMEDIC | Fully Comprehensive includes any repair costs | 2 | 2-Good
OXFT0090 | FULBROOK CENTRE | CITY COMMUNITY HOSPITAL | PATIENT TURNER | RETURN 7500 | SYSTEM ROMEDIC | Fully Comprehensive includes any repair costs | 2 | 2-Good
OXFT1083 | WITNEY COMMUNITY HOSPITAL | WENRISC WARD | PATIENT TURNER | RETURN 7500 | SYSTEM ROMEDIC | Fully Comprehensive includes any repair costs | 2 | 2-Good
OHFT3159 | BICESTER COMMUNITY HOSPITAL | FIRST AID UNIT | FLOWMETER | O2 | THERAPY EQUIPMENT | PLANNED PREVENTATIVE (REGULAR SERVICING) | 3 | 3-Average
OHFT3143 | BICESTER COMMUNITY HOSPITAL | BICESTER WARD | FLOWMETER | O2 | THERAPY EQUIPMENT | PLANNED PREVENTATIVE (REGULAR SERVICING) | 3 | 3-Average
OHFT3144 | BICESTER COMMUNITY HOSPITAL | BICESTER WARD | FLOWMETER | O2 | THERAPY EQUIPMENT | PLANNED PREVENTATIVE (REGULAR SERVICING) | 3 | 3-Average
OHFT3145 | BICESTER COMMUNITY HOSPITAL | BICESTER WARD | FLOWMETER | O2 | THERAPY EQUIPMENT | PLANNED PREVENTATIVE (REGULAR SERVICING) | 3 | 3-Average
OHFT3146 | BICESTER COMMUNITY HOSPITAL | BICESTER WARD | FLOWMETER | O2 | THERAPY EQUIPMENT | PLANNED PREVENTATIVE (REGULAR SERVICING) | 3 | 3-Average
OHFT3147 | BICESTER COMMUNITY HOSPITAL | BICESTER WARD | FLOWMETER | O2 | THERAPY EQUIPMENT | PLANNED PREVENTATIVE (REGULAR SERVICING) | 3 | 3-Average
OHFT3157 | BICESTER COMMUNITY HOSPITAL | BICESTER WARD | FLOWMETER | O2 | THERAPY EQUIPMENT | PLANNED PREVENTATIVE (REGULAR SERVICING) | 3 | 3-Average
OXFT4567 | ABINGDON COMMUNITY HOSPITAL | MINOR INJURIES UNIT | FLOWMETER | DIAMOND | THERAPY EQUIPMENT | PLANNED PREVENTATIVE (REGULAR SERVICING) | 2 | 2-Good
OXFT4568 | ABINGDON COMMUNITY HOSPITAL | MINOR INJURIES UNIT | FLOWMETER | DIAMOND | THERAPY EQUIPMENT | PLANNED PREVENTATIVE (REGULAR SERVICING) | 2 | 2-Good
OHFT3158 | BICESTER COMMUNITY HOSPITAL | BICESTER WARD | FLOWMETER | O2 | THERAPY EQUIPMENT | PLANNED PREVENTATIVE (REGULAR SERVICING) | 3 | 3-Average
OHFT3149 | BICESTER COMMUNITY HOSPITAL | BICESTER WARD | FLOWMETER | O2 | THERAPY EQUIPMENT | PLANNED PREVENTATIVE (REGULAR SERVICING) | 3 | 3-Average
OHFT3150 | BICESTER COMMUNITY HOSPITAL | BICESTER WARD | FLOWMETER | O2 | THERAPY EQUIPMENT | PLANNED PREVENTATIVE (REGULAR SERVICING) | 3 | 3-Average
OHFT3151 | BICESTER COMMUNITY HOSPITAL | BICESTER WARD | FLOWMETER | O2 | THERAPY EQUIPMENT | PLANNED PREVENTATIVE (REGULAR SERVICING) | 3 | 3-Average
OHFT3154 | BICESTER COMMUNITY HOSPITAL | BICESTER WARD | FLOWMETER | O2 | THERAPY EQUIPMENT | PLANNED PREVENTATIVE (REGULAR SERVICING) | 3 | 3-Average
OHFT3155 | BICESTER COMMUNITY HOSPITAL | BICESTER WARD | FLOWMETER | O2 | THERAPY EQUIPMENT | PLANNED PREVENTATIVE (REGULAR SERVICING) | 3 | 3-Average
OXFT4529 | EAST OXFORD HEALTH CENTRE | DENTAL CLINIC | DENTAL OILING MACHINE | QUATTRO CARE PLUS | KAVO DENTAL | PLANNED PREVENTATIVE (REGULAR SERVICING) | 2 | 2-Good
OHFT41209 | TOWNLANDS COMMUNITY HOSPITAL | OUTPATIENTS DEPT | SNELLEN CHART | SNELLEN CHART | HS CLEMENT CLARKE | ASSET ONLY NO SERVICING REQUIRED | 3 | 3-Average
OHFT44426 | ABINGDON COMMUNITY HOSPITAL | MINOR INJURIES UNIT | CAST CUTTER SAW | CC4 | DE SOUTER MEDICAL | PLANNED PREVENTATIVE (REGULAR SERVICING) | 3 | 3-Average
OHFT45561 | ABINGDON COMMUNITY HOSPITAL | MINOR INJURIES UNIT | CAST CUTTER SAW | CCS | DE SOUTER MEDICAL | PLANNED PREVENTATIVE (REGULAR SERVICING) | 3 | 3-Average
OHFT1926 | WITNEY COMMUNITY HOSPITAL | MINOR INJURIES UNIT | CAST CUTTER SAW | CCS | DE SOUTER MEDICAL | PLANNED PREVENTATIVE (REGULAR SERVICING) | 3 | 3-Average
OXFT1352 | DIDCOT COMMUNITY HOSPITAL | PODIATRY | CAST CUTTER SAW | PS8 | DE SOUTER MEDICAL | PLANNED PREVENTATIVE (REGULAR SERVICING) | 3 | 2-Good
OXFT1351 | DIDCOT COMMUNITY HOSPITAL | PODIATRY | CAST CUTTER SAW | CC8 | DE SOUTER MEDICAL | PLANNED PREVENTATIVE (REGULAR SERVICING) | 3 | 2-Good
OHFT2507 | ABINGDON COMMUNITY HOSPITAL | PODIATRY | DRILL-PODIATRY | BERCHTOLD S30 | CANONBURY | Fully Comprehensive includes any repair costs | 3 | 3-Average
OHFT42472 | ABINGDON COMMUNITY HOSPITAL | PODIATRY | DRILL-PODIATRY | BERCHTOLD S30 | CANONBURY | Fully Comprehensive includes any repair costs | 3 | 3-Average
OHFT3893 | CHIPPING NORTON COMMUNITY HOSPITAL | PODIATRY | DRILL-PODIATRY | BERCHTOLD S30 | CANONBURY | Fully Comprehensive includes any repair costs | 3 | 3-Average
OHFT40165 | MURRAY HOUSE | PODIATRY | DRILL-PODIATRY | BERCHTOLD S30 | CANONBURY | Fully Comprehensive includes any repair costs | 3 | 3-Average
OHFT42473 | KIDLINGTON HEALTH CENTRE | PODIATRY | DRILL-PODIATRY | BERCHTOLD S30 | CANONBURY | Fully Comprehensive includes any repair costs | 3 | 3-Average
OHFT3760 | RAGLAN HOUSE | PODIATRY | DRILL-PODIATRY | BERCHTOLD S30 | CANONBURY | Fully Comprehensive includes any repair costs | 3 | 3-Average
OHFT42470 | ST BARNABAS CLINIC | PODIATRY | DRILL-PODIATRY | BERCHTOLD S35 | CANONBURY | Fully Comprehensive includes any repair costs | 3 | 3-Average
OHFT0924 | ST BARNABAS CLINIC | PODIATRY | DRILL-PODIATRY | BERCHTOLD S35 | CANONBURY | Fully Comprehensive includes any repair costs | 3 | 3-Average
OHFT2033 | THE FIENNES CENTRE | PODIATRY | DRILL-PODIATRY | BERCHTOLD S35 | CANONBURY | Fully Comprehensive includes any repair costs | 3 | 3-Average
OHFT0968 | ORCHARD HEALTH CENTRE | PODIATRY | DRILL-PODIATRY | BERCHTOLD S35 | CANONBURY | Fully Comprehensive includes any repair costs | 3 | 3-Average
OHFT0043 | WALLINGFORD COMMUNITY HOSPITAL | PODIATRY | DRILL-PODIATRY | BERCHTOLD S35 | CANONBURY | Fully Comprehensive includes any repair costs | 3 | 3-Average
OHFT3266 | WALLINGFORD COMMUNITY HOSPITAL | PODIATRY | DRILL-PODIATRY | BERCHTOLD S35 | CANONBURY | Fully Comprehensive includes any repair costs | 3 | 3-Average
OHFT0956 | WANTAGE COMMUNITY HOSPITAL | PODIATRY | DRILL-PODIATRY | BERCHTOLD S35 | CANONBURY | Fully Comprehensive includes any repair costs | 3 | 3-Average
OHFT40016 | WANTAGE COMMUNITY HOSPITAL | PODIATRY | DRILL-PODIATRY | BERCHTOLD S35 | CANONBURY | Fully Comprehensive includes any repair costs | 3 | 3-Average
OHFT43847 | RAGLAN HOUSE | PODIATRY | DRILL-PODIATRY | BERCHTOLD S35 | CANONBURY | Fully Comprehensive includes any repair costs | 3 | 3-Average
OHFT3762 | RAGLAN HOUSE | PODIATRY | DRILL-PODIATRY | BERCHTOLD S35 | CANONBURY | Fully Comprehensive includes any repair costs | 3 | 3-Average
OHFT0921 | WINDRUSH HEALTH CENTRE | PODIATRY | DRILL-PODIATRY | BERCHTOLD S35 | CANONBURY | Fully Comprehensive includes any repair costs | 3 | 3-Average
OHFT0926 | WINDRUSH HEALTH CENTRE | PODIATRY | DRILL-PODIATRY | BERCHTOLD S35 | CANONBURY | Fully Comprehensive includes any repair costs | 3 | 3-Average
OHFT1877 | WINDRUSH HEALTH CENTRE | PODIATRY | DRILL-PODIATRY | BERCHTOLD S35 | CANONBURY | Fully Comprehensive includes any repair costs | 3 | 3-Average
OHFT40337 | WINDRUSH HEALTH CENTRE | PODIATRY | DRILL-PODIATRY | BERCHTOLD S35 | CANONBURY | Fully Comprehensive includes any repair costs | 3 | 3-Average
OHFT43844 | RAGLAN HOUSE | PODIATRY | DRILL-PODIATRY | BERCHTOLD S35 | CANONBURY | Fully Comprehensive includes any repair costs | 3 | 3-Average
OHFT1218 | TOWNLANDS COMMUNITY HOSPITAL | PODIATRY | DRILL-PODIATRY | BERCHTOLD S35 | CANONBURY | Fully Comprehensive includes any repair costs | 3 | 3-Average
OHFT40332 | DIDCOT COMMUNITY HOSPITAL | PODIATRY | DRILL-PODIATRY | BERCHTOLD S35 | CANONBURY | Fully Comprehensive includes any repair costs | 3 | 3-Average
OHFT0042 | JULIER CENTRE | PODIATRY | DRILL-PODIATRY | BERCHTOLD S35 | CANONBURY | Fully Comprehensive includes any repair costs | 3 | 3-Average
OHFT0967 | JULIER CENTRE | PODIATRY | DRILL-PODIATRY | BERCHTOLD S35 | CANONBURY | Fully Comprehensive includes any repair costs | 3 | 3-Average
OHFT1291 | ORCHARD HEALTH CENTRE | PODIATRY | DRILL-PODIATRY | BERCHTOLD S35 | CANONBURY | Fully Comprehensive includes any repair costs | 3 | 3-Average
OHFT0918 | WINDRUSH HEALTH CENTRE | PODIATRY | DRILL-PODIATRY | BERCHTOLD S35 | CANONBURY | Fully Comprehensive includes any repair costs | 3 | 3-Average
OHFT0915 | WINDRUSH HEALTH CENTRE | PODIATRY | DRILL-PODIATRY | BERCHTOLD S35 | CANONBURY | Fully Comprehensive includes any repair costs | 3 | 3-Average
OHFT44783 | WANTAGE COMMUNITY HOSPITAL | PODIATRY | DRILL-PODIATRY | BERCHTOLD PODO-Q | CANONBURY | Fully Comprehensive includes any repair costs | 3 | 3-Average
OHFT44781 | THE FIENNES CENTRE | PODIATRY | DRILL-PODIATRY | BERCHTOLD PODO-Q | CANONBURY | Fully Comprehensive includes any repair costs | 3 | 3-Average
OXFT1464 | DIDCOT COMMUNITY HOSPITAL | PODIATRY | DRILL-PODIATRY | BERCHTOLD PODO-Q | CANONBURY | Fully Comprehensive includes any repair costs | 3 | 2-Good
OXFT1559 | DIDCOT COMMUNITY HOSPITAL | PODIATRY | DRILL-PODIATRY | BERCHTOLD PODO-Q | CANONBURY | Fully Comprehensive includes any repair costs | 2 | 2-Good
OXFT0057 | WALLINGFORD COMMUNITY HOSPITAL | PODIATRY | DRILL-PODIATRY | BERCHTOLD PODO-Q | CANONBURY | Fully Comprehensive includes any repair costs | 2 | 2-Good
OHFT1706 | ABINGDON COMMUNITY HOSPITAL | PODIATRY | DRILL-PODIATRY | BERCHTOLD S35 | CANONBURY | Fully Comprehensive includes any repair costs | 3 | 3-Average
OHFT42471 | RAGLAN HOUSE | PODIATRY | DRILL-PODIATRY | BERCHTOLD S30 | CANONBURY | Fully Comprehensive includes any repair costs | 3 | 3-Average
OHFT41992 | ST BARNABAS CLINIC | PODIATRY | DRILL-PODIATRY | BERCHTOLD S30 | CANONBURY | Fully Comprehensive includes any repair costs | 3 | 3-Average
OHFT2911 | ST BARNABAS CLINIC | PODIATRY | DRILL-PODIATRY | BERCHTOLD S30 | CANONBURY | Fully Comprehensive includes any repair costs | 3 | 3-Average
OHFT42828 | THE FIENNES CENTRE | PODIATRY | DRILL-PODIATRY | BERCHTOLD S30 | CANONBURY | Fully Comprehensive includes any repair costs | 3 | 3-Average
OHFT41565 | TOWNLANDS COMMUNITY HOSPITAL | PODIATRY | DRILL-PODIATRY | BERCHTOLD S30 | CANONBURY | Fully Comprehensive includes any repair costs | 3 | 3-Average
OHFT41568 | TOWNLANDS COMMUNITY HOSPITAL | PODIATRY | DRILL-PODIATRY | BERCHTOLD S30 | CANONBURY | Fully Comprehensive includes any repair costs | 3 | 3-Average
OXFT0425 | LITTLEMORE MENTAL HEALTH CENTRE | KINGFISHER WARD | PLINTH-ELECTRIC | SM2560 | SEERS MEDICAL | PLANNED PREVENTATIVE (REGULAR SERVICING) | 4 | 1-Excellent
OXFT3759 | DIDCOT COMMUNITY HOSPITAL | DIDCOT WARD | CHAIR-RECLINER | NONE | RJ MOBILITY | PLANNED PREVENTATIVE (REGULAR SERVICING) | 2 | 2-Good
OXFT2146 | DIDCOT COMMUNITY HOSPITAL | DIDCOT WARD | CHAIR-RECLINER | NONE | CAREFLEX | ASSET ONLY NO SERVICING REQUIRED | 3 | 3-Average
OXFT1495 | DIDCOT COMMUNITY HOSPITAL | PHYSIOTHERAPY | CHAIR-RECLINER | NONE | RJ MOBILITY | ASSET ONLY NO SERVICING REQUIRED | 3 | 2-Good
OXFT1610 | DIDCOT COMMUNITY HOSPITAL | PHYSIOTHERAPY | CHAIR-RECLINER | NONE | RJ MOBILITY | PLANNED PREVENTATIVE (REGULAR SERVICING) | 3 | 2-Good
OXFT1611 | DIDCOT COMMUNITY HOSPITAL | PHYSIOTHERAPY | CHAIR-RECLINER | NONE | RJ MOBILITY | PLANNED PREVENTATIVE (REGULAR SERVICING) | 3 | 2-Good
OXFT1702 | DIDCOT COMMUNITY HOSPITAL | DIDCOT WARD | CHAIR-RECLINER | NONE | CAREFLEX | ASSET ONLY NO SERVICING REQUIRED | 3 | 2-Good
OXFT3897 | WARNEFORD HOSPITAL | CLINICAL RESEARCH | CHAIR-RECLINER | HY2419-60 | SEMINAR REPOSE | PLANNED PREVENTATIVE (REGULAR SERVICING) | 0 | 1-Excellent
OXFT3898 | WARNEFORD HOSPITAL | CLINICAL RESEARCH | CHAIR-RECLINER | HY2419-60 | SEMINAR REPOSE | PLANNED PREVENTATIVE (REGULAR SERVICING) | 0 | 1-Excellent
OXFT4780 | WARNEFORD HOSPITAL | CLINICAL RESEARCH | CHAIR-RECLINER | COMFORT-3 | DIGITERM LTD | PLANNED PREVENTATIVE (REGULAR SERVICING) | 1 | 2-Good
OHFT43108 | WARNEFORD HOSPITAL | CLINICAL RESEARCH | CHAIR-RECLINER | COMFORT 4B | DIGITERM LTD | PLANNED PREVENTATIVE (REGULAR SERVICING) | 2 | 2-Good
OHFT43107 | WARNEFORD HOSPITAL | CLINICAL RESEARCH | CHAIR-RECLINER | COMFORT 4B | DIGITERM LTD | PLANNED PREVENTATIVE (REGULAR SERVICING) | 2 | 2-Good
OXFT4840 | DIDCOT COMMUNITY HOSPITAL | DIDCOT WARD | CHAIR-RECLINER | CLR11 BLK | DRIVE DEVILBISS | Fully Comprehensive includes any repair costs | 0 | 1-Excellent
OXFT1115 | FULBROOK CENTRE | CITY COMMUNITY HOSPITAL | CHAIR-RECLINER | HY2426-50 | SEMINAR COMPONENTS | PLANNED PREVENTATIVE (REGULAR SERVICING) | 2 | 2-Good
OXFT0353 | FULBROOK CENTRE | CITY COMMUNITY HOSPITAL | CHAIR-RECLINER | HY2419-60 | SEMINAR REPOSE | PLANNED PREVENTATIVE (REGULAR SERVICING) | 3 | 3-Average
OXFT0354 | FULBROOK CENTRE | CITY COMMUNITY HOSPITAL | CHAIR-RECLINER | HY2419-60 | SEMINAR REPOSE | PLANNED PREVENTATIVE (REGULAR SERVICING) | 3 | 4-Poor
OXFT0058 | FULBROOK CENTRE | CITY COMMUNITY HOSPITAL | CHAIR-RECLINER | HY2419-60 | SEMINAR REPOSE | PLANNED PREVENTATIVE (REGULAR SERVICING) | 3 | 3-Average
OXFT3895 | WARNEFORD HOSPITAL | CLINICAL RESEARCH | CHAIR-RECLINER | HY2419-60 | SEMINAR REPOSE | PLANNED PREVENTATIVE (REGULAR SERVICING) | 0 | 1-Excellent
OXFT3896 | WARNEFORD HOSPITAL | CLINICAL RESEARCH | CHAIR-RECLINER | HY2419-60 | SEMINAR REPOSE | PLANNED PREVENTATIVE (REGULAR SERVICING) | 0 | 1-Excellent
OHFT0449 | ABINGDON COMMUNITY HOSPITAL | MINOR INJURIES UNIT | REGULATOR | 6000 ENTONOX REGULATOR AND DEMAND VALVE | THERAPY EQUIPMENT | PLANNED PREVENTATIVE (REGULAR SERVICING) | 3 | 3-Average
OHFT0450 | ABINGDON COMMUNITY HOSPITAL | MINOR INJURIES UNIT | REGULATOR | 6000 ENTONOX REGULATOR AND DEMAND VALVE | THERAPY EQUIPMENT | PLANNED PREVENTATIVE (REGULAR SERVICING) | 3 | 3-Average
OHFT0333 | WITNEY COMMUNITY HOSPITAL | MINOR INJURIES UNIT | REGULATOR | 6000 ENTONOX REGULATOR AND DEMAND VALVE | THERAPY EQUIPMENT | PLANNED PREVENTATIVE (REGULAR SERVICING) | 3 | 3-Average
OHFT0460 | WITNEY COMMUNITY HOSPITAL | MINOR INJURIES UNIT | REGULATOR | 6000 ENTONOX REGULATOR AND DEMAND VALVE | THERAPY EQUIPMENT | PLANNED PREVENTATIVE (REGULAR SERVICING) | 3 | 3-Average
OHFT43001 | THE SLADE BUILDING | LEARNING DISABILITY SERVICE | REGULATOR | M3 | DATEX OHMEDA | PLANNED PREVENTATIVE (REGULAR SERVICING) | 3 | 3-Average
OXFT4603 | FULBROOK CENTRE | CHERWELL WARD | BED-ELECTRIC | FL36-SC | UMANO MEDICAL INC | Fully Comprehensive includes any repair costs | 1 | 2-Good
OXFT2164 | ABINGDON COMMUNITY HOSPITAL | OSRU | WHEELCHAIR-ELECTRIC | INVACARE FOX | INVACARE | PLANNED PREVENTATIVE (REGULAR SERVICING) | 6 | 3-Average | 2019
OXFT1723 | ABINGDON COMMUNITY HOSPITAL | OSRU | WHEELCHAIR-ELECTRIC | INVACARE FOX | INVACARE | PLANNED PREVENTATIVE (REGULAR SERVICING) | 4 | 3-Average | 2019
OHFT1088 | TOWNLANDS COMMUNITY HOSPITAL | OUTPATIENTS DEPT | THERMOMETER | SURETEMP | WELCH ALLYN | ASSET ONLY NO SERVICING REQUIRED | 3 | 3-Average
OHFT44931 | ABINGDON COMMUNITY HOSPITAL | MINOR INJURIES UNIT | THERMOMETER | IR150 | MICROLIFE HEALTH | ASSET ONLY NO SERVICING REQUIRED | 3 | 3-Average
OHFT44707 | CHIPPING NORTON COMMUNITY HOSPITAL | DISTRICT NURSES | THERMOMETER | IR150 | MICROLIFE HEALTH | ASSET ONLY NO SERVICING REQUIRED | 3 | 3-Average
OHFT44899 | DIDCOT COMMUNITY HOSPITAL | DIDCOT WARD | THERMOMETER | IR150 | MICROLIFE HEALTH | ASSET ONLY NO SERVICING REQUIRED | 3 | 3-Average
OHFT45562 | THE FIENNES CENTRE | OUT OF HOURS CLINIC | THERMOMETER | IR150 | MICROLIFE HEALTH | ASSET ONLY NO SERVICING REQUIRED | 3 | 3-Average
OHFT45603 | WITNEY COMMUNITY HOSPITAL | LINFOOT WARD | THERMOMETER | IR150 | MICROLIFE HEALTH | ASSET ONLY NO SERVICING REQUIRED | 3 | 3-Average
OHFT44908 | ST BARNABAS CLINIC | PODIATRY | THERMOMETER | JXB-182 | RYCOM | ASSET ONLY NO SERVICING REQUIRED | 3 | 3-Average
OHFT44889 | WARNEFORD HOSPITAL | HIGHFIELD UNIT | THERMOMETER | 309580 | ETI | ASSET ONLY NO SERVICING REQUIRED | 3 | 3-Average
OHFT44888 | WARNEFORD HOSPITAL | HIGHFIELD UNIT | THERMOMETER | 309580 | ETI | ASSET ONLY NO SERVICING REQUIRED | 3 | 3-Average
OHFT44911 | ST BARNABAS CLINIC | PODIATRY | THERMOMETER | JXB-182 | RYCOM | ASSET ONLY NO SERVICING REQUIRED | 3 | 3-Average
OHFT44920 | ST BARNABAS CLINIC | PODIATRY | THERMOMETER | JXB-182 | RYCOM | ASSET ONLY NO SERVICING REQUIRED | 3 | 3-Average
OHFT44919 | ST BARNABAS CLINIC | PODIATRY | THERMOMETER | JXB-182 | RYCOM | ASSET ONLY NO SERVICING REQUIRED | 3 | 3-Average
OHFT44902 | ST BARNABAS CLINIC | PODIATRY | THERMOMETER | JXB-182 | RYCOM | ASSET ONLY NO SERVICING REQUIRED | 3 | 3-Average
OHFT44901 | ST BARNABAS CLINIC | PODIATRY | THERMOMETER | JXB-182 | RYCOM | ASSET ONLY NO SERVICING REQUIRED | 3 | 3-Average
OHFT44907 | ST BARNABAS CLINIC | PODIATRY | THERMOMETER | JXB-182 | RYCOM | ASSET ONLY NO SERVICING REQUIRED | 3 | 3-Average
OHFT44909 | WINDRUSH HEALTH CENTRE | PODIATRY | THERMOMETER | JXB-182 | RYCOM | ASSET ONLY NO SERVICING REQUIRED | 3 | 3-Average
OHFT44903 | ST BARNABAS CLINIC | PODIATRY | THERMOMETER | JXB-182 | RYCOM | ASSET ONLY NO SERVICING REQUIRED | 3 | 3-Average
OHFT44912 | ST BARNABAS CLINIC | PODIATRY | THERMOMETER | JXB-182 | RYCOM | ASSET ONLY NO SERVICING REQUIRED | 3 | 3-Average
OHFT44910 | ST BARNABAS CLINIC | PODIATRY | THERMOMETER | JXB-182 | RYCOM | ASSET ONLY NO SERVICING REQUIRED | 3 | 3-Average
OHFT44916 | ST BARNABAS CLINIC | PODIATRY | THERMOMETER | JXB-182 | RYCOM | ASSET ONLY NO SERVICING REQUIRED | 3 | 3-Average
OHFT44915 | ST BARNABAS CLINIC | PODIATRY | THERMOMETER | JXB-182 | RYCOM | ASSET ONLY NO SERVICING REQUIRED | 3 | 3-Average
OHFT44913 | ST BARNABAS CLINIC | PODIATRY | THERMOMETER | JXB-182 | RYCOM | ASSET ONLY NO SERVICING REQUIRED | 3 | 3-Average
OHFT44918 | ST BARNABAS CLINIC | PODIATRY | THERMOMETER | JXB-182 | RYCOM | ASSET ONLY NO SERVICING REQUIRED | 3 | 3-Average
OHFT44917 | ST BARNABAS CLINIC | PODIATRY | THERMOMETER | JXB-182 | RYCOM | ASSET ONLY NO SERVICING REQUIRED | 3 | 3-Average
OHFT44906 | ST BARNABAS CLINIC | PODIATRY | THERMOMETER | JXB-182 | RYCOM | ASSET ONLY NO SERVICING REQUIRED | 3 | 3-Average
OHFT44904 | ST BARNABAS CLINIC | PODIATRY | THERMOMETER | JXB-182 | RYCOM | ASSET ONLY NO SERVICING REQUIRED | 3 | 3-Average
OHFT44914 | WINDRUSH HEALTH CENTRE | PODIATRY | THERMOMETER | JXB-182 | RYCOM | ASSET ONLY NO SERVICING REQUIRED | 3 | 3-Average
OHFT0107 | KIDLINGTON HEALTH CENTRE | DISTRICT NURSES | THERMOMETER | GENTLE SCAN | OMRON HEALTHCARE | ASSET ONLY NO SERVICING REQUIRED | 3 | 3-Average
OHFT0108 | KIDLINGTON HEALTH CENTRE | DISTRICT NURSES | THERMOMETER | GENTLE SCAN | OMRON HEALTHCARE | ASSET ONLY NO SERVICING REQUIRED | 3 | 3-Average
OHFT0109 | KIDLINGTON HEALTH CENTRE | DISTRICT NURSES | THERMOMETER | GENTLE SCAN | OMRON HEALTHCARE | ASSET ONLY NO SERVICING REQUIRED | 3 | 3-Average
OHFT0110 | KIDLINGTON HEALTH CENTRE | DISTRICT NURSES | THERMOMETER | GENTLE SCAN | OMRON HEALTHCARE | ASSET ONLY NO SERVICING REQUIRED | 3 | 3-Average
OHFT42645 | RAGLAN HOUSE | PODIATRY | THERMOMETER | TEMPORAL SCANNER | EXERGEN | ASSET ONLY NO SERVICING REQUIRED | 3 | 3-Average
OHFT3518 | TOWNLANDS COMMUNITY HOSPITAL | MINOR INJURIES UNIT | THERMOMETER | THERMOSCAN | BRAUN | PLANNED PREVENTATIVE (REGULAR SERVICING) | 3 | 3-Average
OHFT46240 | ABINGDON COMMUNITY HOSPITAL | OSRU | THERMOMETER | TH8895 | CAREY MEDICAL | ASSET ONLY NO SERVICING REQUIRED | 3 | 3-Average
OHFT45530 | ABINGDON COMMUNITY HOSPITAL | OUTPATIENTS DEPT | THERMOMETER | TH8895 | CAREY MEDICAL | ASSET ONLY NO SERVICING REQUIRED | 3 | 3-Average
OHFT46483 | AMERSHAM HEALTH CENTRE | CMHT SOUTH EAST | THERMOMETER | TH8895 | CAREY MEDICAL | ASSET ONLY NO SERVICING REQUIRED | 3 | 3-Average
OHFT46484 | AMERSHAM HEALTH CENTRE | CMHT SOUTH EAST | THERMOMETER | TH8895 | CAREY MEDICAL | ASSET ONLY NO SERVICING REQUIRED | 3 | 3-Average
OHFT47060 | BICESTER COMMUNITY HOSPITAL | BICESTER WARD | THERMOMETER | TH8895 | CAREY MEDICAL | ASSET ONLY NO SERVICING REQUIRED | 3 | 3-Average
OHFT45527 | SAVERNAKE HOSPITAL | COTSWOLD HOUSE | THERMOMETER | DET-306 | SEJOY ELECTRONICS LTD | ASSET ONLY NO SERVICING REQUIRED | 3 | 3-Average
OHFT46376 | DIDCOT COMMUNITY HOSPITAL | DIDCOT WARD | THERMOMETER | TH8895 | CAREY MEDICAL | ASSET ONLY NO SERVICING REQUIRED | 3 | 3-Average
OHFT46377 | DIDCOT COMMUNITY HOSPITAL | DIDCOT WARD | THERMOMETER | TH8895 | CAREY MEDICAL | ASSET ONLY NO SERVICING REQUIRED | 3 | 3-Average
OHFT46378 | DIDCOT COMMUNITY HOSPITAL | DIDCOT WARD | THERMOMETER | TH8895 | CAREY MEDICAL | ASSET ONLY NO SERVICING REQUIRED | 3 | 3-Average
OHFT46379 | DIDCOT COMMUNITY HOSPITAL | DIDCOT WARD | THERMOMETER | TH8895 | CAREY MEDICAL | ASSET ONLY NO SERVICING REQUIRED | 3 | 3-Average
OHFT46703 | EAST OXFORD HEALTH CENTRE | OUT OF HOURS CLINIC | THERMOMETER | TH8895 | CAREY MEDICAL | ASSET ONLY NO SERVICING REQUIRED | 3 | 3-Average
OHFT46239 | ABINGDON COMMUNITY HOSPITAL | OSRU | THERMOMETER | TH8895 | CAREY MEDICAL | ASSET ONLY NO SERVICING REQUIRED | 3 | 3-Average
OHFT46711 | EAST OXFORD HEALTH CENTRE | OUT OF HOURS CLINIC | THERMOMETER | TH8895 | CAREY MEDICAL | ASSET ONLY NO SERVICING REQUIRED | 3 | 3-Average
OHFT164310 | FULBROOK CENTRE | SANDFORD WARD | THERMOMETER | TH8895 | CAREY MEDICAL | ASSET ONLY NO SERVICING REQUIRED | 3 | 3-Average
OHFT164371 | FULBROOK CENTRE | SANDFORD WARD | THERMOMETER | TH8895 | CAREY MEDICAL | ASSET ONLY NO SERVICING REQUIRED | 3 | 3-Average
OHFT45534 | LITTLEMORE MENTAL HEALTH CENTRE | ASHURST WARD | THERMOMETER | TH8895 | CAREY MEDICAL | ASSET ONLY NO SERVICING REQUIRED | 3 | 3-Average
OHFT45638 | MARLBOROUGH HOUSE-SWINDON | CAMHS | THERMOMETER | TH8895 | CAREY MEDICAL | ASSET ONLY NO SERVICING REQUIRED | 3 | 3-Average
OHFT46375 | DIDCOT COMMUNITY HOSPITAL | DIDCOT WARD | THERMOMETER | TH8895 | CAREY MEDICAL | ASSET ONLY NO SERVICING REQUIRED | 3 | 3-Average
OHFT45640 | MARLBOROUGH HOUSE-SWINDON | CAMHS | THERMOMETER | TH8895 | CAREY MEDICAL | ASSET ONLY NO SERVICING REQUIRED | 3 | 3-Average
OHFT46713 | ORCHARD HEALTH CENTRE | COMMUNITY HEART FAILURE TEAM | THERMOMETER | TH8895 | CAREY MEDICAL | ASSET ONLY NO SERVICING REQUIRED | 3 | 3-Average
OHFT47044 | WARNEFORD HOSPITAL | CLINICAL RESEARCH | THERMOMETER | TH8895 | CAREY MEDICAL | ASSET ONLY NO SERVICING REQUIRED | 3 | 3-Average
OHFT47050 | WARNEFORD HOSPITAL | CLINICAL RESEARCH | THERMOMETER | TH8895 | CAREY MEDICAL | ASSET ONLY NO SERVICING REQUIRED | 3 | 3-Average
OHFT47051 | WARNEFORD HOSPITAL | CLINICAL RESEARCH | THERMOMETER | TH8895 | CAREY MEDICAL | ASSET ONLY NO SERVICING REQUIRED | 3 | 3-Average
OHFT46710 | EAST OXFORD HEALTH CENTRE | OUT OF HOURS CLINIC | THERMOMETER | TH8895 | CAREY MEDICAL | ASSET ONLY NO SERVICING REQUIRED | 3 | 3-Average
OHFT47045 | WARNEFORD HOSPITAL | CLINICAL RESEARCH | THERMOMETER | TH8895 | CAREY MEDICAL | ASSET ONLY NO SERVICING REQUIRED | 3 | 3-Average
OHFT47054 | WARNEFORD HOSPITAL | CLINICAL RESEARCH | THERMOMETER | TH8895 | CAREY MEDICAL | ASSET ONLY NO SERVICING REQUIRED | 3 | 3-Average
OHFT47052 | WARNEFORD HOSPITAL | CLINICAL RESEARCH | THERMOMETER | TH8895 | CAREY MEDICAL | ASSET ONLY NO SERVICING REQUIRED | 3 | 3-Average
OHFT47049 | WARNEFORD HOSPITAL | CLINICAL RESEARCH | THERMOMETER | TH8895 | CAREY MEDICAL | ASSET ONLY NO SERVICING REQUIRED | 3 | 3-Average
OHFT47046 | WARNEFORD HOSPITAL | CLINICAL RESEARCH | THERMOMETER | TH8895 | CAREY MEDICAL | ASSET ONLY NO SERVICING REQUIRED | 3 | 3-Average
OHFT45639 | MARLBOROUGH HOUSE-SWINDON | CAMHS | THERMOMETER | TH8895 | CAREY MEDICAL | ASSET ONLY NO SERVICING REQUIRED | 3 | 3-Average
OHFT47170 | THE FIENNES CENTRE | COMMUNITY THERAPY SERVICES | THERMOMETER | TH8895 | CAREY MEDICAL | ASSET ONLY NO SERVICING REQUIRED | 3 | 3-Average
OHFT47169 | THE FIENNES CENTRE | COMMUNITY THERAPY SERVICES | THERMOMETER | TH8895 | CAREY MEDICAL | ASSET ONLY NO SERVICING REQUIRED | 3 | 3-Average
OHFT47048 | WARNEFORD HOSPITAL | CLINICAL RESEARCH | THERMOMETER | TH8895 | CAREY MEDICAL | ASSET ONLY NO SERVICING REQUIRED | 3 | 3-Average
OHFT2230 | ABINGDON COMMUNITY HOSPITAL | OSRU | THERMOMETER | TH8895 | CAREY MEDICAL | ASSET ONLY NO SERVICING REQUIRED | 3 | 3-Average
OHFT2231 | ABINGDON COMMUNITY HOSPITAL | OSRU | THERMOMETER | TH8895 | CAREY MEDICAL | ASSET ONLY NO SERVICING REQUIRED | 3 | 3-Average
OHFT47053 | WARNEFORD HOSPITAL | CLINICAL RESEARCH | THERMOMETER | TH8895 | CAREY MEDICAL | ASSET ONLY NO SERVICING REQUIRED | 3 | 3-Average
OHFT46486 | WALLINGFORD COMMUNITY HOSPITAL | SOUTH OXON AMHT | THERMOMETER | TH8895 | CAREY MEDICAL | ASSET ONLY NO SERVICING REQUIRED | 3 | 3-Average
OHFT47184 | WITNEY COMMUNITY HOSPITAL | WENRISC WARD | THERMOMETER | TH8895 | CAREY MEDICAL | ASSET ONLY NO SERVICING REQUIRED | 3 | 3-Average
OHFT47185 | WITNEY COMMUNITY HOSPITAL | WENRISC WARD | THERMOMETER | TH8895 | CAREY MEDICAL | ASSET ONLY NO SERVICING REQUIRED | 3 | 3-Average
OHFT45669 | WITNEY COMMUNITY HOSPITAL | LINFOOT WARD | THERMOMETER | TH8895 | CAREY MEDICAL | ASSET ONLY NO SERVICING REQUIRED | 3 | 3-Average
OHFT45668 | WITNEY COMMUNITY HOSPITAL | LINFOOT WARD | THERMOMETER | TH8895 | CAREY MEDICAL | ASSET ONLY NO SERVICING REQUIRED | 3 | 3-Average
OHFT47047 | WARNEFORD HOSPITAL | CLINICAL RESEARCH | THERMOMETER | TH8895 | CAREY MEDICAL | ASSET ONLY NO SERVICING REQUIRED | 3 | 3-Average
OHFT46236 | ABINGDON COMMUNITY HOSPITAL | OSRU | THERMOMETER | TH8895 | CAREY MEDICAL | ASSET ONLY NO SERVICING REQUIRED | 3 | 3-Average
OHFT46237 | ABINGDON COMMUNITY HOSPITAL | OSRU | THERMOMETER | TH8895 | CAREY MEDICAL | ASSET ONLY NO SERVICING REQUIRED | 3 | 3-Average
OHFT46238 | ABINGDON COMMUNITY HOSPITAL | OSRU | THERMOMETER | TH8895 | CAREY MEDICAL | ASSET ONLY NO SERVICING REQUIRED | 3 | 3-Average
OXFT0348 | SAFFRON HOUSE | CAMHS HIGH WYCOMBE | THERMOMETER | TH8895 | CAREY MEDICAL | ASSET ONLY NO SERVICING REQUIRED | 3 | 2-Good
OHFT46351 | WITNEY COMMUNITY HOSPITAL | LINFOOT WARD | THERMOMETER | TH8895 | CAREY MEDICAL | ASSET ONLY NO SERVICING REQUIRED | 3 | 3-Average
OHFT46678 | THE SLADE BUILDING | LEARNING DISABILITY SERVICE | THERMOMETER | TH8895 | CAREY MEDICAL | ASSET ONLY NO SERVICING REQUIRED | 3 | 3-Average
OHFT1788 | ST BARNABAS CLINIC | PODIATRY | THERMOMETER | FS-700 | THERMOFINDER | ASSET ONLY NO SERVICING REQUIRED | 3 | 3-Average
OHFT1783 | ST BARNABAS CLINIC | PODIATRY | THERMOMETER | FS-700 | THERMOFINDER | ASSET ONLY NO SERVICING REQUIRED | 3 | 3-Average
OHFT43850 | BICESTER COMMUNITY HOSPITAL | BICESTER WARD | THERMOMETER | THERMOSCAN | BRAUN | PLANNED PREVENTATIVE (REGULAR SERVICING) | 3 | 3-Average
OHFT46233 | ABINGDON COMMUNITY HOSPITAL | OSRU | THERMOMETER | TH8895 | CAREY MEDICAL | ASSET ONLY NO SERVICING REQUIRED | 3 | 3-Average
OHFT46234 | ABINGDON COMMUNITY HOSPITAL | OSRU | THERMOMETER | TH8895 | CAREY MEDICAL | ASSET ONLY NO SERVICING REQUIRED | 3 | 3-Average
OHFT46235 | ABINGDON COMMUNITY HOSPITAL | OSRU | THERMOMETER | TH8895 | CAREY MEDICAL | ASSET ONLY NO SERVICING REQUIRED | 3 | 3-Average
OHFT1785 | ST BARNABAS CLINIC | PODIATRY | THERMOMETER | FS-700 | THERMOFINDER | ASSET ONLY NO SERVICING REQUIRED | 3 | 3-Average
OHFT1781 | THE FIENNES CENTRE | PODIATRY | THERMOMETER | FS-700 | THERMOFINDER | ASSET ONLY NO SERVICING REQUIRED | 3 | 3-Average
OHFT1784 | TOWNLANDS COMMUNITY HOSPITAL | PODIATRY | THERMOMETER | FS-700 | THERMOFINDER | ASSET ONLY NO SERVICING REQUIRED | 3 | 3-Average
OHFT1790 | ST BARNABAS CLINIC | PODIATRY | THERMOMETER | FS-700 | THERMOFINDER | ASSET ONLY NO SERVICING REQUIRED | 3 | 3-Average
OHFT1786 | ST BARNABAS CLINIC | PODIATRY | THERMOMETER | FS-700 | THERMOFINDER | ASSET ONLY NO SERVICING REQUIRED | 3 | 3-Average
OHFT1787 | ST BARNABAS CLINIC | PODIATRY | THERMOMETER | FS-700 | THERMOFINDER | ASSET ONLY NO SERVICING REQUIRED | 3 | 3-Average
OXFT3370 | WALLINGFORD COMMUNITY HOSPITAL | ST LEONARDS WARD | THERMOMETER | GENIUS 3 | COVIDIEN | PLANNED PREVENTATIVE (REGULAR SERVICING) | 2 | 2-Good | 2019
OXFT3331 | DIDCOT COMMUNITY HOSPITAL | DIDCOT WARD | THERMOMETER | GENIUS 3 | COVIDIEN | PLANNED PREVENTATIVE (REGULAR SERVICING) | 2 | 2-Good | 2019
OXFT3327 | DIDCOT COMMUNITY HOSPITAL | DIDCOT WARD | THERMOMETER | GENIUS 3 | COVIDIEN | PLANNED PREVENTATIVE (REGULAR SERVICING) | 2 | 2-Good | 2019
OXFT3403 | WITNEY COMMUNITY HOSPITAL | LINFOOT WARD | THERMOMETER | GENIUS 3 | COVIDIEN | PLANNED PREVENTATIVE (REGULAR SERVICING) | 2 | 2-Good | 2019
OXFT3297 | ABINGDON COMMUNITY HOSPITAL | OSRU | THERMOMETER | GENIUS 3 | COVIDIEN | PLANNED PREVENTATIVE (REGULAR SERVICING) | 2 | 2-Good | 2020
OXFT3392 | WITNEY COMMUNITY HOSPITAL | WENRISC WARD | THERMOMETER | GENIUS 3 | COVIDIEN | PLANNED PREVENTATIVE (REGULAR SERVICING) | 2 | 2-Good | 2020
OXFT3324 | DIDCOT COMMUNITY HOSPITAL | DIDCOT WARD | THERMOMETER | GENIUS 3 | COVIDIEN | PLANNED PREVENTATIVE (REGULAR SERVICING) | 2 | 2-Good | 2020
OXFT3348 | BICESTER COMMUNITY HOSPITAL | BICESTER WARD | THERMOMETER | GENIUS 3 | COVIDIEN | PLANNED PREVENTATIVE (REGULAR SERVICING) | 2 | 2-Good | 2020
OXFT3326 | DIDCOT COMMUNITY HOSPITAL | DIDCOT WARD | THERMOMETER | GENIUS 3 | COVIDIEN | PLANNED PREVENTATIVE (REGULAR SERVICING) | 2 | 2-Good | 2020
OXFT3402 | WITNEY COMMUNITY HOSPITAL | LINFOOT WARD | THERMOMETER | GENIUS 3 | COVIDIEN | PLANNED PREVENTATIVE (REGULAR SERVICING) | 2 | 2-Good | 2020
OXFT3379 | WITNEY COMMUNITY HOSPITAL | WENRISC WARD | THERMOMETER | GENIUS 3 | COVIDIEN | PLANNED PREVENTATIVE (REGULAR SERVICING) | 2 | 2-Good | 2020
OXFT3399 | WITNEY COMMUNITY HOSPITAL | LINFOOT WARD | THERMOMETER | GENIUS 3 | COVIDIEN | PLANNED PREVENTATIVE (REGULAR SERVICING) | 2 | 2-Good | 2020
OXFT3397 | WITNEY COMMUNITY HOSPITAL | LINFOOT WARD | THERMOMETER | GENIUS 3 | COVIDIEN | PLANNED PREVENTATIVE (REGULAR SERVICING) | 2 | 2-Good | 2020
OXFT3308 | ABINGDON COMMUNITY HOSPITAL | ABBEY WARD | THERMOMETER | GENIUS 3 | COVIDIEN | PLANNED PREVENTATIVE (REGULAR SERVICING) | 2 | 2-Good | 2020
OXFT3373 | WALLINGFORD COMMUNITY HOSPITAL | ST LEONARDS WARD | THERMOMETER | GENIUS 3 | COVIDIEN | PLANNED PREVENTATIVE (REGULAR SERVICING) | 2 | 2-Good | 2020
OXFT3321 | DIDCOT COMMUNITY HOSPITAL | DIDCOT WARD | THERMOMETER | GENIUS 3 | COVIDIEN | PLANNED PREVENTATIVE (REGULAR SERVICING) | 2 | 2-Good | 2020
OXFT3296 | ABINGDON COMMUNITY HOSPITAL | OSRU | THERMOMETER | GENIUS 3 | COVIDIEN | PLANNED PREVENTATIVE (REGULAR SERVICING) | 2 | 2-Good | 2020
OXFT3361 | BICESTER COMMUNITY HOSPITAL | BICESTER WARD | THERMOMETER | GENIUS 3 | COVIDIEN | PLANNED PREVENTATIVE (REGULAR SERVICING) | 2 | 2-Good | 2020
OXFT3387 | WITNEY COMMUNITY HOSPITAL | WENRISC WARD | THERMOMETER | GENIUS 3 | COVIDIEN | PLANNED PREVENTATIVE (REGULAR SERVICING) | 2 | 2-Good | 2020
OXFT3305 | ABINGDON COMMUNITY HOSPITAL | ABBEY WARD | THERMOMETER | GENIUS 3 | COVIDIEN | PLANNED PREVENTATIVE (REGULAR SERVICING) | 2 | 2-Good | 2020
OXFT3320 | DIDCOT COMMUNITY HOSPITAL | DIDCOT WARD | THERMOMETER | GENIUS 3 | COVIDIEN | PLANNED PREVENTATIVE (REGULAR SERVICING) | 2 | 2-Good | 2020
OXFT3376 | WALLINGFORD COMMUNITY HOSPITAL | ST LEONARDS WARD | THERMOMETER | GENIUS 3 | COVIDIEN | PLANNED PREVENTATIVE (REGULAR SERVICING) | 2 | 2-Good | 2020
OXFT3406 | WITNEY COMMUNITY HOSPITAL | LINFOOT WARD | THERMOMETER | GENIUS 3 | COVIDIEN | PLANNED PREVENTATIVE (REGULAR SERVICING) | 2 | 2-Good | 2020
OXFT3295 | ABINGDON COMMUNITY HOSPITAL | OSRU | THERMOMETER | GENIUS 3 | COVIDIEN | PLANNED PREVENTATIVE (REGULAR SERVICING) | 2 | 2-Good | 2020
OXFT3375 | WALLINGFORD COMMUNITY HOSPITAL | ST LEONARDS WARD | THERMOMETER | GENIUS 3 | COVIDIEN | PLANNED PREVENTATIVE (REGULAR SERVICING) | 2 | 2-Good | 2020
OXFT3315 | ABINGDON COMMUNITY HOSPITAL | ABBEY WARD | THERMOMETER | GENIUS 3 | COVIDIEN | PLANNED PREVENTATIVE (REGULAR SERVICING) | 2 | 2-Good | 2020
OXFT3369 | WALLINGFORD COMMUNITY HOSPITAL | ST LEONARDS WARD | THERMOMETER | GENIUS 3 | COVIDIEN | PLANNED PREVENTATIVE (REGULAR SERVICING) | 2 | 2-Good | 2020
OXFT3346 | FULBROOK CENTRE | CITY COMMUNITY HOSPITAL | THERMOMETER | GENIUS 3 | COVIDIEN | PLANNED PREVENTATIVE (REGULAR SERVICING) | 2 | 2-Good | 2020
OXFT3294 | ABINGDON COMMUNITY HOSPITAL | OSRU | THERMOMETER | GENIUS 3 | COVIDIEN | PLANNED PREVENTATIVE (REGULAR SERVICING) | 2 | 2-Good | 2020
OXFT3367 | WALLINGFORD COMMUNITY HOSPITAL | ST LEONARDS WARD | THERMOMETER | GENIUS 3 | COVIDIEN | PLANNED PREVENTATIVE (REGULAR SERVICING) | 2 | 2-Good | 2020
OXFT3389 | WITNEY COMMUNITY HOSPITAL | WENRISC WARD | THERMOMETER | GENIUS 3 | COVIDIEN | PLANNED PREVENTATIVE (REGULAR SERVICING) | 2 | 2-Good | 2020
OXFT3325 | DIDCOT COMMUNITY HOSPITAL | DIDCOT WARD | THERMOMETER | GENIUS 3 | COVIDIEN | PLANNED PREVENTATIVE (REGULAR SERVICING) | 2 | 2-Good | 2020
OXFT3319 | DIDCOT COMMUNITY HOSPITAL | DIDCOT WARD | THERMOMETER | GENIUS 3 | COVIDIEN | PLANNED PREVENTATIVE (REGULAR SERVICING) | 2 | 2-Good | 2020
OXFT3293 | ABINGDON COMMUNITY HOSPITAL | OSRU | THERMOMETER | GENIUS 3 | COVIDIEN | PLANNED PREVENTATIVE (REGULAR SERVICING) | 2 | 2-Good | 2020
OXFT3407 | WITNEY COMMUNITY HOSPITAL | LINFOOT WARD | THERMOMETER | GENIUS 3 | COVIDIEN | PLANNED PREVENTATIVE (REGULAR SERVICING) | 2 | 2-Good | 2020
OXFT3366 | WALLINGFORD COMMUNITY HOSPITAL | ST LEONARDS WARD | THERMOMETER | GENIUS 3 | COVIDIEN | PLANNED PREVENTATIVE (REGULAR SERVICING) | 2 | 2-Good | 2020
OXFT3396 | WITNEY COMMUNITY HOSPITAL | LINFOOT WARD | THERMOMETER | GENIUS 3 | COVIDIEN | PLANNED PREVENTATIVE (REGULAR SERVICING) | 2 | 2-Good | 2020
OXFT3334 | FULBROOK CENTRE | CITY COMMUNITY HOSPITAL | THERMOMETER | GENIUS 3 | COVIDIEN | PLANNED PREVENTATIVE (REGULAR SERVICING) | 2 | 2-Good | 2020
OXFT3349 | BICESTER COMMUNITY HOSPITAL | BICESTER WARD | THERMOMETER | GENIUS 3 | COVIDIEN | PLANNED PREVENTATIVE (REGULAR SERVICING) | 2 | 2-Good | 2020
OXFT3335 | FULBROOK CENTRE | CITY COMMUNITY HOSPITAL | THERMOMETER | GENIUS 3 | COVIDIEN | PLANNED PREVENTATIVE (REGULAR SERVICING) | 2 | 2-Good | 2020
OXFT3343 | FULBROOK CENTRE | CITY COMMUNITY HOSPITAL | THERMOMETER | GENIUS 3 | COVIDIEN | PLANNED PREVENTATIVE (REGULAR SERVICING) | 2 | 2-Good | 2020
OXFT3310 | ABINGDON COMMUNITY HOSPITAL | ABBEY WARD | THERMOMETER | GENIUS 3 | COVIDIEN | PLANNED PREVENTATIVE (REGULAR SERVICING) | 2 | 2-Good | 2020
OXFT3340 | FULBROOK CENTRE | CITY COMMUNITY HOSPITAL | THERMOMETER | GENIUS 3 | COVIDIEN | PLANNED PREVENTATIVE (REGULAR SERVICING) | 2 | 2-Good | 2020
OXFT3352 | BICESTER COMMUNITY HOSPITAL | BICESTER WARD | THERMOMETER | GENIUS 3 | COVIDIEN | PLANNED PREVENTATIVE (REGULAR SERVICING) | 2 | 2-Good | 2020
OXFT3317 | ABINGDON COMMUNITY HOSPITAL | ABBEY WARD | THERMOMETER | GENIUS 3 | COVIDIEN | PLANNED PREVENTATIVE (REGULAR SERVICING) | 2 | 2-Good | 2020
OXFT3333 | FULBROOK CENTRE | CITY COMMUNITY HOSPITAL | THERMOMETER | GENIUS 3 | COVIDIEN | PLANNED PREVENTATIVE (REGULAR SERVICING) | 2 | 2-Good | 2020
OXFT3351 | BICESTER COMMUNITY HOSPITAL | BICESTER WARD | THERMOMETER | GENIUS 3 | COVIDIEN | PLANNED PREVENTATIVE (REGULAR SERVICING) | 2 | 2-Good | 2020
OXFT3291 | ABINGDON COMMUNITY HOSPITAL | OSRU | THERMOMETER | GENIUS 3 | COVIDIEN | PLANNED PREVENTATIVE (REGULAR SERVICING) | 2 | 2-Good | 2020
OXFT3306 | ABINGDON COMMUNITY HOSPITAL | ABBEY WARD | THERMOMETER | GENIUS 3 | COVIDIEN | PLANNED PREVENTATIVE (REGULAR SERVICING) | 2 | 2-Good | 2020
OXFT3311 | ABINGDON COMMUNITY HOSPITAL | ABBEY WARD | THERMOMETER | GENIUS 3 | COVIDIEN | PLANNED PREVENTATIVE (REGULAR SERVICING) | 2 | 2-Good | 2020
OXFT3322 | DIDCOT COMMUNITY HOSPITAL | DIDCOT WARD | THERMOMETER | GENIUS 3 | COVIDIEN | PLANNED PREVENTATIVE (REGULAR SERVICING) | 2 | 2-Good | 2020
OXFT3384 | WITNEY COMMUNITY HOSPITAL | WENRISC WARD | THERMOMETER | GENIUS 3 | COVIDIEN | PLANNED PREVENTATIVE (REGULAR SERVICING) | 2 | 2-Good | 2020
OXFT3359 | BICESTER COMMUNITY HOSPITAL | BICESTER WARD | THERMOMETER | GENIUS 3 | COVIDIEN | PLANNED PREVENTATIVE (REGULAR SERVICING) | 2 | 2-Good | 2020
OXFT3371 | WALLINGFORD COMMUNITY HOSPITAL | ST LEONARDS WARD | THERMOMETER | GENIUS 3 | COVIDIEN | PLANNED PREVENTATIVE (REGULAR SERVICING) | 2 | 2-Good | 2020
OXFT3345 | FULBROOK CENTRE | CITY COMMUNITY HOSPITAL | THERMOMETER | GENIUS 3 | COVIDIEN | PLANNED PREVENTATIVE (REGULAR SERVICING) | 2 | 2-Good | 2020
OXFT3372 | WALLINGFORD COMMUNITY HOSPITAL | ST LEONARDS WARD | THERMOMETER | GENIUS 3 | COVIDIEN | PLANNED PREVENTATIVE (REGULAR SERVICING) | 2 | 2-Good | 2020
OXFT3364 | WALLINGFORD COMMUNITY HOSPITAL | ST LEONARDS WARD | THERMOMETER | GENIUS 3 | COVIDIEN | PLANNED PREVENTATIVE (REGULAR SERVICING) | 2 | 2-Good | 2020
OXFT3365 | WALLINGFORD COMMUNITY HOSPITAL | ST LEONARDS WARD | THERMOMETER | GENIUS 3 | COVIDIEN | PLANNED PREVENTATIVE (REGULAR SERVICING) | 2 | 2-Good | 2020
OXFT3298 | ABINGDON COMMUNITY HOSPITAL | OSRU | THERMOMETER | GENIUS 3 | COVIDIEN | PLANNED PREVENTATIVE (REGULAR SERVICING) | 2 | 2-Good | 2020
OXFT3339 | FULBROOK CENTRE | CITY COMMUNITY HOSPITAL | THERMOMETER | GENIUS 3 | COVIDIEN | PLANNED PREVENTATIVE (REGULAR SERVICING) | 2 | 2-Good | 2020
OXFT3337 | FULBROOK CENTRE | CITY COMMUNITY HOSPITAL | THERMOMETER | GENIUS 3 | COVIDIEN | PLANNED PREVENTATIVE (REGULAR SERVICING) | 2 | 2-Good | 2020
OXFT3404 | WITNEY COMMUNITY HOSPITAL | LINFOOT WARD | THERMOMETER | GENIUS 3 | COVIDIEN | PLANNED PREVENTATIVE (REGULAR SERVICING) | 2 | 2-Good | 2020
OXFT3391 | WITNEY COMMUNITY HOSPITAL | WENRISC WARD | THERMOMETER | GENIUS 3 | COVIDIEN | PLANNED PREVENTATIVE (REGULAR SERVICING) | 2 | 2-Good | 2020
OXFT3301 | ABINGDON COMMUNITY HOSPITAL | OSRU | THERMOMETER | GENIUS 3 | COVIDIEN | PLANNED PREVENTATIVE (REGULAR SERVICING) | 2 | 2-Good | 2020
OXFT3341 | FULBROOK CENTRE | CITY COMMUNITY HOSPITAL | THERMOMETER | GENIUS 3 | COVIDIEN | PLANNED PREVENTATIVE (REGULAR SERVICING) | 2 | 2-Good | 2020
OXFT3401 | WITNEY COMMUNITY HOSPITAL | LINFOOT WARD | THERMOMETER | GENIUS 3 | COVIDIEN | PLANNED PREVENTATIVE (REGULAR SERVICING) | 2 | 2-Good | 2020
OXFT3302 | ABINGDON COMMUNITY HOSPITAL | OSRU | THERMOMETER | GENIUS 3 | COVIDIEN | PLANNED PREVENTATIVE (REGULAR SERVICING) | 2 | 2-Good | 2020
OXFT3342 | FULBROOK CENTRE | CITY COMMUNITY HOSPITAL | THERMOMETER | GENIUS 3 | COVIDIEN | PLANNED PREVENTATIVE (REGULAR SERVICING) | 2 | 2-Good | 2020
OXFT3383 | WITNEY COMMUNITY HOSPITAL | WENRISC WARD | THERMOMETER | GENIUS 3 | COVIDIEN | PLANNED PREVENTATIVE (REGULAR SERVICING) | 2 | 2-Good | 2020
OXFT3336 | FULBROOK CENTRE | CITY COMMUNITY HOSPITAL | THERMOMETER | GENIUS 3 | COVIDIEN | PLANNED PREVENTATIVE (REGULAR SERVICING) | 2 | 2-Good | 2020
OXFT3374 | WALLINGFORD COMMUNITY HOSPITAL | ST LEONARDS WARD | THERMOMETER | GENIUS 3 | COVIDIEN | PLANNED PREVENTATIVE (REGULAR SERVICING) | 2 | 2-Good | 2020
OXFT3328 | DIDCOT COMMUNITY HOSPITAL | DIDCOT WARD | THERMOMETER | GENIUS 3 | COVIDIEN | PLANNED PREVENTATIVE (REGULAR SERVICING) | 2 | 2-Good | 2020
OXFT3382 | WITNEY COMMUNITY HOSPITAL | WENRISC WARD | THERMOMETER | GENIUS 3 | COVIDIEN | PLANNED PREVENTATIVE (REGULAR SERVICING) | 2 | 2-Good | 2020
OXFT3362 | WALLINGFORD COMMUNITY HOSPITAL | ST LEONARDS WARD | THERMOMETER | GENIUS 3 | COVIDIEN | PLANNED PREVENTATIVE (REGULAR SERVICING) | 2 | 2-Good | 2020
OXFT3338 | FULBROOK CENTRE | CITY COMMUNITY HOSPITAL | THERMOMETER | GENIUS 3 | COVIDIEN | PLANNED PREVENTATIVE (REGULAR SERVICING) | 2 | 2-Good | 2020
OXFT3353 | BICESTER COMMUNITY HOSPITAL | BICESTER WARD | THERMOMETER | GENIUS 3 | COVIDIEN | PLANNED PREVENTATIVE (REGULAR SERVICING) | 2 | 2-Good | 2020
OXFT3390 | WITNEY COMMUNITY HOSPITAL | WENRISC WARD | THERMOMETER | GENIUS 3 | COVIDIEN | PLANNED PREVENTATIVE (REGULAR SERVICING) | 2 | 2-Good | 2020
OXFT3394 | WITNEY COMMUNITY HOSPITAL | LINFOOT WARD | THERMOMETER | GENIUS 3 | COVIDIEN | PLANNED PREVENTATIVE (REGULAR SERVICING) | 2 | 2-Good | 2020
OXFT3303 | ABINGDON COMMUNITY HOSPITAL | OSRU | THERMOMETER | GENIUS 3 | COVIDIEN | PLANNED PREVENTATIVE (REGULAR SERVICING) | 2 | 2-Good | 2020
OXFT3312 | ABINGDON COMMUNITY HOSPITAL | ABBEY WARD | THERMOMETER | GENIUS 3 | COVIDIEN | PLANNED PREVENTATIVE (REGULAR SERVICING) | 2 | 2-Good | 2020
OXFT3388 | WITNEY COMMUNITY HOSPITAL | WENRISC WARD | THERMOMETER | GENIUS 3 | COVIDIEN | PLANNED PREVENTATIVE (REGULAR SERVICING) | 2 | 2-Good | 2020
OXFT3323 | DIDCOT COMMUNITY HOSPITAL | DIDCOT WARD | THERMOMETER | GENIUS 3 | COVIDIEN | PLANNED PREVENTATIVE (REGULAR SERVICING) | 2 | 2-Good | 2020
OXFT3377 | WITNEY COMMUNITY HOSPITAL | WENRISC WARD | THERMOMETER | GENIUS 3 | COVIDIEN | PLANNED PREVENTATIVE (REGULAR SERVICING) | 2 | 2-Good | 2020
OXFT3363 | WALLINGFORD COMMUNITY HOSPITAL | ST LEONARDS WARD | THERMOMETER | GENIUS 3 | COVIDIEN | PLANNED PREVENTATIVE (REGULAR SERVICING) | 2 | 2-Good | 2020
OXFT3300 | ABINGDON COMMUNITY HOSPITAL | OSRU | THERMOMETER | GENIUS 3 | COVIDIEN | PLANNED PREVENTATIVE (REGULAR SERVICING) | 2 | 2-Good | 2020
OXFT3398 | WITNEY COMMUNITY HOSPITAL | LINFOOT WARD | THERMOMETER | GENIUS 3 | COVIDIEN | PLANNED PREVENTATIVE (REGULAR SERVICING) | 2 | 2-Good | 2020
OXFT3368 | WALLINGFORD COMMUNITY HOSPITAL | ST LEONARDS WARD | THERMOMETER | GENIUS 3 | COVIDIEN | PLANNED PREVENTATIVE (REGULAR SERVICING) | 2 | 2-Good | 2020
OXFT3393 | WITNEY COMMUNITY HOSPITAL | WENRISC WARD | THERMOMETER | GENIUS 3 | COVIDIEN | PLANNED PREVENTATIVE (REGULAR SERVICING) | 2 | 2-Good | 2020
OXFT3329 | DIDCOT COMMUNITY HOSPITAL | DIDCOT WARD | THERMOMETER | GENIUS 3 | COVIDIEN | PLANNED PREVENTATIVE (REGULAR SERVICING) | 2 | 2-Good | 2020
OXFT3307 | ABINGDON COMMUNITY HOSPITAL | ABBEY WARD | THERMOMETER | GENIUS 3 | COVIDIEN | PLANNED PREVENTATIVE (REGULAR SERVICING) | 2 | 2-Good | 2020
OXFT3360 | BICESTER COMMUNITY HOSPITAL | BICESTER WARD | THERMOMETER | GENIUS 3 | COVIDIEN | PLANNED PREVENTATIVE (REGULAR SERVICING) | 2 | 2-Good | 2020
OXFT3563 | WALLINGFORD COMMUNITY HOSPITAL | ST LEONARDS WARD | THERMOMETER | GENIUS 3 | COVIDIEN | PLANNED PREVENTATIVE (REGULAR SERVICING) | 1 | 2-Good | 2020
OXFT3564 | WALLINGFORD COMMUNITY HOSPITAL | ST LEONARDS WARD | THERMOMETER | GENIUS 3 | COVIDIEN | PLANNED PREVENTATIVE (REGULAR SERVICING) | 1 | 2-Good | 2020
OXFT3565 | WALLINGFORD COMMUNITY HOSPITAL | ST LEONARDS WARD | THERMOMETER | GENIUS 3 | COVIDIEN | PLANNED PREVENTATIVE (REGULAR SERVICING) | 1 | 2-Good | 2020
OXFT3566 | WALLINGFORD COMMUNITY HOSPITAL | ST LEONARDS WARD | THERMOMETER | GENIUS 3 | COVIDIEN | PLANNED PREVENTATIVE (REGULAR SERVICING) | 1 | 2-Good | 2020
OXFT3567 | WALLINGFORD COMMUNITY HOSPITAL | ST LEONARDS WARD | THERMOMETER | GENIUS 3 | COVIDIEN | PLANNED PREVENTATIVE (REGULAR SERVICING) | 1 | 2-Good | 2020
OXFT3568 | WITNEY COMMUNITY HOSPITAL | WENRISC WARD | THERMOMETER | GENIUS 3 | COVIDIEN | PLANNED PREVENTATIVE (REGULAR SERVICING) | 1 | 2-Good | 2020
OXFT3569 | ABINGDON COMMUNITY HOSPITAL | EMU | THERMOMETER | GENIUS 3 | COVIDIEN | PLANNED PREVENTATIVE (REGULAR SERVICING) | 1 | 2-Good | 2020
OXFT3570 | ABINGDON COMMUNITY HOSPITAL | EMU | THERMOMETER | GENIUS 3 | COVIDIEN | PLANNED PREVENTATIVE (REGULAR SERVICING) | 1 | 2-Good | 2020
OXFT3571 | WITNEY COMMUNITY HOSPITAL | WENRISC WARD | THERMOMETER | GENIUS 3 | COVIDIEN | PLANNED PREVENTATIVE (REGULAR SERVICING) | 1 | 2-Good | 2020
OXFT3572 | WITNEY COMMUNITY HOSPITAL | WENRISC WARD | THERMOMETER | GENIUS 3 | COVIDIEN | PLANNED PREVENTATIVE (REGULAR SERVICING) | 1 | 2-Good | 2020
OXFT3573 | WITNEY COMMUNITY HOSPITAL | WENRISC WARD | THERMOMETER | GENIUS 3 | COVIDIEN | PLANNED PREVENTATIVE (REGULAR SERVICING) | 1 | 2-Good | 2020
OXFT3574 | WITNEY COMMUNITY HOSPITAL | WENRISC WARD | THERMOMETER | GENIUS 3 | COVIDIEN | PLANNED PREVENTATIVE (REGULAR SERVICING) | 1 | 2-Good | 2020
OXFT3575 | WITNEY COMMUNITY HOSPITAL | LINFOOT WARD | THERMOMETER | GENIUS 3 | COVIDIEN | PLANNED PREVENTATIVE (REGULAR SERVICING) | 1 | 2-Good | 2020
OXFT3576 | WITNEY COMMUNITY HOSPITAL | LINFOOT WARD | THERMOMETER | GENIUS 3 | COVIDIEN | PLANNED PREVENTATIVE (REGULAR SERVICING) | 1 | 2-Good | 2020
OXFT3577 | WITNEY COMMUNITY HOSPITAL | LINFOOT WARD | THERMOMETER | GENIUS 3 | COVIDIEN | PLANNED PREVENTATIVE (REGULAR SERVICING) | 1 | 2-Good | 2020
OXFT3578 | WITNEY COMMUNITY HOSPITAL | LINFOOT WARD | THERMOMETER | GENIUS 3 | COVIDIEN | PLANNED PREVENTATIVE (REGULAR SERVICING) | 1 | 2-Good | 2020
OXFT3579 | WITNEY COMMUNITY HOSPITAL | LINFOOT WARD | THERMOMETER | GENIUS 3 | COVIDIEN | PLANNED PREVENTATIVE (REGULAR SERVICING) | 1 | 2-Good | 2020
OXFT3580 | WITNEY COMMUNITY HOSPITAL | LINFOOT WARD | THERMOMETER | GENIUS 3 | COVIDIEN | PLANNED PREVENTATIVE (REGULAR SERVICING) | 1 | 2-Good | 2020
OXFT3581 | WITNEY COMMUNITY HOSPITAL | EMU | THERMOMETER | GENIUS 3 | COVIDIEN | PLANNED PREVENTATIVE (REGULAR SERVICING) | 1 | 2-Good | 2020
OXFT3582 | WITNEY COMMUNITY HOSPITAL | EMU | THERMOMETER | GENIUS 3 | COVIDIEN | PLANNED PREVENTATIVE (REGULAR SERVICING) | 1 | 2-Good | 2020
OXFT3583 | WARNEFORD HOSPITAL | ALLEN WARD | THERMOMETER | GENIUS 3 | COVIDIEN | PLANNED PREVENTATIVE (REGULAR SERVICING) | 1 | 2-Good | 2020
OXFT3584 | TOWNLANDS COMMUNITY HOSPITAL | RAPID ACCESS CARE UNIT (RACU) | THERMOMETER | GENIUS 3 | COVIDIEN | PLANNED PREVENTATIVE (REGULAR SERVICING) | 1 | 2-Good | 2020
OXFT3585 | WHITELEAF CENTRE | DAY HOSPITAL | THERMOMETER | GENIUS 3 | COVIDIEN | PLANNED PREVENTATIVE (REGULAR SERVICING) | 1 | 2-Good | 2020
OXFT3586 | KENNINGTON | PPE HUB | THERMOMETER | GENIUS 3 | COVIDIEN | PLANNED PREVENTATIVE (REGULAR SERVICING) | 1 | 2-Good | 2020
OXFT3587 | KENNINGTON | PPE HUB | THERMOMETER | GENIUS 3 | COVIDIEN | PLANNED PREVENTATIVE (REGULAR SERVICING) | 1 | 2-Good | 2019
OXFT3588 | FULBROOK CENTRE | CITY COMMUNITY HOSPITAL | THERMOMETER | GENIUS 3 | COVIDIEN | PLANNED PREVENTATIVE (REGULAR SERVICING) | 1 | 2-Good | 2020
OXFT3589 | FULBROOK CENTRE | CITY COMMUNITY HOSPITAL | THERMOMETER | GENIUS 3 | COVIDIEN | PLANNED PREVENTATIVE (REGULAR SERVICING) | 1 | 2-Good | 2019
OXFT3590 | FULBROOK CENTRE | CITY COMMUNITY HOSPITAL | THERMOMETER | GENIUS 3 | COVIDIEN | PLANNED PREVENTATIVE (REGULAR SERVICING) | 1 | 2-Good | 2020
OXFT3591 | FULBROOK CENTRE | CITY COMMUNITY HOSPITAL | THERMOMETER | GENIUS 3 | COVIDIEN | PLANNED PREVENTATIVE (REGULAR SERVICING) | 1 | 2-Good | 2019
OXFT3592 | FULBROOK CENTRE | CITY COMMUNITY HOSPITAL | THERMOMETER | GENIUS 3 | COVIDIEN | PLANNED PREVENTATIVE (REGULAR SERVICING) | 1 | 2-Good | 2019
OXFT3593 | FULBROOK CENTRE | CITY COMMUNITY HOSPITAL | THERMOMETER | GENIUS 3 | COVIDIEN | PLANNED PREVENTATIVE (REGULAR SERVICING) | 1 | 2-Good | 2019
OXFT3594 | BICESTER COMMUNITY HOSPITAL | BICESTER WARD | THERMOMETER | GENIUS 3 | COVIDIEN | PLANNED PREVENTATIVE (REGULAR SERVICING) | 1 | 2-Good | 2020
OXFT3595 | BICESTER COMMUNITY HOSPITAL | BICESTER WARD | THERMOMETER | GENIUS 3 | COVIDIEN | PLANNED PREVENTATIVE (REGULAR SERVICING) | 1 | 2-Good | 2020
OXFT3596 | BICESTER COMMUNITY HOSPITAL | BICESTER WARD | THERMOMETER | GENIUS 3 | COVIDIEN | PLANNED PREVENTATIVE (REGULAR SERVICING) | 1 | 2-Good | 2020
OXFT3597 | BICESTER COMMUNITY HOSPITAL | BICESTER WARD | THERMOMETER | GENIUS 3 | COVIDIEN | PLANNED PREVENTATIVE (REGULAR SERVICING) | 1 | 2-Good | 2019
OXFT3598 | BICESTER COMMUNITY HOSPITAL | BICESTER WARD | THERMOMETER | GENIUS 3 | COVIDIEN | PLANNED PREVENTATIVE (REGULAR SERVICING) | 1 | 2-Good | 2019
OXFT3599 | BICESTER COMMUNITY HOSPITAL | BICESTER WARD | THERMOMETER | GENIUS 3 | COVIDIEN | PLANNED PREVENTATIVE (REGULAR SERVICING) | 1 | 2-Good | 2020
OXFT3600 | BICESTER COMMUNITY HOSPITAL | BICESTER WARD | THERMOMETER | GENIUS 3 | COVIDIEN | PLANNED PREVENTATIVE (REGULAR SERVICING) | 1 | 2-Good | 2020
OXFT3601 | BICESTER COMMUNITY HOSPITAL | BICESTER WARD | THERMOMETER | GENIUS 3 | COVIDIEN | PLANNED PREVENTATIVE (REGULAR SERVICING) | 1 | 2-Good | 2020
OXFT3602 | BICESTER COMMUNITY HOSPITAL | BICESTER WARD | THERMOMETER | GENIUS 3 | COVIDIEN | PLANNED PREVENTATIVE (REGULAR SERVICING) | 1 | 2-Good | 2020
OXFT3603 | BICESTER COMMUNITY HOSPITAL | OUTPATIENTS DEPT | THERMOMETER | GENIUS 3 | COVIDIEN | PLANNED PREVENTATIVE (REGULAR SERVICING) | 1 | 2-Good | 2019
OXFT3604 | BICESTER COMMUNITY HOSPITAL | OUTPATIENTS DEPT | THERMOMETER | GENIUS 3 | COVIDIEN | PLANNED PREVENTATIVE (REGULAR SERVICING) | 1 | 2-Good | 2019
OXFT3605 | CHIPPING NORTON COMMUNITY HOSPITAL | OUTPATIENTS DEPT | THERMOMETER | GENIUS 3 | COVIDIEN | PLANNED PREVENTATIVE (REGULAR SERVICING) | 1 | 2-Good | 2020
OXFT3606 | ABINGDON COMMUNITY HOSPITAL | OSRU | THERMOMETER | GENIUS 3 | COVIDIEN | PLANNED PREVENTATIVE (REGULAR SERVICING) | 1 | 2-Good | 2020
OXFT3608 | ABINGDON COMMUNITY HOSPITAL | OSRU | THERMOMETER | GENIUS 3 | COVIDIEN | PLANNED PREVENTATIVE (REGULAR SERVICING) | 1 | 2-Good | 2019
OXFT3609 | ABINGDON COMMUNITY HOSPITAL | OSRU | THERMOMETER | GENIUS 3 | COVIDIEN | PLANNED PREVENTATIVE (REGULAR SERVICING) | 1 | 2-Good | 2020
OXFT3610 | ABINGDON COMMUNITY HOSPITAL | OSRU | THERMOMETER | GENIUS 3 | COVIDIEN | PLANNED PREVENTATIVE (REGULAR SERVICING) | 1 | 2-Good | 2020
OXFT3612 | ABINGDON COMMUNITY HOSPITAL | ABBEY WARD | THERMOMETER | GENIUS 3 | COVIDIEN | PLANNED PREVENTATIVE (REGULAR SERVICING) | 1 | 2-Good | 2020
OXFT3613 | ABINGDON COMMUNITY HOSPITAL | ABBEY WARD | THERMOMETER | GENIUS 3 | COVIDIEN | PLANNED PREVENTATIVE (REGULAR SERVICING) | 1 | 2-Good | 2020
OXFT3614 | ABINGDON COMMUNITY HOSPITAL | ABBEY WARD | THERMOMETER | GENIUS 3 | COVIDIEN | PLANNED PREVENTATIVE (REGULAR SERVICING) | 1 | 2-Good | 2020
OXFT3615 | ABINGDON COMMUNITY HOSPITAL | ABBEY WARD | THERMOMETER | GENIUS 3 | COVIDIEN | PLANNED PREVENTATIVE (REGULAR SERVICING) | 1 | 2-Good | 2020
OXFT3616 | ABINGDON COMMUNITY HOSPITAL | ABBEY WARD | THERMOMETER | GENIUS 3 | COVIDIEN | PLANNED PREVENTATIVE (REGULAR SERVICING) | 1 | 2-Good | 2020
OXFT3617 | ABINGDON COMMUNITY HOSPITAL | ABBEY WARD | THERMOMETER | GENIUS 3 | COVIDIEN | PLANNED PREVENTATIVE (REGULAR SERVICING) | 1 | 2-Good | 2020
OXFT3618 | DIDCOT COMMUNITY HOSPITAL | DIDCOT WARD | THERMOMETER | GENIUS 3 | COVIDIEN | PLANNED PREVENTATIVE (REGULAR SERVICING) | 1 | 2-Good | 2020
OXFT3619 | DIDCOT COMMUNITY HOSPITAL | DIDCOT WARD | THERMOMETER | GENIUS 3 | COVIDIEN | PLANNED PREVENTATIVE (REGULAR SERVICING) | 1 | 2-Good | 2020
OXFT3620 | DIDCOT COMMUNITY HOSPITAL | DIDCOT WARD | THERMOMETER | GENIUS 3 | COVIDIEN | PLANNED PREVENTATIVE (REGULAR SERVICING) | 1 | 2-Good | 2020
OXFT3621 | DIDCOT COMMUNITY HOSPITAL | DIDCOT WARD | THERMOMETER | GENIUS 3 | COVIDIEN | PLANNED PREVENTATIVE (REGULAR SERVICING) | 1 | 2-Good | 2018
OXFT3622 | DIDCOT COMMUNITY HOSPITAL | DIDCOT WARD | THERMOMETER | GENIUS 3 | COVIDIEN | PLANNED PREVENTATIVE (REGULAR SERVICING) | 1 | 2-Good | 2020
OXFT3623 | DIDCOT COMMUNITY HOSPITAL | DIDCOT WARD | THERMOMETER | GENIUS 3 | COVIDIEN | PLANNED PREVENTATIVE (REGULAR SERVICING) | 1 | 2-Good | 2020
OXFT3332 | DIDCOT COMMUNITY HOSPITAL | DIDCOT WARD | THERMOMETER | GENIUS 3 | COVIDIEN | PLANNED PREVENTATIVE (REGULAR SERVICING) | 2 | 2-Good | 2019
OXFT3330 | DIDCOT COMMUNITY HOSPITAL | DIDCOT WARD | THERMOMETER | GENIUS 3 | COVIDIEN | PLANNED PREVENTATIVE (REGULAR SERVICING) | 2 | 2-Good | 2019
OXFT4547 | BICESTER COMMUNITY HOSPITAL | BICESTER WARD | THERMOMETER | GENIUS 3 | COVIDIEN | PLANNED PREVENTATIVE (REGULAR SERVICING) | 1 | 2-Good | 2023
OXF4548 | ABINGDON COMMUNITY HOSPITAL | ABBEY WARD | THERMOMETER | GENIUS 3 | COVIDIEN | PLANNED PREVENTATIVE (REGULAR SERVICING) | 1 | 2-Good | 2023
OXFT4549 | ABINGDON COMMUNITY HOSPITAL | OSRU | THERMOMETER | GENIUS 3 | COVIDIEN | PLANNED PREVENTATIVE (REGULAR SERVICING) | 1 | 2-Good | 2023
OXFT5201 | LITTLEMORE MENTAL HEALTH CENTRE | ASHURST WARD | THERMOMETER | GENIUS 3 | COVIDIEN | PLANNED PREVENTATIVE (REGULAR SERVICING) | 0 | 1-Excellent | 2023
OHFT46428 | DIDCOT COMMUNITY HOSPITAL | DIDCOT WARD | THERMOMETER | THERMOSCAN PRO 6000 | WELCH ALLYN | PLANNED PREVENTATIVE (REGULAR SERVICING) | 4 | 2-Good | 2021
OHFT46430 | DIDCOT COMMUNITY HOSPITAL | DIDCOT WARD | THERMOMETER | THERMOSCAN PRO 6000 | WELCH ALLYN | PLANNED PREVENTATIVE (REGULAR SERVICING) | 4 | 2-Good | 2021
OHFT43131 | DIDCOT COMMUNITY HOSPITAL | DIDCOT WARD | THERMOMETER | THERMOSCAN PRO 6000 | WELCH ALLYN | PLANNED PREVENTATIVE (REGULAR SERVICING) | 7 | 4-Poor | 2018
OXFT3386 | WITNEY COMMUNITY HOSPITAL | WENRISC WARD | THERMOMETER | GENIUS 3 | COVIDIEN | PLANNED PREVENTATIVE (REGULAR SERVICING) | 5 | 3-Average | 2020
OXFT3395 | WITNEY COMMUNITY HOSPITAL | LINFOOT WARD | THERMOMETER | GENIUS 3 | COVIDIEN | PLANNED PREVENTATIVE (REGULAR SERVICING) | 5 | 3-Average | 2020
OXFT3400 | WITNEY COMMUNITY HOSPITAL | LINFOOT WARD | THERMOMETER | GENIUS 3 | COVIDIEN | PLANNED PREVENTATIVE (REGULAR SERVICING) | 5 | 3-Average | 2020
OHFT164266 | TOWNLANDS COMMUNITY HOSPITAL | MINOR INJURIES UNIT | THERMOMETER | THERMOSCAN PRO 6000 | WELCH ALLYN | PLANNED PREVENTATIVE (REGULAR SERVICING) | 4 | 2-Good | 2021
OHFT47178 | BLACKBIRD LEYS CENTRE | CTS SOUTH TEAM | THERMOMETER | THERMOSCAN PRO 6000 | WELCH ALLYN | PLANNED PREVENTATIVE (REGULAR SERVICING) | 4 | 2-Good | 2021
OHFT47180 | BLACKBIRD LEYS CENTRE | CTS SOUTH TEAM | THERMOMETER | THERMOSCAN PRO 6000 | WELCH ALLYN | PLANNED PREVENTATIVE (REGULAR SERVICING) | 4 | 2-Good | 2021
OHFT46465 | WITNEY COMMUNITY HOSPITAL | MINOR INJURIES UNIT | THERMOMETER | THERMOSCAN PRO 6000 | WELCH ALLYN | PLANNED PREVENTATIVE (REGULAR SERVICING) | 4 | 2-Good | 2021
OHFT46220 | BLACKBIRD LEYS CENTRE | RESPIRATORY | THERMOMETER | THERMOSCAN PRO 6000 | WELCH ALLYN | PLANNED PREVENTATIVE (REGULAR SERVICING) | 4 | 2-Good | 2021
OHFT46221 | BLACKBIRD LEYS CENTRE | RESPIRATORY | THERMOMETER | THERMOSCAN PRO 6000 | WELCH ALLYN | PLANNED PREVENTATIVE (REGULAR SERVICING) | 4 | 2-Good | 2021
OHFT46551 | THE LEYS HEALTH CENTRE | DISTRICT NURSES | THERMOMETER | THERMOSCAN PRO 6000 | WELCH ALLYN | PLANNED PREVENTATIVE (REGULAR SERVICING) | 4 | 2-Good | 2021
OHFT46552 | JERICHO HEALTH CENTRE | DISTRICT NURSES | THERMOMETER | THERMOSCAN PRO 6000 | WELCH ALLYN | PLANNED PREVENTATIVE (REGULAR SERVICING) | 4 | 2-Good | 2021
OHFT46553 | THE LEYS HEALTH CENTRE | DISTRICT NURSES | THERMOMETER | THERMOSCAN PRO 6000 | WELCH ALLYN | PLANNED PREVENTATIVE (REGULAR SERVICING) | 4 | 2-Good | 2021
OHFT164278 | ABINGDON COMMUNITY HOSPITAL | DISTRICT NURSES | THERMOMETER | THERMOSCAN PRO 6000 | WELCH ALLYN | PLANNED PREVENTATIVE (REGULAR SERVICING) | 4 | 2-Good | 2021
OHFT46369 | FULBROOK CENTRE | CITY COMMUNITY HOSPITAL | THERMOMETER | THERMOSCAN PRO 6000 | WELCH ALLYN | PLANNED PREVENTATIVE (REGULAR SERVICING) | 4 | 2-Good | 2021
OHFT164265 | TOWNLANDS COMMUNITY HOSPITAL | MINOR INJURIES UNIT | THERMOMETER | THERMOSCAN PRO 6000 | WELCH ALLYN | PLANNED PREVENTATIVE (REGULAR SERVICING) | 4 | 2-Good | 2021
OHFT46558 | THE LEYS HEALTH CENTRE | DISTRICT NURSES | THERMOMETER | THERMOSCAN PRO 6000 | WELCH ALLYN | PLANNED PREVENTATIVE (REGULAR SERVICING) | 4 | 2-Good | 2021
OHFT46559 | JERICHO HEALTH CENTRE | DISTRICT NURSES | THERMOMETER | THERMOSCAN PRO 6000 | WELCH ALLYN | PLANNED PREVENTATIVE (REGULAR SERVICING) | 4 | 2-Good | 2021
OHFT46560 | THE LEYS HEALTH CENTRE | DISTRICT NURSES | THERMOMETER | THERMOSCAN PRO 6000 | WELCH ALLYN | PLANNED PREVENTATIVE (REGULAR SERVICING) | 4 | 2-Good | 2021
OHFT47181 | BLACKBIRD LEYS CENTRE | CTS SOUTH TEAM | THERMOMETER | THERMOSCAN PRO 6000 | WELCH ALLYN | PLANNED PREVENTATIVE (REGULAR SERVICING) | 4 | 2-Good | 2021
OHFT47182 | BLACKBIRD LEYS CENTRE | CTS SOUTH TEAM | THERMOMETER | THERMOSCAN PRO 6000 | WELCH ALLYN | PLANNED PREVENTATIVE (REGULAR SERVICING) | 4 | 2-Good | 2021
OHFT47183 | BLACKBIRD LEYS CENTRE | CTS SOUTH TEAM | THERMOMETER | THERMOSCAN PRO 6000 | WELCH ALLYN | PLANNED PREVENTATIVE (REGULAR SERVICING) | 4 | 2-Good | 2021
OHFT46566 | JERICHO HEALTH CENTRE | DISTRICT NURSES | THERMOMETER | THERMOSCAN PRO 6000 | WELCH ALLYN | PLANNED PREVENTATIVE (REGULAR SERVICING) | 4 | 2-Good | 2021
OHFT46567 | BURY KNOWLE HEALTH CENTRE | DISTRICT NURSES | THERMOMETER | THERMOSCAN PRO 6000 | WELCH ALLYN | PLANNED PREVENTATIVE (REGULAR SERVICING) | 4 | 2-Good | 2021
OHFT46568 | JERICHO HEALTH CENTRE | DISTRICT NURSES | THERMOMETER | THERMOSCAN PRO 6000 | WELCH ALLYN | PLANNED PREVENTATIVE (REGULAR SERVICING) | 4 | 2-Good | 2021
OHFT46554 | THE LEYS HEALTH CENTRE | DISTRICT NURSES | THERMOMETER | THERMOSCAN PRO 6000 | WELCH ALLYN | PLANNED PREVENTATIVE (REGULAR SERVICING) | 4 | 2-Good | 2021
OHFT46556 | EAST OXFORD HEALTH CENTRE | DISTRICT NURSES | THERMOMETER | THERMOSCAN PRO 6000 | WELCH ALLYN | PLANNED PREVENTATIVE (REGULAR SERVICING) | 4 | 2-Good | 2021
OHFT46557 | THE LEYS HEALTH CENTRE | DISTRICT NURSES | THERMOMETER | THERMOSCAN PRO 6000 | WELCH ALLYN | PLANNED PREVENTATIVE (REGULAR SERVICING) | 4 | 2-Good | 2021
OHFT46572 | BURY KNOWLE HEALTH CENTRE | DISTRICT NURSES | THERMOMETER | THERMOSCAN PRO 6000 | WELCH ALLYN | PLANNED PREVENTATIVE (REGULAR SERVICING) | 4 | 2-Good | 2021
OHFT46573 | BURY KNOWLE HEALTH CENTRE | DISTRICT NURSES | THERMOMETER | THERMOSCAN PRO 6000 | WELCH ALLYN | PLANNED PREVENTATIVE (REGULAR SERVICING) | 4 | 2-Good | 2021
OHFT46574 | BURY KNOWLE HEALTH CENTRE | DISTRICT NURSES | THERMOMETER | THERMOSCAN PRO 6000 | WELCH ALLYN | PLANNED PREVENTATIVE (REGULAR SERVICING) | 4 | 2-Good | 2021
OHFT46562 | EAST OXFORD HEALTH CENTRE | DISTRICT NURSES | THERMOMETER | THERMOSCAN PRO 6000 | WELCH ALLYN | PLANNED PREVENTATIVE (REGULAR SERVICING) | 4 | 2-Good | 2021
OHFT46564 | JERICHO HEALTH CENTRE | DISTRICT NURSES | THERMOMETER | THERMOSCAN PRO 6000 | WELCH ALLYN | PLANNED PREVENTATIVE (REGULAR SERVICING) | 4 | 2-Good | 2021
OHFT46565 | BURY KNOWLE HEALTH CENTRE | DISTRICT NURSES | THERMOMETER | THERMOSCAN PRO 6000 | WELCH ALLYN | PLANNED PREVENTATIVE (REGULAR SERVICING) | 4 | 2-Good | 2021
OHFT46578 | JERICHO HEALTH CENTRE | DISTRICT NURSES | THERMOMETER | THERMOSCAN PRO 6000 | WELCH ALLYN | PLANNED PREVENTATIVE (REGULAR SERVICING) | 4 | 2-Good | 2021
OHFT46579 | JERICHO HEALTH CENTRE | DISTRICT NURSES | THERMOMETER | THERMOSCAN PRO 6000 | WELCH ALLYN | PLANNED PREVENTATIVE (REGULAR SERVICING) | 4 | 2-Good | 2021
OHFT46780 | ABINGDON COMMUNITY HOSPITAL | DISTRICT NURSES | THERMOMETER | THERMOSCAN PRO 6000 | WELCH ALLYN | PLANNED PREVENTATIVE (REGULAR SERVICING) | 4 | 2-Good | 2021
OHFT46569 | JERICHO HEALTH CENTRE | DISTRICT NURSES | THERMOMETER | THERMOSCAN PRO 6000 | WELCH ALLYN | PLANNED PREVENTATIVE (REGULAR SERVICING) | 4 | 2-Good | 2021
OHFT46570 | THE LEYS HEALTH CENTRE | DISTRICT NURSES | THERMOMETER | THERMOSCAN PRO 6000 | WELCH ALLYN | PLANNED PREVENTATIVE (REGULAR SERVICING) | 4 | 2-Good | 2021
OHFT46571 | KIDLINGTON HEALTH CENTRE | DISTRICT NURSES | THERMOMETER | THERMOSCAN PRO 6000 | WELCH ALLYN | PLANNED PREVENTATIVE (REGULAR SERVICING) | 4 | 2-Good | 2021
OHFT47124 | JERICHO HEALTH CENTRE | DISTRICT NURSES | THERMOMETER | THERMOSCAN PRO 6000 | WELCH ALLYN | PLANNED PREVENTATIVE (REGULAR SERVICING) | 4 | 2-Good | 2021
OHFT47125 | JERICHO HEALTH CENTRE | DISTRICT NURSES | THERMOMETER | THERMOSCAN PRO 6000 | WELCH ALLYN | PLANNED PREVENTATIVE (REGULAR SERVICING) | 4 | 2-Good | 2021
OHFT47127 | THE LEYS HEALTH CENTRE | DISTRICT NURSES | THERMOMETER | THERMOSCAN PRO 6000 | WELCH ALLYN | PLANNED PREVENTATIVE (REGULAR SERVICING) | 4 | 2-Good | 2021
OHFT46575 | ABINGDON COMMUNITY HOSPITAL | DISTRICT NURSES | THERMOMETER | THERMOSCAN PRO 6000 | WELCH ALLYN | PLANNED PREVENTATIVE (REGULAR SERVICING) | 4 | 2-Good | 2021
OHFT46576 | EAST OXFORD HEALTH CENTRE | DISTRICT NURSES | THERMOMETER | THERMOSCAN PRO 6000 | WELCH ALLYN | PLANNED PREVENTATIVE (REGULAR SERVICING) | 4 | 2-Good | 2021
OHFT46577 | EAST OXFORD HEALTH CENTRE | DISTRICT NURSES | THERMOMETER | THERMOSCAN PRO 6000 | WELCH ALLYN | PLANNED PREVENTATIVE (REGULAR SERVICING) | 3 | 3-Average
OHFT47133 | THE LEYS HEALTH CENTRE | DISTRICT NURSES | THERMOMETER | THERMOSCAN PRO 6000 | WELCH ALLYN | PLANNED PREVENTATIVE (REGULAR SERVICING) | 4 | 2-Good | 2021
OHFT47134 | THE LEYS HEALTH CENTRE | DISTRICT NURSES | THERMOMETER | THERMOSCAN PRO 6000 | WELCH ALLYN | PLANNED PREVENTATIVE (REGULAR SERVICING) | 4 | 2-Good | 2021
OHFT47135 | BURY KNOWLE HEALTH CENTRE | DISTRICT NURSES | THERMOMETER | THERMOSCAN PRO 6000 | WELCH ALLYN | PLANNED PREVENTATIVE (REGULAR SERVICING) | 4 | 2-Good | 2021
OHFT46781 | FARINGDON MEDICAL CENTRE | DISTRICT NURSES-FARINGDON & SHRIVENHAM | THERMOMETER | THERMOSCAN PRO 6000 | WELCH ALLYN | PLANNED PREVENTATIVE (REGULAR SERVICING) | 4 | 2-Good | 2021
OHFT46782 | ABINGDON COMMUNITY HOSPITAL | DISTRICT NURSES | THERMOMETER | THERMOSCAN PRO 6000 | WELCH ALLYN | PLANNED PREVENTATIVE (REGULAR SERVICING) | 4 | 2-Good | 2021
OHFT47123 | JERICHO HEALTH CENTRE | DISTRICT NURSES | THERMOMETER | THERMOSCAN PRO 6000 | WELCH ALLYN | PLANNED PREVENTATIVE (REGULAR SERVICING) | 3 | 3-Average
OHFT47142 | JERICHO HEALTH CENTRE | DISTRICT NURSES | THERMOMETER | THERMOSCAN PRO 6000 | WELCH ALLYN | PLANNED PREVENTATIVE (REGULAR SERVICING) | 4 | 2-Good | 2021
OHFT47143 | THE LEYS HEALTH CENTRE | DISTRICT NURSES | THERMOMETER | THERMOSCAN PRO 6000 | WELCH ALLYN | PLANNED PREVENTATIVE (REGULAR SERVICING) | 4 | 2-Good | 2021
OHFT47145 | JERICHO HEALTH CENTRE | DISTRICT NURSES | THERMOMETER | THERMOSCAN PRO 6000 | WELCH ALLYN | PLANNED PREVENTATIVE (REGULAR SERVICING) | 4 | 2-Good | 2021
OHFT47129 | JERICHO HEALTH CENTRE | DISTRICT NURSES | THERMOMETER | THERMOSCAN PRO 6000 | WELCH ALLYN | PLANNED PREVENTATIVE (REGULAR SERVICING) | 4 | 2-Good | 2021
OHFT47131 | JERICHO HEALTH CENTRE | DISTRICT NURSES | THERMOMETER | THERMOSCAN PRO 6000 | WELCH ALLYN | PLANNED PREVENTATIVE (REGULAR SERVICING) | 4 | 2-Good | 2021
OHFT47132 | EAST OXFORD HEALTH CENTRE | DISTRICT NURSES | THERMOMETER | THERMOSCAN PRO 6000 | WELCH ALLYN | PLANNED PREVENTATIVE (REGULAR SERVICING) | 4 | 2-Good | 2021
OHFT47151 | THE LEYS HEALTH CENTRE | DISTRICT NURSES | THERMOMETER | THERMOSCAN PRO 6000 | WELCH ALLYN | PLANNED PREVENTATIVE (REGULAR SERVICING) | 4 | 2-Good | 2021
OHFT47153 | BURY KNOWLE HEALTH CENTRE | DISTRICT NURSES | THERMOMETER | THERMOSCAN PRO 6000 | WELCH ALLYN | PLANNED PREVENTATIVE (REGULAR SERVICING) | 4 | 2-Good | 2021
OHFT47155 | BURY KNOWLE HEALTH CENTRE | DISTRICT NURSES | THERMOMETER | THERMOSCAN PRO 6000 | WELCH ALLYN | PLANNED PREVENTATIVE (REGULAR SERVICING) | 4 | 2-Good | 2021
OHFT47139 | JERICHO HEALTH CENTRE | DISTRICT NURSES | THERMOMETER | THERMOSCAN PRO 6000 | WELCH ALLYN | PLANNED PREVENTATIVE (REGULAR SERVICING) | 4 | 2-Good | 2021
OHFT47140 | BURY KNOWLE HEALTH CENTRE | DISTRICT NURSES | THERMOMETER | THERMOSCAN PRO 6000 | WELCH ALLYN | PLANNED PREVENTATIVE (REGULAR SERVICING) | 4 | 2-Good | 2021
OHFT47141 | THE LEYS HEALTH CENTRE | DISTRICT NURSES | THERMOMETER | THERMOSCAN PRO 6000 | WELCH ALLYN | PLANNED PREVENTATIVE (REGULAR SERVICING) | 4 | 2-Good | 2021
OHFT46121 | LITTLEMORE MENTAL HEALTH CENTRE | WENRIC HOUSE | THERMOMETER | THERMOSCAN PRO 6000 | WELCH ALLYN | PLANNED PREVENTATIVE (REGULAR SERVICING) | 4 | 2-Good | 2021
OHFT45132 | WANTAGE HEALTH CENTRE | DISTRICT NURSES | THERMOMETER | THERMOSCAN PRO 6000 | WELCH ALLYN | PLANNED PREVENTATIVE (REGULAR SERVICING) | 5 | 3-Average | 2020
OHFT45133 | WINDRUSH HOUSE-WITNEY | UCR-URGENT COMMUNITY RESPONSE | THERMOMETER | THERMOSCAN PRO 6000 | WELCH ALLYN | PLANNED PREVENTATIVE (REGULAR SERVICING) | 5 | 3-Average | 2020
OHFT47146 | JERICHO HEALTH CENTRE | DISTRICT NURSES | THERMOMETER | THERMOSCAN PRO 6000 | WELCH ALLYN | PLANNED PREVENTATIVE (REGULAR SERVICING) | 4 | 2-Good | 2021
OHFT47147 | BURY KNOWLE HEALTH CENTRE | DISTRICT NURSES | THERMOMETER | THERMOSCAN PRO 6000 | WELCH ALLYN | PLANNED PREVENTATIVE (REGULAR SERVICING) | 4 | 2-Good | 2021
OHFT47149 | JERICHO HEALTH CENTRE | DISTRICT NURSES | THERMOMETER | THERMOSCAN PRO 6000 | WELCH ALLYN | PLANNED PREVENTATIVE (REGULAR SERVICING) | 4 | 2-Good | 2021
OHFT46382 | NORTHWAY COMMUNITY CENTRE | COMMUNITY CHILDRENS NURSING TEAM | THERMOMETER | THERMOSCAN PRO 6000 | WELCH ALLYN | PLANNED PREVENTATIVE (REGULAR SERVICING) | 4 | 2-Good | 2021
OHFT46384 | NORTHWAY COMMUNITY CENTRE | COMMUNITY CHILDRENS NURSING TEAM | THERMOMETER | THERMOSCAN PRO 6000 | WELCH ALLYN | PLANNED PREVENTATIVE (REGULAR SERVICING) | 4 | 2-Good | 2021
OHFT46385 | NORTHWAY COMMUNITY CENTRE | COMMUNITY CHILDRENS NURSING TEAM | THERMOMETER | THERMOSCAN PRO 6000 | WELCH ALLYN | PLANNED PREVENTATIVE (REGULAR SERVICING) | 4 | 2-Good | 2021
OHFT45829 | LITTLEMORE MENTAL HEALTH CENTRE | LAMBOURN HOUSE | THERMOMETER | THERMOSCAN PRO 6000 | WELCH ALLYN | PLANNED PREVENTATIVE (REGULAR SERVICING) | 5 | 3-Average | 2020
OHFT45830 | LITTLEMORE MENTAL HEALTH CENTRE | LAMBOURN HOUSE | THERMOMETER | THERMOSCAN PRO 6000 | WELCH ALLYN | PLANNED PREVENTATIVE (REGULAR SERVICING) | 6 | 3-Average | 2019
OHFT45789 | LITTLEMORE MENTAL HEALTH CENTRE | KINGFISHER WARD | THERMOMETER | THERMOSCAN PRO 6000 | WELCH ALLYN | PLANNED PREVENTATIVE (REGULAR SERVICING) | 5 | 3-Average | 2020
OHFT46397 | NORTHWAY COMMUNITY CENTRE | COMMUNITY CHILDRENS NURSING TEAM | THERMOMETER | THERMOSCAN PRO 6000 | WELCH ALLYN | PLANNED PREVENTATIVE (REGULAR SERVICING) | 4 | 2-Good | 2021
OHFT46398 | NORTHWAY COMMUNITY CENTRE | COMMUNITY CHILDRENS NURSING TEAM | THERMOMETER | THERMOSCAN PRO 6000 | WELCH ALLYN | PLANNED PREVENTATIVE (REGULAR SERVICING) | 4 | 2-Good | 2021
OHFT46399 | NORTHWAY COMMUNITY CENTRE | COMMUNITY CHILDRENS NURSING TEAM | THERMOMETER | THERMOSCAN PRO 6000 | WELCH ALLYN | PLANNED PREVENTATIVE (REGULAR SERVICING) | 4 | 2-Good | 2021
OHFT45156 | MARLBOROUGH HOUSE-SWINDON | CAMHS | THERMOMETER | THERMOSCAN PRO 6000 | WELCH ALLYN | PLANNED PREVENTATIVE (REGULAR SERVICING) | 5 | 3-Average | 2020
OHFT46126 | AMERSHAM HEALTH CENTRE | CAMHS HIGH WYCOMBE | THERMOMETER | THERMOSCAN PRO 6000 | WELCH ALLYN | PLANNED PREVENTATIVE (REGULAR SERVICING) | 4 | 2-Good | 2021
OHFT46127 | AMERSHAM HEALTH CENTRE | CAMHS HIGH WYCOMBE | THERMOMETER | THERMOSCAN PRO 6000 | WELCH ALLYN | PLANNED PREVENTATIVE (REGULAR SERVICING) | 3 | 3-Average
OHFT46411 | NORTHWAY COMMUNITY CENTRE | COMMUNITY CHILDRENS NURSING TEAM | THERMOMETER | THERMOSCAN PRO 6000 | WELCH ALLYN | PLANNED PREVENTATIVE (REGULAR SERVICING) | 4 | 2-Good | 2021
OHFT45499 | SALISBURY DISTRICT HOSPITAL | SALISBURY COMMUNITY CAMHS | THERMOMETER | THERMOSCAN PRO 6000 | WELCH ALLYN | PLANNED PREVENTATIVE (REGULAR SERVICING) | 5 | 3-Average | 2020
OHFT45525 | SAVERNAKE HOSPITAL | COTSWOLD HOUSE | THERMOMETER | THERMOSCAN PRO 6000 | WELCH ALLYN | PLANNED PREVENTATIVE (REGULAR SERVICING) | 5 | 3-Average | 2020
OHFT46387 | NORTHWAY COMMUNITY CENTRE | COMMUNITY CHILDRENS NURSING TEAM | THERMOMETER | THERMOSCAN PRO 6000 | WELCH ALLYN | PLANNED PREVENTATIVE (REGULAR SERVICING) | 4 | 2-Good | 2021
OHFT46389 | NORTHWAY COMMUNITY CENTRE | COMMUNITY CHILDRENS NURSING TEAM | THERMOMETER | THERMOSCAN PRO 6000 | WELCH ALLYN | PLANNED PREVENTATIVE (REGULAR SERVICING) | 4 | 2-Good | 2021
OHFT46393 | NORTHWAY COMMUNITY CENTRE | COMMUNITY CHILDRENS NURSING TEAM | THERMOMETER | THERMOSCAN PRO 6000 | WELCH ALLYN | PLANNED PREVENTATIVE (REGULAR SERVICING) | 4 | 2-Good | 2021
OHFT164007 | SUE NICHOLLS CENTRE | CAMHS AYLESBURY | THERMOMETER | THERMOSCAN PRO 6000 | WELCH ALLYN | PLANNED PREVENTATIVE (REGULAR SERVICING) | 4 | 2-Good | 2021
OHFT47072 | TEMPLE HOUSE, KEYNSHAM | CAMHS | THERMOMETER | THERMOSCAN PRO 6000 | WELCH ALLYN | PLANNED PREVENTATIVE (REGULAR SERVICING) | 5 | 3-Average | 2020
OHFT47073 | TEMPLE HOUSE, KEYNSHAM | CAMHS | THERMOMETER | THERMOSCAN PRO 6000 | WELCH ALLYN | PLANNED PREVENTATIVE (REGULAR SERVICING) | 5 | 3-Average | 2020
OHFT46405 | NORTHWAY COMMUNITY CENTRE | COMMUNITY CHILDRENS NURSING TEAM | THERMOMETER | THERMOSCAN PRO 6000 | WELCH ALLYN | PLANNED PREVENTATIVE (REGULAR SERVICING) | 4 | 2-Good | 2021
OHFT46409 | NORTHWAY COMMUNITY CENTRE | COMMUNITY CHILDRENS NURSING TEAM | THERMOMETER | THERMOSCAN PRO 6000 | WELCH ALLYN | PLANNED PREVENTATIVE (REGULAR SERVICING) | 4 | 2-Good | 2021
OHFT46410 | NORTHWAY COMMUNITY CENTRE | COMMUNITY CHILDRENS NURSING TEAM | THERMOMETER | THERMOSCAN PRO 6000 | WELCH ALLYN | PLANNED PREVENTATIVE (REGULAR SERVICING) | 4 | 2-Good | 2021
OHFT47137 | BURY KNOWLE HEALTH CENTRE | DISTRICT NURSES | THERMOMETER | THERMOSCAN PRO 6000 | WELCH ALLYN | PLANNED PREVENTATIVE (REGULAR SERVICING) | 4 | 2-Good | 2021
OHFT46130 | WANTAGE HEALTH CENTRE | DISTRICT NURSES | THERMOMETER | THERMOSCAN PRO 6000 | WELCH ALLYN | PLANNED PREVENTATIVE (REGULAR SERVICING) | 4 | 2-Good | 2021
OHFT46129 | WANTAGE HEALTH CENTRE | DISTRICT NURSES | THERMOMETER | THERMOSCAN PRO 6000 | WELCH ALLYN | PLANNED PREVENTATIVE (REGULAR SERVICING) | 4 | 2-Good | 2021
OHFT46609 | SAVERNAKE HOSPITAL | COTSWOLD HOUSE | THERMOMETER | THERMOSCAN PRO 6000 | WELCH ALLYN | PLANNED PREVENTATIVE (REGULAR SERVICING) | 4 | 2-Good | 2021
OHFT46338 | WHITELEAF CENTRE | AMBER WARD | THERMOMETER | THERMOSCAN PRO 6000 | WELCH ALLYN | PLANNED PREVENTATIVE (REGULAR SERVICING) | 4 | 2-Good | 2021
OHFT46380 | NORTHWAY COMMUNITY CENTRE | COMMUNITY CHILDRENS NURSING TEAM | THERMOMETER | THERMOSCAN PRO 6000 | WELCH ALLYN | PLANNED PREVENTATIVE (REGULAR SERVICING) | 4 | 2-Good | 2021
OHFT46479 | WALLINGFORD COMMUNITY HOSPITAL | ST LEONARDS WARD | THERMOMETER | THERMOSCAN PRO 6000 | WELCH ALLYN | PLANNED PREVENTATIVE (REGULAR SERVICING) | 3 | 3-Average
OHFT43217 | WALLINGFORD COMMUNITY HOSPITAL | ST LEONARDS WARD | THERMOMETER | THERMOSCAN PRO 6000 | WELCH ALLYN | PLANNED PREVENTATIVE (REGULAR SERVICING) | 7 | 4-Poor | 2018
OHFT46158 | WALLINGFORD COMMUNITY HOSPITAL | SOUTH OXON AMHT | THERMOMETER | THERMOSCAN PRO 6000 | WELCH ALLYN | PLANNED PREVENTATIVE (REGULAR SERVICING) | 4 | 2-Good | 2021
OHFT47074 | TEMPLE HOUSE, KEYNSHAM | CAMHS | THERMOMETER | THERMOSCAN PRO 6000 | WELCH ALLYN | PLANNED PREVENTATIVE (REGULAR SERVICING) | 5 | 3-Average | 2020
OHFT164280 | DIDCOT HEALTH CENTRE | DISTRICT NURSES | THERMOMETER | THERMOSCAN PRO 6000 | WELCH ALLYN | PLANNED PREVENTATIVE (REGULAR SERVICING) | 4 | 2-Good | 2021
OHFT47154 | EAST OXFORD HEALTH CENTRE | DISTRICT NURSES | THERMOMETER | THERMOSCAN PRO 6000 | WELCH ALLYN | PLANNED PREVENTATIVE (REGULAR SERVICING) | 4 | 2-Good | 2021
OHFT44617 | WHITELEAF CENTRE | RUBY WARD | THERMOMETER | THERMOSCAN PRO 6000 | WELCH ALLYN | PLANNED PREVENTATIVE (REGULAR SERVICING) | 6 | 3-Average | 2019
OHFT46618 | WHITELEAF CENTRE | OPAL WARD | THERMOMETER | THERMOSCAN PRO 6000 | WELCH ALLYN | PLANNED PREVENTATIVE (REGULAR SERVICING) | 4 | 2-Good | 2021
OHFT46302 | WHITELEAF CENTRE | WOODLANDS MANOR HOUSE | THERMOMETER | THERMOSCAN PRO 6000 | WELCH ALLYN | PLANNED PREVENTATIVE (REGULAR SERVICING) | 4 | 2-Good | 2021
OHFT45759 | LITTLEMORE MENTAL HEALTH CENTRE | KESTREL WARD | THERMOMETER | THERMOSCAN PRO 6000 | WELCH ALLYN | PLANNED PREVENTATIVE (REGULAR SERVICING) | 3 | 3-Average
OHFT43807 | TOWNLANDS COMMUNITY HOSPITAL | MINOR INJURIES UNIT | THERMOMETER | THERMOSCAN PRO 6000 | WELCH ALLYN | PLANNED PREVENTATIVE (REGULAR SERVICING) | 3 | 3-Average
OHFT43805 | TOWNLANDS COMMUNITY HOSPITAL | MINOR INJURIES UNIT | THERMOMETER | THERMOSCAN PRO 6000 | WELCH ALLYN | PLANNED PREVENTATIVE (REGULAR SERVICING) | 7 | 4-Poor | 2018
OXFT1528 | ABINGDON COMMUNITY HOSPITAL | MINOR INJURIES UNIT | THERMOMETER | THERMOSCAN PRO 6000 | WELCH ALLYN | PLANNED PREVENTATIVE (REGULAR SERVICING) | 3 | 2-Good | 2021
OXFT1529 | ABINGDON COMMUNITY HOSPITAL | MINOR INJURIES UNIT | THERMOMETER | THERMOSCAN PRO 6000 | WELCH ALLYN | PLANNED PREVENTATIVE (REGULAR SERVICING) | 3 | 2-Good | 2021
OXFT1530 | ABINGDON COMMUNITY HOSPITAL | MINOR INJURIES UNIT | THERMOMETER | THERMOSCAN PRO 6000 | WELCH ALLYN | PLANNED PREVENTATIVE (REGULAR SERVICING) | 3 | 2-Good | 2021
OXFT1259 | WITNEY COMMUNITY HOSPITAL | MINOR INJURIES UNIT | THERMOMETER | THERMOSCAN PRO 6000 | WELCH ALLYN | PLANNED PREVENTATIVE (REGULAR SERVICING) | 3 | 2-Good | 2021
OHFT44615 | WHITELEAF CENTRE | RUBY WARD | THERMOMETER | THERMOSCAN PRO 6000 | WELCH ALLYN | PLANNED PREVENTATIVE (REGULAR SERVICING) | 3 | 3-Average
OHFT44616 | WHITELEAF CENTRE | RUBY WARD | THERMOMETER | THERMOSCAN PRO 6000 | WELCH ALLYN | PLANNED PREVENTATIVE (REGULAR SERVICING) | 3 | 3-Average
OXFT1262 | WITNEY COMMUNITY HOSPITAL | MINOR INJURIES UNIT | THERMOMETER | THERMOSCAN PRO 6000 | WELCH ALLYN | PLANNED PREVENTATIVE (REGULAR SERVICING) | 3 | 2-Good | 2021
OXFT1263 | WITNEY COMMUNITY HOSPITAL | MINOR INJURIES UNIT | THERMOMETER | THERMOSCAN PRO 6000 | WELCH ALLYN | PLANNED PREVENTATIVE (REGULAR SERVICING) | 3 | 2-Good | 2021
OXFT1266 | WITNEY COMMUNITY HOSPITAL | MINOR INJURIES UNIT | THERMOMETER | THERMOSCAN PRO 6000 | WELCH ALLYN | PLANNED PREVENTATIVE (REGULAR SERVICING) | 3 | 2-Good | 2021
OXFT1275 | TOWNLANDS COMMUNITY HOSPITAL | OUT OF HOURS CLINIC | THERMOMETER | THERMOSCAN PRO 6000 | WELCH ALLYN | PLANNED PREVENTATIVE (REGULAR SERVICING) | 3 | 2-Good | 2021
OHFT0426 | WITNEY COMMUNITY HOSPITAL | LINFOOT WARD | THERMOMETER | THERMOSCAN PRO 6000 | WELCH ALLYN | PLANNED PREVENTATIVE (REGULAR SERVICING) | 7 | 4-Poor | 2018
OHFT46366 | WITNEY COMMUNITY HOSPITAL | MINOR INJURIES UNIT | THERMOMETER | THERMOSCAN PRO 6000 | WELCH ALLYN | PLANNED PREVENTATIVE (REGULAR SERVICING) | 4 | 2-Good | 2021
OXFT1378 | WITNEY COMMUNITY HOSPITAL | WENRISC WARD | THERMOMETER | THERMOSCAN PRO 6000 | WELCH ALLYN | PLANNED PREVENTATIVE (REGULAR SERVICING) | 3 | 2-Good | 2021
OXFT1379 | WITNEY COMMUNITY HOSPITAL | WENRISC WARD | THERMOMETER | THERMOSCAN PRO 6000 | WELCH ALLYN | PLANNED PREVENTATIVE (REGULAR SERVICING) | 3 | 2-Good | 2021
OXFT1786 | ABINGDON COMMUNITY HOSPITAL | HOSPITAL AT HOME | THERMOMETER | THERMOSCAN PRO 6000 | WELCH ALLYN | PLANNED PREVENTATIVE (REGULAR SERVICING) | 3 | 2-Good | 2021
OXFT1789 | WINDRUSH HOUSE-WITNEY | DISTRICT NURSES | THERMOMETER | THERMOSCAN PRO 6000 | WELCH ALLYN | PLANNED PREVENTATIVE (REGULAR SERVICING) | 3 | 2-Good | 2021
OXFT1260 | WITNEY COMMUNITY HOSPITAL | MINOR INJURIES UNIT | THERMOMETER | THERMOSCAN PRO 6000 | WELCH ALLYN | PLANNED PREVENTATIVE (REGULAR SERVICING) | 3 | 2-Good | 2021
OXFT1261 | WITNEY COMMUNITY HOSPITAL | MINOR INJURIES UNIT | THERMOMETER | THERMOSCAN PRO 6000 | WELCH ALLYN | PLANNED PREVENTATIVE (REGULAR SERVICING) | 3 | 2-Good | 2021
OXFT1793 | WINDRUSH HOUSE-WITNEY | DISTRICT NURSES | THERMOMETER | THERMOSCAN PRO 6000 | WELCH ALLYN | PLANNED PREVENTATIVE (REGULAR SERVICING) | 3 | 2-Good | 2021
OXFT1794 | WINDRUSH HOUSE-WITNEY | DISTRICT NURSES | THERMOMETER | THERMOSCAN PRO 6000 | WELCH ALLYN | PLANNED PREVENTATIVE (REGULAR SERVICING) | 3 | 2-Good | 2021
OXFT1795 | WINDRUSH HOUSE-WITNEY | DISTRICT NURSES | THERMOMETER | THERMOSCAN PRO 6000 | WELCH ALLYN | PLANNED PREVENTATIVE (REGULAR SERVICING) | 3 | 2-Good | 2021
OXFT1796 | WINDRUSH HOUSE-WITNEY | DISTRICT NURSES | THERMOMETER | THERMOSCAN PRO 6000 | WELCH ALLYN | PLANNED PREVENTATIVE (REGULAR SERVICING) | 3 | 2-Good | 2021
OXFT1376 | WITNEY COMMUNITY HOSPITAL | WENRISC WARD | THERMOMETER | THERMOSCAN PRO 6000 | WELCH ALLYN | PLANNED PREVENTATIVE (REGULAR SERVICING) | 3 | 2-Good | 2021
21821K57162 | WITNEY COMMUNITY HOSPITAL | WENRISC WARD | THERMOMETER | THERMOSCAN PRO 6000 | WELCH ALLYN | PLANNED PREVENTATIVE (REGULAR SERVICING) | 3 | 2-Good | 2021
OXFT1800 | BROADSHIRES HEALTH CENTRE | DISTRICT NURSES | THERMOMETER | THERMOSCAN PRO 6000 | WELCH ALLYN | PLANNED PREVENTATIVE (REGULAR SERVICING) | 3 | 2-Good | 2021
OXFT1801 | WINDRUSH HOUSE-WITNEY | DISTRICT NURSES | THERMOMETER | THERMOSCAN PRO 6000 | WELCH ALLYN | PLANNED PREVENTATIVE (REGULAR SERVICING) | 3 | 2-Good | 2021
OXFT1802 | WINDRUSH HOUSE-WITNEY | DISTRICT NURSES | THERMOMETER | THERMOSCAN PRO 6000 | WELCH ALLYN | PLANNED PREVENTATIVE (REGULAR SERVICING) | 3 | 2-Good | 2021
OXFT1803 | WINDRUSH HOUSE-WITNEY | DISTRICT NURSES | THERMOMETER | THERMOSCAN PRO 6000 | WELCH ALLYN | PLANNED PREVENTATIVE (REGULAR SERVICING) | 3 | 2-Good | 2021
OXFT1790 | WINDRUSH HOUSE-WITNEY | DISTRICT NURSES | THERMOMETER | THERMOSCAN PRO 6000 | WELCH ALLYN | PLANNED PREVENTATIVE (REGULAR SERVICING) | 3 | 2-Good | 2021
OXFT1791 | BROADSHIRES HEALTH CENTRE | DISTRICT NURSES | THERMOMETER | THERMOSCAN PRO 6000 | WELCH ALLYN | PLANNED PREVENTATIVE (REGULAR SERVICING) | 3 | 2-Good | 2021
OXFT1806 | WINDRUSH HOUSE-WITNEY | UCR-URGENT COMMUNITY RESPONSE | THERMOMETER | THERMOSCAN PRO 6000 | WELCH ALLYN | PLANNED PREVENTATIVE (REGULAR SERVICING) | 3 | 2-Good | 2021
OXFT1807 | WINDRUSH HOUSE-WITNEY | UCR-URGENT COMMUNITY RESPONSE | THERMOMETER | THERMOSCAN PRO 6000 | WELCH ALLYN | PLANNED PREVENTATIVE (REGULAR SERVICING) | 3 | 2-Good | 2021
OXFT1808 | ABINGDON COMMUNITY HOSPITAL | HOSPITAL AT HOME | THERMOMETER | THERMOSCAN PRO 6000 | WELCH ALLYN | PLANNED PREVENTATIVE (REGULAR SERVICING) | 3 | 2-Good | 2021
OXFT0600 | MARLBOROUGH HOUSE-MILTON KEYNES | CHAFFRON WARD | THERMOMETER | THERMOSCAN PRO 6000 | WELCH ALLYN | PLANNED PREVENTATIVE (REGULAR SERVICING) | 3 | 2-Good | 2021
OXFT1797 | BROADSHIRES HEALTH CENTRE | DISTRICT NURSES | THERMOMETER | THERMOSCAN PRO 6000 | WELCH ALLYN | PLANNED PREVENTATIVE (REGULAR SERVICING) | 3 | 2-Good | 2021
OXFT1798 | WINDRUSH HOUSE-WITNEY | DISTRICT NURSES | THERMOMETER | THERMOSCAN PRO 6000 | WELCH ALLYN | PLANNED PREVENTATIVE (REGULAR SERVICING) | 3 | 2-Good | 2021
OXFT1817 | ABINGDON COMMUNITY HOSPITAL | DISTRICT NURSES | THERMOMETER | THERMOSCAN PRO 6000 | WELCH ALLYN | PLANNED PREVENTATIVE (REGULAR SERVICING) | 3 | 2-Good | 2022
OXFT1818 | WANTAGE HEALTH CENTRE | DISTRICT NURSES | THERMOMETER | THERMOSCAN PRO 6000 | WELCH ALLYN | PLANNED PREVENTATIVE (REGULAR SERVICING) | 3 | 2-Good | 2022
OXFT1819 | ABINGDON COMMUNITY HOSPITAL | DISTRICT NURSES | THERMOMETER | THERMOSCAN PRO 6000 | WELCH ALLYN | PLANNED PREVENTATIVE (REGULAR SERVICING) | 3 | 2-Good | 2021
OXFT1820 | ABINGDON COMMUNITY HOSPITAL | DISTRICT NURSES | THERMOMETER | THERMOSCAN PRO 6000 | WELCH ALLYN | PLANNED PREVENTATIVE (REGULAR SERVICING) | 3 | 2-Good | 2021
OXFT1804 | WINDRUSH HOUSE-WITNEY | DISTRICT NURSES | THERMOMETER | THERMOSCAN PRO 6000 | WELCH ALLYN | PLANNED PREVENTATIVE (REGULAR SERVICING) | 3 | 2-Good | 2021
OXFT1805 | WINDRUSH HOUSE-WITNEY | DISTRICT NURSES | THERMOMETER | THERMOSCAN PRO 6000 | WELCH ALLYN | PLANNED PREVENTATIVE (REGULAR SERVICING) | 3 | 2-Good | 2021
OXFT1834 | BROADSHIRES HEALTH CENTRE | DISTRICT NURSES | THERMOMETER | THERMOSCAN PRO 6000 | WELCH ALLYN | PLANNED PREVENTATIVE (REGULAR SERVICING) | 3 | 2-Good | 2021
OXFT1876 | WHITELEAF CENTRE | RUBY WARD | THERMOMETER | THERMOSCAN PRO 6000 | WELCH ALLYN | PLANNED PREVENTATIVE (REGULAR SERVICING) | 3 | 2-Good | 2022
OXFT1910 | VICTORIA HOUSE SURGERY | COMMUNITY DIABETES SERVICE | THERMOMETER | THERMOSCAN PRO 6000 | WELCH ALLYN | PLANNED PREVENTATIVE (REGULAR SERVICING) | 3 | 2-Good | 2022
OXFT1911 | VICTORIA HOUSE SURGERY | COMMUNITY DIABETES SERVICE | THERMOMETER | THERMOSCAN PRO 6000 | WELCH ALLYN | PLANNED PREVENTATIVE (REGULAR SERVICING) | 3 | 2-Good | 2022
OXFT0602 | WITNEY COMMUNITY HOSPITAL | MINOR INJURIES UNIT | THERMOMETER | THERMOSCAN PRO 6000 | WELCH ALLYN | PLANNED PREVENTATIVE (REGULAR SERVICING) | 3 | 2-Good | 2021
OXFT1816 | ABINGDON COMMUNITY HOSPITAL | DISTRICT NURSES | THERMOMETER | THERMOSCAN PRO 6000 | WELCH ALLYN | PLANNED PREVENTATIVE (REGULAR SERVICING) | 3 | 2-Good | 2022
OXFT1914 | VICTORIA HOUSE SURGERY | COMMUNITY DIABETES SERVICE | THERMOMETER | THERMOSCAN PRO 6000 | WELCH ALLYN | PLANNED PREVENTATIVE (REGULAR SERVICING) | 3 | 2-Good | 2022
OXFT1915 | THE FIENNES CENTRE | DISTRICT NURSES | THERMOMETER | THERMOSCAN PRO 6000 | WELCH ALLYN | PLANNED PREVENTATIVE (REGULAR SERVICING) | 3 | 2-Good | 2022
OXFT1916 | VICTORIA HOUSE SURGERY | COMMUNITY DIABETES SERVICE | THERMOMETER | THERMOSCAN PRO 6000 | WELCH ALLYN | PLANNED PREVENTATIVE (REGULAR SERVICING) | 3 | 2-Good | 2022
OXFT1917 | VICTORIA HOUSE SURGERY | COMMUNITY DIABETES SERVICE | THERMOMETER | THERMOSCAN PRO 6000 | WELCH ALLYN | PLANNED PREVENTATIVE (REGULAR SERVICING) | 3 | 2-Good | 2022
OXFT1821 | ABINGDON COMMUNITY HOSPITAL | DISTRICT NURSES | THERMOMETER | THERMOSCAN PRO 6000 | WELCH ALLYN | PLANNED PREVENTATIVE (REGULAR SERVICING) | 3 | 2-Good | 2021
OXFT1833 | WINDRUSH HOUSE-WITNEY | DISTRICT NURSES | THERMOMETER | THERMOSCAN PRO 6000 | WELCH ALLYN | PLANNED PREVENTATIVE (REGULAR SERVICING) | 3 | 2-Good | 2021
OXFT1977 | WINDRUSH HOUSE-WITNEY | FALLS PREVENTION SERVICE | THERMOMETER | THERMOSCAN PRO 6000 | WELCH ALLYN | PLANNED PREVENTATIVE (REGULAR SERVICING) | 3 | 2-Good | 2021
OXFT1976 | WINDRUSH HOUSE-WITNEY | CARE HOME SUPPORT SERVICE | THERMOMETER | THERMOSCAN PRO 6000 | WELCH ALLYN | PLANNED PREVENTATIVE (REGULAR SERVICING) | 3 | 2-Good | 2021
OXFT1974 | WINDRUSH HOUSE-WITNEY | FALLS PREVENTION SERVICE | THERMOMETER | THERMOSCAN PRO 6000 | WELCH ALLYN | PLANNED PREVENTATIVE (REGULAR SERVICING) | 3 | 2-Good | 2021
OXFT1973 | WINDRUSH HOUSE-WITNEY | FALLS PREVENTION SERVICE | THERMOMETER | THERMOSCAN PRO 6000 | WELCH ALLYN | PLANNED PREVENTATIVE (REGULAR SERVICING) | 3 | 2-Good | 2021
OXFT1912 | VICTORIA HOUSE SURGERY | COMMUNITY DIABETES SERVICE | THERMOMETER | THERMOSCAN PRO 6000 | WELCH ALLYN | PLANNED PREVENTATIVE (REGULAR SERVICING) | 3 | 2-Good | 2021
OXFT1913 | VICTORIA HOUSE SURGERY | COMMUNITY DIABETES SERVICE | THERMOMETER | THERMOSCAN PRO 6000 | WELCH ALLYN | PLANNED PREVENTATIVE (REGULAR SERVICING) | 3 | 2-Good | 2022
OHFT47157 | EAST OXFORD HEALTH CENTRE | DISTRICT NURSES | THERMOMETER | THERMOSCAN PRO 6000 | WELCH ALLYN | PLANNED PREVENTATIVE (REGULAR SERVICING) | 4 | 2-Good | 2021
OXFT1979 | THE FIENNES CENTRE | DISTRICT NURSES | THERMOMETER | THERMOSCAN PRO 6000 | WELCH ALLYN | PLANNED PREVENTATIVE (REGULAR SERVICING) | 4 | 2-Good | 2021
OXFT1980 | THE FIENNES CENTRE | DISTRICT NURSES | THERMOMETER | THERMOSCAN PRO 6000 | WELCH ALLYN | PLANNED PREVENTATIVE (REGULAR SERVICING) | 4 | 2-Good | 2021
OXFT1981 | THE FIENNES CENTRE | DISTRICT NURSES | THERMOMETER | THERMOSCAN PRO 6000 | WELCH ALLYN | PLANNED PREVENTATIVE (REGULAR SERVICING) | 4 | 2-Good | 2021
OXFT1918 | VICTORIA HOUSE SURGERY | COMMUNITY DIABETES SERVICE | THERMOMETER | THERMOSCAN PRO 6000 | WELCH ALLYN | PLANNED PREVENTATIVE (REGULAR SERVICING) | 3 | 2-Good | 2022
OXFT1314 | ABINGDON COMMUNITY HOSPITAL | EMU | THERMOMETER | THERMOSCAN PRO 6000 | WELCH ALLYN | PLANNED PREVENTATIVE (REGULAR SERVICING) | 3 | 2-Good | 2022
OXFT1986 | THE FIENNES CENTRE | DISTRICT NURSES | THERMOMETER | THERMOSCAN PRO 6000 | WELCH ALLYN | PLANNED PREVENTATIVE (REGULAR SERVICING) | 4 | 2-Good | 2021
OXFT1989 | THE FIENNES CENTRE | DISTRICT NURSES | THERMOMETER | THERMOSCAN PRO 6000 | WELCH ALLYN | PLANNED PREVENTATIVE (REGULAR SERVICING) | 3 | 2-Good | 2021
OXFT1990 | CHIPPING NORTON COMMUNITY HOSPITAL | DISTRICT NURSES | THERMOMETER | THERMOSCAN PRO 6000 | WELCH ALLYN | PLANNED PREVENTATIVE (REGULAR SERVICING) | 4 | 2-Good | 2021
OXFT1992 | THE FIENNES CENTRE | DISTRICT NURSES | THERMOMETER | THERMOSCAN PRO 6000 | WELCH ALLYN | PLANNED PREVENTATIVE (REGULAR SERVICING) | 4 | 2-Good | 2021
OXFT1972 | WINDRUSH HOUSE-WITNEY | FALLS PREVENTION SERVICE | THERMOMETER | THERMOSCAN PRO 6000 | WELCH ALLYN | PLANNED PREVENTATIVE (REGULAR SERVICING) | 3 | 2-Good | 2021
OXFT1971 | WINDRUSH HOUSE-WITNEY | FALLS PREVENTION SERVICE | THERMOMETER | THERMOSCAN PRO 6000 | WELCH ALLYN | PLANNED PREVENTATIVE (REGULAR SERVICING) | 3 | 2-Good | 2021
OXFT1996 | THE FIENNES CENTRE | DISTRICT NURSES | THERMOMETER | THERMOSCAN PRO 6000 | WELCH ALLYN | PLANNED PREVENTATIVE (REGULAR SERVICING) | 4 | 2-Good | 2021
OXFT1997 | THE FIENNES CENTRE | DISTRICT NURSES | THERMOMETER | THERMOSCAN PRO 6000 | WELCH ALLYN | PLANNED PREVENTATIVE (REGULAR SERVICING) | 4 | 2-Good | 2021
OXFT2751 | THE FIENNES CENTRE | DISTRICT NURSES | THERMOMETER | THERMOSCAN PRO 6000 | WELCH ALLYN | PLANNED PREVENTATIVE (REGULAR SERVICING) | 3 | 2-Good | 2021
OXFT2753 | THE FIENNES CENTRE | DISTRICT NURSES | THERMOMETER | THERMOSCAN PRO 6000 | WELCH ALLYN | PLANNED PREVENTATIVE (REGULAR SERVICING) | 4 | 2-Good | 2021
OXFT1983 | THE FIENNES CENTRE | DISTRICT NURSES | THERMOMETER | THERMOSCAN PRO 6000 | WELCH ALLYN | PLANNED PREVENTATIVE (REGULAR SERVICING) | 3 | 2-Good | 2021
OXFT1985 | THE FIENNES CENTRE | DISTRICT NURSES | THERMOMETER | THERMOSCAN PRO 6000 | WELCH ALLYN | PLANNED PREVENTATIVE (REGULAR SERVICING) | 4 | 2-Good | 2021
OXFT2758 | THE FIENNES CENTRE | DISTRICT NURSES | THERMOMETER | THERMOSCAN PRO 6000 | WELCH ALLYN | PLANNED PREVENTATIVE (REGULAR SERVICING) | 3 | 2-Good | 2021
OXFT2759 | THE FIENNES CENTRE | DISTRICT NURSES | THERMOMETER | THERMOSCAN PRO 6000 | WELCH ALLYN | PLANNED PREVENTATIVE (REGULAR SERVICING) | 4 | 2-Good | 2021
OXFT2760 | THE FIENNES CENTRE | DISTRICT NURSES | THERMOMETER | THERMOSCAN PRO 6000 | WELCH ALLYN | PLANNED PREVENTATIVE (REGULAR SERVICING) | 4 | 2-Good | 2021
OXFT2762 | THE FIENNES CENTRE | DISTRICT NURSES | THERMOMETER | THERMOSCAN PRO 6000 | WELCH ALLYN | PLANNED PREVENTATIVE (REGULAR SERVICING) | 4 | 2-Good | 2021
OXFT1994 | THE FIENNES CENTRE | DISTRICT NURSES | THERMOMETER | THERMOSCAN PRO 6000 | WELCH ALLYN | PLANNED PREVENTATIVE (REGULAR SERVICING) | 4 | 2-Good | 2021
OXFT1995 | THE FIENNES CENTRE | DISTRICT NURSES | THERMOMETER | THERMOSCAN PRO 6000 | WELCH ALLYN | PLANNED PREVENTATIVE (REGULAR SERVICING) | 3 | 2-Good | 2021
OXFT1993 | THE FIENNES CENTRE | DISTRICT NURSES | THERMOMETER | THERMOSCAN PRO 6000 | WELCH ALLYN | PLANNED PREVENTATIVE (REGULAR SERVICING) | 3 | 2-Good | 2021
OXFT2766 | WINDRUSH HOUSE-WITNEY | CARE HOME SUPPORT SERVICE | THERMOMETER | THERMOSCAN PRO 6000 | WELCH ALLYN | PLANNED PREVENTATIVE (REGULAR SERVICING) | 3 | 2-Good | 2021
OXFT2767 | WINDRUSH HOUSE-WITNEY | CARE HOME SUPPORT SERVICE | THERMOMETER | THERMOSCAN PRO 6000 | WELCH ALLYN | PLANNED PREVENTATIVE (REGULAR SERVICING) | 3 | 2-Good | 2022
OXFT2768 | WINDRUSH HOUSE-WITNEY | CARE HOME SUPPORT SERVICE | THERMOMETER | THERMOSCAN PRO 6000 | WELCH ALLYN | PLANNED PREVENTATIVE (REGULAR SERVICING) | 3 | 2-Good | 2021
OXFT2756 | CHIPPING NORTON COMMUNITY HOSPITAL | DISTRICT NURSES | THERMOMETER | THERMOSCAN PRO 6000 | WELCH ALLYN | PLANNED PREVENTATIVE (REGULAR SERVICING) | 4 | 2-Good | 2021
OXFT2757 | THE FIENNES CENTRE | DISTRICT NURSES | THERMOMETER | THERMOSCAN PRO 6000 | WELCH ALLYN | PLANNED PREVENTATIVE (REGULAR SERVICING) | 4 | 2-Good | 2021
OXFT2773 | WINDRUSH HOUSE-WITNEY | CARE HOME SUPPORT SERVICE | THERMOMETER | THERMOSCAN PRO 6000 | WELCH ALLYN | PLANNED PREVENTATIVE (REGULAR SERVICING) | 3 | 2-Good | 2021
OXFT2774 | WINDRUSH HOUSE-WITNEY | CARE HOME SUPPORT SERVICE | THERMOMETER | THERMOSCAN PRO 6000 | WELCH ALLYN | PLANNED PREVENTATIVE (REGULAR SERVICING) | 3 | 2-Good | 2021
OXFT2775 | WINDRUSH HOUSE-WITNEY | CARE HOME SUPPORT SERVICE | THERMOMETER | THERMOSCAN PRO 6000 | WELCH ALLYN | PLANNED PREVENTATIVE (REGULAR SERVICING) | 3 | 2-Good | 2021
OXFT2776 | WINDRUSH HOUSE-WITNEY | CARE HOME SUPPORT SERVICE | THERMOMETER | THERMOSCAN PRO 6000 | WELCH ALLYN | PLANNED PREVENTATIVE (REGULAR SERVICING) | 3 | 2-Good | 2021
OXFT2763 | THE FIENNES CENTRE | DISTRICT NURSES | THERMOMETER | THERMOSCAN PRO 6000 | WELCH ALLYN | PLANNED PREVENTATIVE (REGULAR SERVICING) | 4 | 2-Good | 2021
OXFT2764 | THE FIENNES CENTRE | DISTRICT NURSES | THERMOMETER | THERMOSCAN PRO 6000 | WELCH ALLYN | PLANNED PREVENTATIVE (REGULAR SERVICING) | 4 | 2-Good | 2021
OXFT2780 | WINDRUSH HOUSE-WITNEY | CARE HOME SUPPORT SERVICE | THERMOMETER | THERMOSCAN PRO 6000 | WELCH ALLYN | PLANNED PREVENTATIVE (REGULAR SERVICING) | 3 | 2-Good | 2021
OXFT2781 | WINDRUSH HOUSE-WITNEY | CARE HOME SUPPORT SERVICE | THERMOMETER | THERMOSCAN PRO 6000 | WELCH ALLYN | PLANNED PREVENTATIVE (REGULAR SERVICING) | 3 | 2-Good | 2021
OXFT2782 | WINDRUSH HOUSE-WITNEY | CARE HOME SUPPORT SERVICE | THERMOMETER | THERMOSCAN PRO 6000 | WELCH ALLYN | PLANNED PREVENTATIVE (REGULAR SERVICING) | 3 | 2-Good | 2022
OXFT2783 | WINDRUSH HOUSE-WITNEY | CARE HOME SUPPORT SERVICE | THERMOMETER | THERMOSCAN PRO 6000 | WELCH ALLYN | PLANNED PREVENTATIVE (REGULAR SERVICING) | 3 | 2-Good | 2021
OXFT2770 | WINDRUSH HOUSE-WITNEY | CARE HOME SUPPORT SERVICE | THERMOMETER | THERMOSCAN PRO 6000 | WELCH ALLYN | PLANNED PREVENTATIVE (REGULAR SERVICING) | 3 | 2-Good | 2021
OXFT2772 | WINDRUSH HOUSE-WITNEY | CARE HOME SUPPORT SERVICE | THERMOMETER | THERMOSCAN PRO 6000 | WELCH ALLYN | PLANNED PREVENTATIVE (REGULAR SERVICING) | 3 | 2-Good | 2021
OXFT1360 | WINDRUSH HOUSE-WITNEY | DISTRICT NURSES | THERMOMETER | THERMOSCAN PRO 6000 | WELCH ALLYN | PLANNED PREVENTATIVE (REGULAR SERVICING) | 3 | 2-Good | 2021
OXFT1362 | MURRAY HOUSE | DISTRICT NURSES | THERMOMETER | THERMOSCAN PRO 6000 | WELCH ALLYN | PLANNED PREVENTATIVE (REGULAR SERVICING) | 3 | 2-Good | 2021
OXFT1364 | MURRAY HOUSE | DISTRICT NURSES | THERMOMETER | THERMOSCAN PRO 6000 | WELCH ALLYN | PLANNED PREVENTATIVE (REGULAR SERVICING) | 3 | 2-Good | 2021
OXFT2785 | ABINGDON COMMUNITY HOSPITAL | HOSPITAL AT HOME | THERMOMETER | THERMOSCAN PRO 6000 | WELCH ALLYN | PLANNED PREVENTATIVE (REGULAR SERVICING) | 3 | 2-Good | 2021
OXFT2778 | WINDRUSH HOUSE-WITNEY | CARE HOME SUPPORT SERVICE | THERMOMETER | THERMOSCAN PRO 6000 | WELCH ALLYN | PLANNED PREVENTATIVE (REGULAR SERVICING) | 3 | 2-Good | 2021
OXFT2779 | WINDRUSH HOUSE-WITNEY | CARE HOME SUPPORT SERVICE | THERMOMETER | THERMOSCAN PRO 6000 | WELCH ALLYN | PLANNED PREVENTATIVE (REGULAR SERVICING) | 3 | 2-Good | 2021
OXFT2797 | WHITELEAF CENTRE | WOODLANDS MANOR HOUSE | THERMOMETER | THERMOSCAN PRO 6000 | WELCH ALLYN | PLANNED PREVENTATIVE (REGULAR SERVICING) | 3 | 2-Good | 2021
OXFT2798 | WHITELEAF CENTRE | WOODLANDS MANOR HOUSE | THERMOMETER | THERMOSCAN PRO 6000 | WELCH ALLYN | PLANNED PREVENTATIVE (REGULAR SERVICING) | 3 | 2-Good | 2021
OXFT2799 | WHITELEAF CENTRE | DAY HOSPITAL | THERMOMETER | THERMOSCAN PRO 6000 | WELCH ALLYN | PLANNED PREVENTATIVE (REGULAR SERVICING) | 3 | 2-Good | 2021
OXFT2800 | WHITELEAF CENTRE | CITY AMHT | THERMOMETER | THERMOSCAN PRO 6000 | WELCH ALLYN | PLANNED PREVENTATIVE (REGULAR SERVICING) | 3 | 2-Good | 2021
OXFT2784 | WINDRUSH HOUSE-WITNEY | CARE HOME SUPPORT SERVICE | THERMOMETER | THERMOSCAN PRO 6000 | WELCH ALLYN | PLANNED PREVENTATIVE (REGULAR SERVICING) | 3 | 2-Good | 2021
OXFT1359 | WINDRUSH HOUSE-WITNEY | UCR-URGENT COMMUNITY RESPONSE | THERMOMETER | THERMOSCAN PRO 6000 | WELCH ALLYN | PLANNED PREVENTATIVE (REGULAR SERVICING) | 3 | 2-Good | 2021
OXFT2803 | THE FIENNES CENTRE | CTS SOUTH TEAM | THERMOMETER | THERMOSCAN PRO 6000 | WELCH ALLYN | PLANNED PREVENTATIVE (REGULAR SERVICING) | 3 | 2-Good | 2021
OXFT2805 | THE FIENNES CENTRE | CTS SOUTH TEAM | THERMOMETER | THERMOSCAN PRO 6000 | WELCH ALLYN | PLANNED PREVENTATIVE (REGULAR SERVICING) | 3 | 2-Good | 2021
OXFT2807 | THE FIENNES CENTRE | CTS SOUTH TEAM | THERMOMETER | THERMOSCAN PRO 6000 | WELCH ALLYN | PLANNED PREVENTATIVE (REGULAR SERVICING) | 3 | 2-Good | 2021
OXFT2808 | THE FIENNES CENTRE | CTS SOUTH TEAM | THERMOMETER | THERMOSCAN PRO 6000 | WELCH ALLYN | PLANNED PREVENTATIVE (REGULAR SERVICING) | 3 | 2-Good | 2021
OXFT2787 | TOWNLANDS COMMUNITY HOSPITAL | RAPID ACCESS CARE UNIT (RACU) | THERMOMETER | THERMOSCAN PRO 6000 | WELCH ALLYN | PLANNED PREVENTATIVE (REGULAR SERVICING) | 3 | 2-Good | 2021
OXFT2788 | THE ELMS CENTRE BANBURY | CMHT OLDER ADULTS | THERMOMETER | THERMOSCAN PRO 6000 | WELCH ALLYN | PLANNED PREVENTATIVE (REGULAR SERVICING) | 3 | 2-Good | 2021
OXFT2813 | THE FIENNES CENTRE | CTS SOUTH TEAM | THERMOMETER | THERMOSCAN PRO 6000 | WELCH ALLYN | PLANNED PREVENTATIVE (REGULAR SERVICING) | 3 | 2-Good | 2021
OXFT2814 | THE FIENNES CENTRE | CTS SOUTH TEAM | THERMOMETER | THERMOSCAN PRO 6000 | WELCH ALLYN | PLANNED PREVENTATIVE (REGULAR SERVICING) | 3 | 2-Good | 2021
OXFT2169 | WINDRUSH HOUSE-WITNEY | UCR-URGENT COMMUNITY RESPONSE | THERMOMETER | THERMOSCAN PRO 6000 | WELCH ALLYN | PLANNED PREVENTATIVE (REGULAR SERVICING) | 3 | 2-Good | 2022
OXFT2170 | WINDRUSH HOUSE-WITNEY | UCR-URGENT COMMUNITY RESPONSE | THERMOMETER | THERMOSCAN PRO 6000 | WELCH ALLYN | PLANNED PREVENTATIVE (REGULAR SERVICING) | 3 | 2-Good | 2021
OXFT2801 | THE FIENNES CENTRE | CTS SOUTH TEAM | THERMOMETER | THERMOSCAN PRO 6000 | WELCH ALLYN | PLANNED PREVENTATIVE (REGULAR SERVICING) | 3 | 2-Good | 2021
OXFT2802 | THE FIENNES CENTRE | CTS SOUTH TEAM | THERMOMETER | THERMOSCAN PRO 6000 | WELCH ALLYN | PLANNED PREVENTATIVE (REGULAR SERVICING) | 3 | 2-Good | 2021
OXFT2818 | CHIPPING NORTON COMMUNITY HOSPITAL | DISTRICT NURSES | THERMOMETER | THERMOSCAN PRO 6000 | WELCH ALLYN | PLANNED PREVENTATIVE (REGULAR SERVICING) | 3 | 2-Good | 2021
OXFT2820 | CHIPPING NORTON COMMUNITY HOSPITAL | DISTRICT NURSES | THERMOMETER | THERMOSCAN PRO 6000 | WELCH ALLYN | PLANNED PREVENTATIVE (REGULAR SERVICING) | 3 | 2-Good | 2021
OXFT2821 | CHIPPING NORTON COMMUNITY HOSPITAL | DISTRICT NURSES | THERMOMETER | THERMOSCAN PRO 6000 | WELCH ALLYN | PLANNED PREVENTATIVE (REGULAR SERVICING) | 3 | 2-Good | 2021
OXFT2822 | CHIPPING NORTON COMMUNITY HOSPITAL | DISTRICT NURSES | THERMOMETER | THERMOSCAN PRO 6000 | WELCH ALLYN | PLANNED PREVENTATIVE (REGULAR SERVICING) | 3 | 2-Good | 2021
OXFT2809 | THE FIENNES CENTRE | CTS SOUTH TEAM | THERMOMETER | THERMOSCAN PRO 6000 | WELCH ALLYN | PLANNED PREVENTATIVE (REGULAR SERVICING) | 3 | 2-Good | 2021
OXFT2810 | THE FIENNES CENTRE | CTS SOUTH TEAM | THERMOMETER | THERMOSCAN PRO 6000 | WELCH ALLYN | PLANNED PREVENTATIVE (REGULAR SERVICING) | 3 | 2-Good | 2021
OXFT2826 | CHIPPING NORTON COMMUNITY HOSPITAL | DISTRICT NURSES | THERMOMETER | THERMOSCAN PRO 6000 | WELCH ALLYN | PLANNED PREVENTATIVE (REGULAR SERVICING) | 3 | 2-Good | 2021
OXFT2827 | CHIPPING NORTON COMMUNITY HOSPITAL | DISTRICT NURSES | THERMOMETER | THERMOSCAN PRO 6000 | WELCH ALLYN | PLANNED PREVENTATIVE (REGULAR SERVICING) | 3 | 2-Good | 2021
OXFT2829 | CHIPPING NORTON COMMUNITY HOSPITAL | DISTRICT NURSES | THERMOMETER | THERMOSCAN PRO 6000 | WELCH ALLYN | PLANNED PREVENTATIVE (REGULAR SERVICING) | 3 | 2-Good | 2021
OXFT2830 | CHIPPING NORTON COMMUNITY HOSPITAL | DISTRICT NURSES | THERMOMETER | THERMOSCAN PRO 6000 | WELCH ALLYN | PLANNED PREVENTATIVE (REGULAR SERVICING) | 3 | 2-Good | 2021
OXFT2815 | CHIPPING NORTON COMMUNITY HOSPITAL | DISTRICT NURSES | THERMOMETER | THERMOSCAN PRO 6000 | WELCH ALLYN | PLANNED PREVENTATIVE (REGULAR SERVICING) | 3 | 2-Good | 2021
OXFT2817 | CHIPPING NORTON COMMUNITY HOSPITAL | DISTRICT NURSES | THERMOMETER | THERMOSCAN PRO 6000 | WELCH ALLYN | PLANNED PREVENTATIVE (REGULAR SERVICING) | 3 | 2-Good | 2021
OXFT2840 | LITTLEMORE MENTAL HEALTH CENTRE | ASHURST WARD | THERMOMETER | THERMOSCAN PRO 6000 | WELCH ALLYN | PLANNED PREVENTATIVE (REGULAR SERVICING) | 3 | 2-Good | 2022
OXFT2841 | LITTLEMORE MENTAL HEALTH CENTRE | ASHURST WARD | THERMOMETER | THERMOSCAN PRO 6000 | WELCH ALLYN | PLANNED PREVENTATIVE (REGULAR SERVICING) | 3 | 2-Good | 2022
OXFT2842 | LITTLEMORE MENTAL HEALTH CENTRE | PHOENIX WARD | THERMOMETER | THERMOSCAN PRO 6000 | WELCH ALLYN | PLANNED PREVENTATIVE (REGULAR SERVICING) | 3 | 2-Good | 2021
OXFT2843 | LITTLEMORE MENTAL HEALTH CENTRE | PHOENIX WARD | THERMOMETER | THERMOSCAN PRO 6000 | WELCH ALLYN | PLANNED PREVENTATIVE (REGULAR SERVICING) | 3 | 2-Good | 2022
OXFT2823 | CHIPPING NORTON COMMUNITY HOSPITAL | DISTRICT NURSES | THERMOMETER | THERMOSCAN PRO 6000 | WELCH ALLYN | PLANNED PREVENTATIVE (REGULAR SERVICING) | 3 | 2-Good | 2021
OXFT2824 | THE FIENNES CENTRE | DISTRICT NURSES | THERMOMETER | THERMOSCAN PRO 6000 | WELCH ALLYN | PLANNED PREVENTATIVE (REGULAR SERVICING) | 3 | 2-Good | 2021
OHFT46769 | ABINGDON COMMUNITY HOSPITAL | DISTRICT NURSES | THERMOMETER | THERMOSCAN PRO 6000 | WELCH ALLYN | PLANNED PREVENTATIVE (REGULAR SERVICING) | 4 | 2-Good | 2021
OHFT46774 | ABINGDON COMMUNITY HOSPITAL | DISTRICT NURSES | THERMOMETER | THERMOSCAN PRO 6000 | WELCH ALLYN | PLANNED PREVENTATIVE (REGULAR SERVICING) | 4 | 2-Good | 2021
OXFT1406 | FARINGDON MEDICAL CENTRE | DISTRICT NURSES-FARINGDON & SHRIVENHAM | THERMOMETER | THERMOSCAN PRO 6000 | WELCH ALLYN | PLANNED PREVENTATIVE (REGULAR SERVICING) | 4 | 2-Good | 2021
OHFT46778 | ABINGDON COMMUNITY HOSPITAL | DISTRICT NURSES | THERMOMETER | THERMOSCAN PRO 6000 | WELCH ALLYN | PLANNED PREVENTATIVE (REGULAR SERVICING) | 4 | 2-Good | 2021
OXFT2831 | CHIPPING NORTON COMMUNITY HOSPITAL | DISTRICT NURSES | THERMOMETER | THERMOSCAN PRO 6000 | WELCH ALLYN | PLANNED PREVENTATIVE (REGULAR SERVICING) | 3 | 2-Good | 2021
OXFT2832 | CHIPPING NORTON COMMUNITY HOSPITAL | DISTRICT NURSES | THERMOMETER | THERMOSCAN PRO 6000 | WELCH ALLYN | PLANNED PREVENTATIVE (REGULAR SERVICING) | 3 | 2-Good | 2021
OXFT2873 | FARINGDON MEDICAL CENTRE | DISTRICT NURSES-FARINGDON & SHRIVENHAM | THERMOMETER | THERMOSCAN PRO 6000 | WELCH ALLYN | PLANNED PREVENTATIVE (REGULAR SERVICING) | 3 | 2-Good | 2021
OXFT2874 | FARINGDON MEDICAL CENTRE | DISTRICT NURSES-FARINGDON & SHRIVENHAM | THERMOMETER | THERMOSCAN PRO 6000 | WELCH ALLYN | PLANNED PREVENTATIVE (REGULAR SERVICING) | 3 | 2-Good | 2021
OXFT2875 | WARNEFORD HOSPITAL | WINTLE WARD | THERMOMETER | THERMOSCAN PRO 6000 | WELCH ALLYN | PLANNED PREVENTATIVE (REGULAR SERVICING) | 3 | 2-Good | 2021
OXFT2876 | WARNEFORD HOSPITAL | VAUGHAN THOMAS WARD | THERMOMETER | THERMOSCAN PRO 6000 | WELCH ALLYN | PLANNED PREVENTATIVE (REGULAR SERVICING) | 3 | 2-Good | 2021
OXFT2844 | TOWNLANDS COMMUNITY HOSPITAL | RAPID ACCESS CARE UNIT (RACU) | THERMOMETER | THERMOSCAN PRO 6000 | WELCH ALLYN | PLANNED PREVENTATIVE (REGULAR SERVICING) | 3 | 2-Good | 2022
OXFT2845 | ABINGDON COMMUNITY HOSPITAL | HOSPITAL AT HOME | THERMOMETER | THERMOSCAN PRO 6000 | WELCH ALLYN | PLANNED PREVENTATIVE (REGULAR SERVICING) | 3 | 2-Good | 2022
OXFT2879 | WALLINGFORD COMMUNITY HOSPITAL | DISTRICT NURSES | THERMOMETER | THERMOSCAN PRO 6000 | WELCH ALLYN | PLANNED PREVENTATIVE (REGULAR SERVICING) | 3 | 2-Good | 2021
OXFT2880 | DIDCOT HEALTH CENTRE | DISTRICT NURSES | THERMOMETER | THERMOSCAN PRO 6000 | WELCH ALLYN | PLANNED PREVENTATIVE (REGULAR SERVICING) | 3 | 2-Good | 2022
OXFT2882 | DIDCOT HEALTH CENTRE | DISTRICT NURSES | THERMOMETER | THERMOSCAN PRO 6000 | WELCH ALLYN | PLANNED PREVENTATIVE (REGULAR SERVICING) | 3 | 2-Good | 2021
OXFT2883 | DIDCOT HEALTH CENTRE | DISTRICT NURSES | THERMOMETER | THERMOSCAN PRO 6000 | WELCH ALLYN | PLANNED PREVENTATIVE (REGULAR SERVICING) | 3 | 2-Good | 2021
OXFT1414 | LITTLEMORE MENTAL HEALTH CENTRE | EVENLODE WARD | THERMOMETER | THERMOSCAN PRO 6000 | WELCH ALLYN | PLANNED PREVENTATIVE (REGULAR SERVICING) | 3 | 2-Good | 2021
OXFT2872 | FARINGDON MEDICAL CENTRE | DISTRICT NURSES-FARINGDON & SHRIVENHAM | THERMOMETER | THERMOSCAN PRO 6000 | WELCH ALLYN | PLANNED PREVENTATIVE (REGULAR SERVICING) | 3 | 2-Good | 2022
OXFT2886 | DIDCOT HEALTH CENTRE | DISTRICT NURSES | THERMOMETER | THERMOSCAN PRO 6000 | WELCH ALLYN | PLANNED PREVENTATIVE (REGULAR SERVICING) | 3 | 2-Good | 2021
OXFT2892 | WITNEY COMMUNITY HOSPITAL | EMU | THERMOMETER | THERMOSCAN PRO 6000 | WELCH ALLYN | PLANNED PREVENTATIVE (REGULAR SERVICING) | 3 | 2-Good | 2021
OXFT2893 | WITNEY COMMUNITY HOSPITAL | EMU | THERMOMETER | THERMOSCAN PRO 6000 | WELCH ALLYN | PLANNED PREVENTATIVE (REGULAR SERVICING) | 3 | 2-Good | 2021
OXFT2902 | WARNEFORD HOSPITAL | ECT | THERMOMETER | THERMOSCAN PRO 6000 | WELCH ALLYN | PLANNED PREVENTATIVE (REGULAR SERVICING) | 2 | 2-Good | 2022
OXFT2877 | ABINGDON COMMUNITY HOSPITAL | DISTRICT NURSES | THERMOMETER | THERMOSCAN PRO 6000 | WELCH ALLYN | PLANNED PREVENTATIVE (REGULAR SERVICING) | 3 | 2-Good | 2021
OXFT2878 | DIDCOT HEALTH CENTRE | DISTRICT NURSES | THERMOMETER | THERMOSCAN PRO 6000 | WELCH ALLYN | PLANNED PREVENTATIVE (REGULAR SERVICING) | 3 | 2-Good | 2021
OXFT2940 | WINDRUSH HOUSE-WITNEY | COMMUNITY THERAPY SERVICES | THERMOMETER | THERMOSCAN PRO 6000 | WELCH ALLYN | PLANNED PREVENTATIVE (REGULAR SERVICING) | 2 | 2-Good | 2022
OXFT2941 | WINDRUSH HOUSE-WITNEY | COMMUNITY THERAPY SERVICES | THERMOMETER | THERMOSCAN PRO 6000 | WELCH ALLYN | PLANNED PREVENTATIVE (REGULAR SERVICING) | 2 | 2-Good | 2022
OXFT2942 | WINDRUSH HOUSE-WITNEY | COMMUNITY THERAPY SERVICES | THERMOMETER | THERMOSCAN PRO 6000 | WELCH ALLYN | PLANNED PREVENTATIVE (REGULAR SERVICING) | 2 | 2-Good | 2022
OXFT2943 | WINDRUSH HOUSE-WITNEY | DISTRICT NURSES | THERMOMETER | THERMOSCAN PRO 6000 | WELCH ALLYN | PLANNED PREVENTATIVE (REGULAR SERVICING) | 2 | 2-Good | 2022
OXFT2884 | ABINGDON COMMUNITY HOSPITAL | DISTRICT NURSES | THERMOMETER | THERMOSCAN PRO 6000 | WELCH ALLYN | PLANNED PREVENTATIVE (REGULAR SERVICING) | 3 | 2-Good | 2021
OXFT2885 | DIDCOT HEALTH CENTRE | DISTRICT NURSES | THERMOMETER | THERMOSCAN PRO 6000 | WELCH ALLYN | PLANNED PREVENTATIVE (REGULAR SERVICING) | 3 | 2-Good | 2021
OXFT1477 | WINDRUSH HOUSE-WITNEY | UCR-URGENT COMMUNITY RESPONSE | THERMOMETER | THERMOSCAN PRO 6000 | WELCH ALLYN | PLANNED PREVENTATIVE (REGULAR SERVICING) | 2 | 2-Good | 2022
OHFT47158 | EAST OXFORD HEALTH CENTRE | DISTRICT NURSES | THERMOMETER | THERMOSCAN PRO 6000 | WELCH ALLYN | PLANNED PREVENTATIVE (REGULAR SERVICING) | 4 | 2-Good | 2021
OXFT6197 | WANTAGE HEALTH CENTRE | DISTRICT NURSES | THERMOMETER | THERMOSCAN PRO 6000 | WELCH ALLYN | PLANNED PREVENTATIVE (REGULAR SERVICING) | 2 | 2-Good | 2022
OXFT6198 | ABINGDON COMMUNITY HOSPITAL | HOSPITAL AT HOME | THERMOMETER | THERMOSCAN PRO 6000 | WELCH ALLYN | PLANNED PREVENTATIVE (REGULAR SERVICING) | 2 | 2-Good | 2022
OXFT1432 | WHITELEAF CENTRE | ECT | THERMOMETER | THERMOSCAN PRO 6000 | WELCH ALLYN | PLANNED PREVENTATIVE (REGULAR SERVICING) | 5 | 3-Average | 2020
OXFT2910 | DIDCOT COMMUNITY HOSPITAL | DIDCOT WARD | THERMOMETER | THERMOSCAN PRO 6000 | WELCH ALLYN | PLANNED PREVENTATIVE (REGULAR SERVICING) | 2 | 2-Good | 2022
OXFT6202 | WITNEY COMMUNITY HOSPITAL | WENRISC WARD | THERMOMETER | THERMOSCAN PRO 6000 | WELCH ALLYN | PLANNED PREVENTATIVE (REGULAR SERVICING) | 2 | 2-Good | 2022
OXFT6204 | ORCHARD HEALTH CENTRE | COMMUNITY HEART FAILURE TEAM | THERMOMETER | THERMOSCAN PRO 6000 | WELCH ALLYN | PLANNED PREVENTATIVE (REGULAR SERVICING) | 2 | 2-Good | 2022
OXFT6205 | ORCHARD HEALTH CENTRE | COMMUNITY HEART FAILURE TEAM | THERMOMETER | THERMOSCAN PRO 6000 | WELCH ALLYN | PLANNED PREVENTATIVE (REGULAR SERVICING) | 2 | 2-Good | 2022
OXFT6206 | ORCHARD HEALTH CENTRE | COMMUNITY HEART FAILURE TEAM | THERMOMETER | THERMOSCAN PRO 6000 | WELCH ALLYN | PLANNED PREVENTATIVE (REGULAR SERVICING) | 2 | 2-Good | 2022
OXFT2944 | WINDRUSH HOUSE-WITNEY | COMMUNITY THERAPY SERVICES | THERMOMETER | THERMOSCAN PRO 6000 | WELCH ALLYN | PLANNED PREVENTATIVE (REGULAR SERVICING) | 2 | 2-Good | 2022
OXFT1453 | FULBROOK CENTRE | CITY COMMUNITY HOSPITAL | THERMOMETER | THERMOSCAN PRO 6000 | WELCH ALLYN | PLANNED PREVENTATIVE (REGULAR SERVICING) | 4 | 2-Good | 2021
OHFT46581 | JERICHO HEALTH CENTRE | DISTRICT NURSES | THERMOMETER | THERMOSCAN PRO 6000 | WELCH ALLYN | PLANNED PREVENTATIVE (REGULAR SERVICING) | 4 | 2-Good | 2021
OHFT2358 | ABINGDON COMMUNITY HOSPITAL | HOSPITAL AT HOME | THERMOMETER | THERMOSCAN PRO 6000 | WELCH ALLYN | PLANNED PREVENTATIVE (REGULAR SERVICING) | 12 | 4-Poor | 2013
OHFT46776 | ABINGDON COMMUNITY HOSPITAL | DISTRICT NURSES | THERMOMETER | THERMOSCAN PRO 6000 | WELCH ALLYN | PLANNED PREVENTATIVE (REGULAR SERVICING) | 4 | 2-Good | 2021
OHFT46777 | ABINGDON COMMUNITY HOSPITAL | DISTRICT NURSES | THERMOMETER | THERMOSCAN PRO 6000 | WELCH ALLYN | PLANNED PREVENTATIVE (REGULAR SERVICING) | 4 | 2-Good | 2021
OXFT6200 | WITNEY COMMUNITY HOSPITAL | WENRISC WARD | THERMOMETER | THERMOSCAN PRO 6000 | WELCH ALLYN | PLANNED PREVENTATIVE (REGULAR SERVICING) | 2 | 2-Good | 2022
OXFT6201 | WITNEY COMMUNITY HOSPITAL | WENRISC WARD | THERMOMETER | THERMOSCAN PRO 6000 | WELCH ALLYN | PLANNED PREVENTATIVE (REGULAR SERVICING) | 2 | 2-Good | 2022
OXFT1020 | WITNEY COMMUNITY HOSPITAL | WENRISC WARD | THERMOMETER | THERMOSCAN PRO 6000 | WELCH ALLYN | PLANNED PREVENTATIVE (REGULAR SERVICING) | 3 | 2-Good | 2022
OXFT1036 | LITTLEMORE MENTAL HEALTH CENTRE | KENNET WARD | THERMOMETER | THERMOSCAN PRO 6000 | WELCH ALLYN | PLANNED PREVENTATIVE (REGULAR SERVICING) | 2 | 2-Good | 2022
OXFT1037 | LITTLEMORE MENTAL HEALTH CENTRE | KENNET WARD | THERMOMETER | THERMOSCAN PRO 6000 | WELCH ALLYN | PLANNED PREVENTATIVE (REGULAR SERVICING) | 2 | 2-Good | 2022
OXFT1038 | LITTLEMORE MENTAL HEALTH CENTRE | KENNET WARD | THERMOMETER | THERMOSCAN PRO 6000 | WELCH ALLYN | PLANNED PREVENTATIVE (REGULAR SERVICING) | 2 | 2-Good | 2022
OXFT1595 | WINDRUSH HOUSE-WITNEY | FALLS PREVENTION SERVICE | THERMOMETER | THERMOSCAN PRO 6000 | WELCH ALLYN | PLANNED PREVENTATIVE (REGULAR SERVICING) | 2 | 2-Good | 2022
OHFT46582 | JERICHO HEALTH CENTRE | DISTRICT NURSES | THERMOMETER | THERMOSCAN PRO 6000 | WELCH ALLYN | PLANNED PREVENTATIVE (REGULAR SERVICING) | 4 | 2-Good | 2021
OXFT0096 | ABINGDON COMMUNITY HOSPITAL | HOSPITAL AT HOME | THERMOMETER | THERMOSCAN PRO 6000 | WELCH ALLYN | PLANNED PREVENTATIVE (REGULAR SERVICING) | 1 | 2-Good | 2021
OXFT1103 | FULBROOK CENTRE | SANDFORD WARD | THERMOMETER | THERMOSCAN PRO 6000 | WELCH ALLYN | PLANNED PREVENTATIVE (REGULAR SERVICING) | 3 | 2-Good | 2022
OXFT3524 | WARNEFORD HOSPITAL | CLINICAL RESEARCH | THERMOMETER | THERMOSCAN PRO 6000 | WELCH ALLYN | PLANNED PREVENTATIVE (REGULAR SERVICING) | 1 | 2-Good | 2022
OXFT3525 | WHITELEAF CENTRE | ECT | THERMOMETER | THERMOSCAN PRO 6000 | WELCH ALLYN | PLANNED PREVENTATIVE (REGULAR SERVICING) | 1 | 2-Good | 2022
OHFT164474 | ABINGDON COMMUNITY HOSPITAL | COMMUNITY THERAPY SERVICES | THERMOMETER | THERMOSCAN PRO 6000 | WELCH ALLYN | PLANNED PREVENTATIVE (REGULAR SERVICING) | 3 | 2-Good
OXFT1740 | WANTAGE HEALTH CENTRE | DISTRICT NURSES | THERMOMETER | THERMOSCAN PRO 6000 | WELCH ALLYN | PLANNED PREVENTATIVE (REGULAR SERVICING) | 4 | 2-Good | 2021
OXFT3664 | MARLBOROUGH HOUSE-MILTON KEYNES | WATLING WARD | THERMOMETER | THERMOSCAN PRO 6000 | WELCH ALLYN | PLANNED PREVENTATIVE (REGULAR SERVICING) | 1 | 2-Good | 2023
OXFT2167 | WINDRUSH HOUSE-WITNEY | UCR-URGENT COMMUNITY RESPONSE | THERMOMETER | THERMOSCAN PRO 6000 | WELCH ALLYN | PLANNED PREVENTATIVE (REGULAR SERVICING) | 4 | 2-Good | 2021
OXFT1191 | THE LEYS HEALTH CENTRE | DISTRICT NURSES | THERMOMETER | THERMOSCAN PRO 6000 | WELCH ALLYN | PLANNED PREVENTATIVE (REGULAR SERVICING) | 4 | 2-Good | 2021
OHFT46802 | LUTHER STREET MEDICAL CENTRE | TREATMENT ROOM | THERMOMETER | THERMOSCAN PRO 6000 | WELCH ALLYN | PLANNED PREVENTATIVE (REGULAR SERVICING) | 4 | 2-Good | 2021
OXFT1039 | LITTLEMORE MENTAL HEALTH CENTRE | KENNET WARD | THERMOMETER | THERMOSCAN PRO 6000 | WELCH ALLYN | PLANNED PREVENTATIVE (REGULAR SERVICING) | 2 | 2-Good | 2021
OHFT46766 | JERICHO HEALTH CENTRE | DISTRICT NURSES | THERMOMETER | THERMOSCAN PRO 6000 | WELCH ALLYN | PLANNED PREVENTATIVE (REGULAR SERVICING) | 2 | 2-Good
OXFT4278 | TOWNLANDS COMMUNITY HOSPITAL | RAPID ACCESS CARE UNIT (RACU) | THERMOMETER | THERMOSCAN PRO 6000 | WELCH ALLYN | PLANNED PREVENTATIVE (REGULAR SERVICING) | 1 | 2-Good | 2023
OXFT4291 | DIDCOT HEALTH CENTRE | DISTRICT NURSES | THERMOMETER | THERMOSCAN PRO 6000 | WELCH ALLYN | PLANNED PREVENTATIVE (REGULAR SERVICING) | 1 | 2-Good | 2022
OXFT4292 | DIDCOT HEALTH CENTRE | DISTRICT NURSES | THERMOMETER | THERMOSCAN PRO 6000 | WELCH ALLYN | PLANNED PREVENTATIVE (REGULAR SERVICING) | 1 | 2-Good | 2022
OXFT4293 | DIDCOT HEALTH CENTRE | DISTRICT NURSES | THERMOMETER | THERMOSCAN PRO 6000 | WELCH ALLYN | PLANNED PREVENTATIVE (REGULAR SERVICING) | 1 | 2-Good | 2022
OXFT0132 | WARNEFORD HOSPITAL | HIGHFIELD UNIT | THERMOMETER | THERMOSCAN PRO 6000 | WELCH ALLYN | PLANNED PREVENTATIVE (REGULAR SERVICING) | 1 | 2-Good | 2022
OHFT46772 | ABINGDON COMMUNITY HOSPITAL | DISTRICT NURSES | THERMOMETER | THERMOSCAN PRO 6000 | WELCH ALLYN | PLANNED PREVENTATIVE (REGULAR SERVICING) | 4 | 2-Good | 2021
OXFT4318 | FARINGDON MEDICAL CENTRE | DISTRICT NURSES | THERMOMETER | THERMOSCAN PRO 6000 | WELCH ALLYN | PLANNED PREVENTATIVE (REGULAR SERVICING) | 1 | 2-Good | 2021
OXFT4317 | DIDCOT HEALTH CENTRE | DISTRICT NURSES | THERMOMETER | THERMOSCAN PRO 6000 | WELCH ALLYN | PLANNED PREVENTATIVE (REGULAR SERVICING) | 1 | 2-Good | 2022
OXFT4316 | BROADSHIRES HEALTH CENTRE | DISTRICT NURSES | THERMOMETER | THERMOSCAN PRO 6000 | WELCH ALLYN | PLANNED PREVENTATIVE (REGULAR SERVICING) | 1 | 2-Good | 2021
OXFT4315 | DIDCOT HEALTH CENTRE | DISTRICT NURSES | THERMOMETER | THERMOSCAN PRO 6000 | WELCH ALLYN | PLANNED PREVENTATIVE (REGULAR SERVICING) | 1 | 2-Good | 2023
OXFT4264 | AMERSHAM HEALTH CENTRE | CMHT | THERMOMETER | THERMOSCAN PRO 6000 | WELCH ALLYN | PLANNED PREVENTATIVE (REGULAR SERVICING) | 1 | 2-Good | 2023
OXFT4265 | AMERSHAM HEALTH CENTRE | CMHT | THERMOMETER | THERMOSCAN PRO 6000 | WELCH ALLYN | PLANNED PREVENTATIVE (REGULAR SERVICING) | 1 | 2-Good | 2023
OXFT4326 | WANTAGE HEALTH CENTRE | DISTRICT NURSES | THERMOMETER | THERMOSCAN PRO 6000 | WELCH ALLYN | PLANNED PREVENTATIVE (REGULAR SERVICING) | 1 | 2-Good | 2023
OXFT4325 | WANTAGE HEALTH CENTRE | DISTRICT NURSES | THERMOMETER | THERMOSCAN PRO 6000 | WELCH ALLYN | PLANNED PREVENTATIVE (REGULAR SERVICING) | 1 | 2-Good | 2022
OXFT4324 | FARINGDON MEDICAL CENTRE | DISTRICT NURSES | THERMOMETER | THERMOSCAN PRO 6000 | WELCH ALLYN | PLANNED PREVENTATIVE (REGULAR SERVICING) | 1 | 2-Good | 2023
OXFT4323 | DIDCOT HEALTH CENTRE | DISTRICT NURSES | THERMOMETER | THERMOSCAN PRO 6000 | WELCH ALLYN | PLANNED PREVENTATIVE (REGULAR SERVICING) | 1 | 2-Good | 2021
OXFT4320 | DIDCOT HEALTH CENTRE | DISTRICT NURSES | THERMOMETER | THERMOSCAN PRO 6000 | WELCH ALLYN | PLANNED PREVENTATIVE (REGULAR SERVICING) | 1 | 2-Good | 2023
OXFT4319 | DIDCOT HEALTH CENTRE | DISTRICT NURSES | THERMOMETER | THERMOSCAN PRO 6000 | WELCH ALLYN | PLANNED PREVENTATIVE (REGULAR SERVICING) | 1 | 2-Good | 2022
OHFT45401 | WANTAGE HEALTH CENTRE | DISTRICT NURSES | THERMOMETER | THERMOSCAN PRO 6000 | WELCH ALLYN | PLANNED PREVENTATIVE (REGULAR SERVICING) | 8 | 4-Poor | 2017
OXFT3753 | WITNEY COMMUNITY HOSPITAL | EMU | THERMOMETER | THERMOSCAN PRO 6000 | WELCH ALLYN | PLANNED PREVENTATIVE (REGULAR SERVICING) | 1 | 2-Good | 2023
OXFT4525 | ABINGDON COMMUNITY HOSPITAL | MINOR INJURIES UNIT | THERMOMETER | THERMOSCAN PRO 6000 | WELCH ALLYN | PLANNED PREVENTATIVE (REGULAR SERVICING) | 4 | 2-Good | 2021
OXFT4559 | LITTLEMORE MENTAL HEALTH CENTRE | WENRIC HOUSE | THERMOMETER | THERMOSCAN PRO 6000 | WELCH ALLYN | PLANNED PREVENTATIVE (REGULAR SERVICING) | 4 | 2-Good | 2021
OXFT4328 | DIDCOT HEALTH CENTRE | DISTRICT NURSES | THERMOMETER | THERMOSCAN PRO 6000 | WELCH ALLYN | PLANNED PREVENTATIVE (REGULAR SERVICING) | 1 | 2-Good | 2023
OXFT4327 | WANTAGE HEALTH CENTRE | DISTRICT NURSES | THERMOMETER | THERMOSCAN PRO 6000 | WELCH ALLYN | PLANNED PREVENTATIVE (REGULAR SERVICING) | 1 | 2-Good | 2023
OHFT46764 | FARINGDON MEDICAL CENTRE | DISTRICT NURSES | THERMOMETER | THERMOSCAN PRO 6000 | WELCH ALLYN | PLANNED PREVENTATIVE (REGULAR SERVICING) | 4 | 2-Good | 2021
OXFT4777 | ABINGDON COMMUNITY HOSPITAL | DISTRICT NURSES | THERMOMETER | THERMOSCAN PRO 6000 | WELCH ALLYN | PLANNED PREVENTATIVE (REGULAR SERVICING) | 4 | 2-Good | 2021
OXFT5243 | WITNEY COMMUNITY HOSPITAL | EMU | THERMOMETER | THERMOSCAN PRO 6000 | WELCH ALLYN | PLANNED PREVENTATIVE (REGULAR SERVICING) | 0 | 1-Excellent | 2024
OXFT5244 | WITNEY COMMUNITY HOSPITAL | EMU | THERMOMETER | THERMOSCAN PRO 6000 | WELCH ALLYN | PLANNED PREVENTATIVE (REGULAR SERVICING) | 0 | 1-Excellent | 2024
OXFT4322 | WANTAGE HEALTH CENTRE | DISTRICT NURSES | THERMOMETER | THERMOSCAN PRO 6000 | WELCH ALLYN | PLANNED PREVENTATIVE (REGULAR SERVICING) | 1 | 2-Good | 2023
OXFT4321 | DIDCOT HEALTH CENTRE | DISTRICT NURSES | THERMOMETER | THERMOSCAN PRO 6000 | WELCH ALLYN | PLANNED PREVENTATIVE (REGULAR SERVICING) | 1 | 2-Good | 2023
OXFT5245 | WITNEY COMMUNITY HOSPITAL | EMU | THERMOMETER | THERMOSCAN PRO 6000 | WELCH ALLYN | PLANNED PREVENTATIVE (REGULAR SERVICING) | 0 | 1-Excellent | 2024
OXFT4835 | THE FIENNES CENTRE | OUT OF HOURS CLINIC | THERMOMETER | THERMOSCAN PRO 6000 | WELCH ALLYN | PLANNED PREVENTATIVE (REGULAR SERVICING) | 4 | 2-Good | 2021
OXFT3930 | MURRAY HOUSE | JERICHO-DISTRICT NURSES | THERMOMETER | THERMOSCAN PRO 6000 | WELCH ALLYN | PLANNED PREVENTATIVE (REGULAR SERVICING) | 4 | 2-Good | 2021
OXFT4846 | WALLINGFORD COMMUNITY HOSPITAL | ST LEONARDS WARD | THERMOMETER | THERMOSCAN PRO 6000 | WELCH ALLYN | Fully Comprehensive includes any repair costs | 4 | 2-Good | 2021
OHFT4592 | WITNEY COMMUNITY HOSPITAL | MINOR INJURIES UNIT | THERMOMETER | THERMOSCAN PRO 6000 | WELCH ALLYN | PLANNED PREVENTATIVE (REGULAR SERVICING) | 4 | 2-Good | 2021
OHFT41586 | BLACKBIRD LEYS CENTRE | RESPIRATORY | THERMOMETER | THERMOSCAN PRO 6000 | WELCH ALLYN | PLANNED PREVENTATIVE (REGULAR SERVICING) | 10 | 4-Poor | 2015
OHFT45463 | ABINGDON COMMUNITY HOSPITAL | HOSPITAL AT HOME | THERMOMETER | THERMOSCAN PRO 6000 | WELCH ALLYN | PLANNED PREVENTATIVE (REGULAR SERVICING) | 3 | 3-Average
OHFT164263 | ABINGDON COMMUNITY HOSPITAL | HOSPITAL AT HOME | THERMOMETER | THERMOSCAN PRO 6000 | WELCH ALLYN | PLANNED PREVENTATIVE (REGULAR SERVICING) | 3 | 3-Average
OHFT164264 | ABINGDON COMMUNITY HOSPITAL | HOSPITAL AT HOME | THERMOMETER | THERMOSCAN PRO 6000 | WELCH ALLYN | PLANNED PREVENTATIVE (REGULAR SERVICING) | 4 | 2-Good | 2021
OHFT46241 | ABINGDON COMMUNITY HOSPITAL | DISTRICT NURSES | THERMOMETER | THERMOSCAN PRO 6000 | WELCH ALLYN | PLANNED PREVENTATIVE (REGULAR SERVICING) | 4 | 2-Good | 2021
OHFT46452 | WANTAGE HEALTH CENTRE | DISTRICT NURSES | THERMOMETER | THERMOSCAN PRO 6000 | WELCH ALLYN | PLANNED PREVENTATIVE (REGULAR SERVICING) | 4 | 2-Good | 2021
OHFT46460 | BICESTER COMMUNITY HOSPITAL | FIRST AID UNIT | THERMOMETER | THERMOSCAN PRO 6000 | WELCH ALLYN | PLANNED PREVENTATIVE (REGULAR SERVICING) | 4 | 2-Good | 2021
OXFT6114 | TOWNLANDS COMMUNITY HOSPITAL | DISTRICT NURSES | THERMOMETER | THERMOSCAN PRO 6000 | WELCH ALLYN | PLANNED PREVENTATIVE (REGULAR SERVICING) | 2 | 2-Good | 2021
OXFT6115 | WALLINGFORD COMMUNITY HOSPITAL | DISTRICT NURSES | THERMOMETER | THERMOSCAN PRO 6000 | WELCH ALLYN | PLANNED PREVENTATIVE (REGULAR SERVICING) | 2 | 2-Good | 2021
OXFT6116 | WALLINGFORD COMMUNITY HOSPITAL | DISTRICT NURSES | THERMOMETER | THERMOSCAN PRO 6000 | WELCH ALLYN | PLANNED PREVENTATIVE (REGULAR SERVICING) | 2 | 2-Good | 2021
OHFT47059 | BICESTER COMMUNITY HOSPITAL | FIRST AID UNIT | THERMOMETER | FR100 | MICROLIFE HEALTH | ASSET ONLY NO SERVICING REQUIRED | 3 | 3-Average
OHFT43854 | BICESTER COMMUNITY HOSPITAL | FIRST AID UNIT | THERMOMETER | GENIUS 2 | COVIDIEN | PLANNED PREVENTATIVE (REGULAR SERVICING) | 8 | 4-Poor | 2017
OXFT1172 | WARNEFORD HOSPITAL | CLINICAL RESEARCH | THERMOMETER | GENIUS 2 | COVIDIEN | PLANNED PREVENTATIVE (REGULAR SERVICING) | 13 | 4-Poor | 2012
OXFT6121 | WALLINGFORD COMMUNITY HOSPITAL | DISTRICT NURSES | THERMOMETER | THERMOSCAN PRO 6000 | WELCH ALLYN | PLANNED PREVENTATIVE (REGULAR SERVICING) | 2 | 2-Good | 2021
OXFT6122 | WALLINGFORD COMMUNITY HOSPITAL | DISTRICT NURSES | THERMOMETER | THERMOSCAN PRO 6000 | WELCH ALLYN | PLANNED PREVENTATIVE (REGULAR SERVICING) | 2 | 2-Good | 2022
OXFT6123 | TOWNLANDS COMMUNITY HOSPITAL | DISTRICT NURSES | THERMOMETER | THERMOSCAN PRO 6000 | WELCH ALLYN | PLANNED PREVENTATIVE (REGULAR SERVICING) | 2 | 2-Good | 2021
OXFT6108 | TOWNLANDS COMMUNITY HOSPITAL | DISTRICT NURSES | THERMOMETER | THERMOSCAN PRO 6000 | WELCH ALLYN | PLANNED PREVENTATIVE (REGULAR SERVICING) | 2 | 2-Good | 2021
OXFT6111 | WANTAGE HEALTH CENTRE | DISTRICT NURSES | THERMOMETER | THERMOSCAN PRO 6000 | WELCH ALLYN | PLANNED PREVENTATIVE (REGULAR SERVICING) | 2 | 2-Good | 2021
OXFT6112 | FARINGDON MEDICAL CENTRE | DISTRICT NURSES | THERMOMETER | THERMOSCAN PRO 6000 | WELCH ALLYN | PLANNED PREVENTATIVE (REGULAR SERVICING) | 2 | 2-Good | 2021
OXFT6127 | WALLINGFORD COMMUNITY HOSPITAL | DISTRICT NURSES | THERMOMETER | THERMOSCAN PRO 6000 | WELCH ALLYN | PLANNED PREVENTATIVE (REGULAR SERVICING) | 2 | 2-Good | 2022
OXFT6161 | FULBROOK CENTRE | CITY COMMUNITY HOSPITAL | THERMOMETER | THERMOSCAN PRO 6000 | WELCH ALLYN | PLANNED PREVENTATIVE (REGULAR SERVICING) | 2 | 2-Good | 2018
OXFT6162 | FULBROOK CENTRE | CITY COMMUNITY HOSPITAL | THERMOMETER | THERMOSCAN PRO 6000 | WELCH ALLYN | PLANNED PREVENTATIVE (REGULAR SERVICING) | 2 | 2-Good | 2021
OXFT6117 | WALLINGFORD COMMUNITY HOSPITAL | DISTRICT NURSES | THERMOMETER | THERMOSCAN PRO 6000 | WELCH ALLYN | PLANNED PREVENTATIVE (REGULAR SERVICING) | 2 | 2-Good | 2021
OXFT6118 | WALLINGFORD COMMUNITY HOSPITAL | DISTRICT NURSES | THERMOMETER | THERMOSCAN PRO 6000 | WELCH ALLYN | PLANNED PREVENTATIVE (REGULAR SERVICING) | 2 | 2-Good | 2021
OXFT6120 | WALLINGFORD COMMUNITY HOSPITAL | DISTRICT NURSES | THERMOMETER | THERMOSCAN PRO 6000 | WELCH ALLYN | PLANNED PREVENTATIVE (REGULAR SERVICING) | 2 | 2-Good | 2021
OXFT6169 | WINDRUSH HOUSE-WITNEY | FALLS PREVENTION SERVICE | THERMOMETER | THERMOSCAN PRO 6000 | WELCH ALLYN | PLANNED PREVENTATIVE (REGULAR SERVICING) | 2 | 2-Good | 2021
OXFT6223 | WARNEFORD HOSPITAL | WINTLE WARD | THERMOMETER | THERMOSCAN PRO 6000 | WELCH ALLYN | PLANNED PREVENTATIVE (REGULAR SERVICING) | 2 | 2-Good | 2022
OXFT6224 | WARNEFORD HOSPITAL | CLINICAL RESEARCH | THERMOMETER | THERMOSCAN PRO 6000 | WELCH ALLYN | PLANNED PREVENTATIVE (REGULAR SERVICING) | 2 | 2-Good | 2022
OXFT6124 | TOWNLANDS COMMUNITY HOSPITAL | DISTRICT NURSES | THERMOMETER | THERMOSCAN PRO 6000 | WELCH ALLYN | PLANNED PREVENTATIVE (REGULAR SERVICING) | 2 | 2-Good | 2021
OXFT6125 | WALLINGFORD COMMUNITY HOSPITAL | DISTRICT NURSES | THERMOMETER | THERMOSCAN PRO 6000 | WELCH ALLYN | PLANNED PREVENTATIVE (REGULAR SERVICING) | 2 | 2-Good | 2021
OXFT6126 | WALLINGFORD COMMUNITY HOSPITAL | DISTRICT NURSES | THERMOMETER | THERMOSCAN PRO 6000 | WELCH ALLYN | PLANNED PREVENTATIVE (REGULAR SERVICING) | 2 | 2-Good | 2021
OXFT3266 | WHITELEAF CENTRE | OPAL WARD | THERMOMETER | THERMOSCAN PRO 6000 | WELCH ALLYN | PLANNED PREVENTATIVE (REGULAR SERVICING) | 2 | 2-Good | 2022
OXFT3288 | WHITELEAF CENTRE | PERINATAL CLINIC | THERMOMETER | THERMOSCAN PRO 6000 | WELCH ALLYN | PLANNED PREVENTATIVE (REGULAR SERVICING) | 2 | 2-Good | 2022
OXFT3290 | WARNEFORD HOSPITAL | HIGHFIELD UNIT | THERMOMETER | THERMOSCAN PRO 6000 | WELCH ALLYN | PLANNED PREVENTATIVE (REGULAR SERVICING) | 2 | 2-Good | 2022
OXFT6164 | FULBROOK CENTRE | CITY COMMUNITY HOSPITAL | THERMOMETER | THERMOSCAN PRO 6000 | WELCH ALLYN | PLANNED PREVENTATIVE (REGULAR SERVICING) | 2 | 2-Good | 2016
OXFT6165 | WINDRUSH HOUSE-WITNEY | UCR-URGENT COMMUNITY RESPONSE | THERMOMETER | THERMOSCAN PRO 6000 | WELCH ALLYN | PLANNED PREVENTATIVE (REGULAR SERVICING) | 2 | 2-Good | 2021
OXFT6168 | WINDRUSH HOUSE-WITNEY | UCR-URGENT COMMUNITY RESPONSE | THERMOMETER | THERMOSCAN PRO 6000 | WELCH ALLYN | PLANNED PREVENTATIVE (REGULAR SERVICING) | 2 | 2-Good | 2021
OXFT1675 | ABINGDON COMMUNITY HOSPITAL | HOSPITAL AT HOME | THERMOMETER | THERMOSCAN PRO 6000 | WELCH ALLYN | PLANNED PREVENTATIVE (REGULAR SERVICING) | 4 | 2-Good | 2021
OXFT1676 | ABINGDON COMMUNITY HOSPITAL | HOSPITAL AT HOME | THERMOMETER | THERMOSCAN PRO 6000 | WELCH ALLYN | PLANNED PREVENTATIVE (REGULAR SERVICING) | 3 | 2-Good
OXFT3413 | BLACKBIRD LEYS CENTRE | RESPIRATORY | THERMOMETER | THERMOSCAN PRO 6000 | WELCH ALLYN | PLANNED PREVENTATIVE (REGULAR SERVICING) | 2 | 2-Good | 2022
OXFT6225 | DIDCOT COMMUNITY HOSPITAL | DIDCOT WARD | THERMOMETER | THERMOSCAN PRO 6000 | WELCH ALLYN | PLANNED PREVENTATIVE (REGULAR SERVICING) | 2 | 2-Good | 2022
OXFT3264 | ABINGDON COMMUNITY HOSPITAL | HOSPITAL AT HOME | THERMOMETER | THERMOSCAN PRO 6000 | WELCH ALLYN | PLANNED PREVENTATIVE (REGULAR SERVICING) | 2 | 2-Good | 2021
OXFT3265 | WHITELEAF CENTRE | OPAL WARD | THERMOMETER | THERMOSCAN PRO 6000 | WELCH ALLYN | PLANNED PREVENTATIVE (REGULAR SERVICING) | 2 | 2-Good | 2022
OXFT3417 | BLACKBIRD LEYS CENTRE | RESPIRATORY | THERMOMETER | THERMOSCAN PRO 6000 | WELCH ALLYN | PLANNED PREVENTATIVE (REGULAR SERVICING) | 2 | 2-Good | 2022
OXFT3418 | BLACKBIRD LEYS CENTRE | RESPIRATORY | THERMOMETER | THERMOSCAN PRO 6000 | WELCH ALLYN | PLANNED PREVENTATIVE (REGULAR SERVICING) | 2 | 2-Good | 2022
OXFT3430 | DIDCOT COMMUNITY HOSPITAL | DIDCOT WARD | THERMOMETER | THERMOSCAN PRO 6000 | WELCH ALLYN | PLANNED PREVENTATIVE (REGULAR SERVICING) | 2 | 2-Good | 2022
OXFT3289 | WHITELEAF CENTRE | PERINATAL CLINIC | THERMOMETER | THERMOSCAN PRO 6000 | WELCH ALLYN | PLANNED PREVENTATIVE (REGULAR SERVICING) | 2 | 2-Good | 2021
OHFT43540 | ABINGDON COMMUNITY HOSPITAL | HOSPITAL AT HOME | THERMOMETER | THERMOSCAN PRO 6000 | WELCH ALLYN | PLANNED PREVENTATIVE (REGULAR SERVICING) | 9 | 4-Poor | 2016
OHFT46805 | ABINGDON COMMUNITY HOSPITAL | HOSPITAL AT HOME | THERMOMETER | THERMOSCAN PRO 6000 | WELCH ALLYN | PLANNED PREVENTATIVE (REGULAR SERVICING) | 4 | 2-Good | 2021
OXFT3441 | TOWNLANDS COMMUNITY HOSPITAL | DISTRICT NURSES | THERMOMETER | THERMOSCAN PRO 6000 | WELCH ALLYN | PLANNED PREVENTATIVE (REGULAR SERVICING) | 2 | 2-Good | 2022
OXFT3443 | NORTHWAY COMMUNITY CENTRE | COMMUNITY CHILDRENS NURSING TEAM | THERMOMETER | THERMOSCAN PRO 6000 | WELCH ALLYN | PLANNED PREVENTATIVE (REGULAR SERVICING) | 2 | 2-Good | 2022
OXFT3444 | NORTHWAY COMMUNITY CENTRE | COMMUNITY CHILDRENS NURSING TEAM | THERMOMETER | THERMOSCAN PRO 6000 | WELCH ALLYN | PLANNED PREVENTATIVE (REGULAR SERVICING) | 2 | 2-Good | 2022
OXFT3414 | BLACKBIRD LEYS CENTRE | RESPIRATORY | THERMOMETER | THERMOSCAN PRO 6000 | WELCH ALLYN | PLANNED PREVENTATIVE (REGULAR SERVICING) | 2 | 2-Good | 2022
OXFT3415 | BLACKBIRD LEYS CENTRE | RESPIRATORY | THERMOMETER | THERMOSCAN PRO 6000 | WELCH ALLYN | PLANNED PREVENTATIVE (REGULAR SERVICING) | 2 | 2-Good | 2022
OXFT3416 | BLACKBIRD LEYS CENTRE | RESPIRATORY | THERMOMETER | THERMOSCAN PRO 6000 | WELCH ALLYN | PLANNED PREVENTATIVE (REGULAR SERVICING) | 2 | 2-Good | 2022
OXFT3482 | WANTAGE HEALTH CENTRE | DISTRICT NURSES | THERMOMETER | THERMOSCAN PRO 6000 | WELCH ALLYN | PLANNED PREVENTATIVE (REGULAR SERVICING) | 1 | 2-Good | 2023
OXFT3490 | THE FIENNES CENTRE | DISTRICT NURSES | THERMOMETER | THERMOSCAN PRO 6000 | WELCH ALLYN | PLANNED PREVENTATIVE (REGULAR SERVICING) | 1 | 2-Good | 2022
OXFT3491 | THE FIENNES CENTRE | DISTRICT NURSES | THERMOMETER | THERMOSCAN PRO 6000 | WELCH ALLYN | PLANNED PREVENTATIVE (REGULAR SERVICING) | 1 | 2-Good | 2022
OXFT3438 | FULBROOK CENTRE | CHERWELL WARD | THERMOMETER | THERMOSCAN PRO 6000 | WELCH ALLYN | PLANNED PREVENTATIVE (REGULAR SERVICING) | 2 | 2-Good | 2022
OXFT3439 | DIDCOT COMMUNITY HOSPITAL | DISTRICT NURSES | THERMOMETER | THERMOSCAN PRO 6000 | WELCH ALLYN | PLANNED PREVENTATIVE (REGULAR SERVICING) | 2 | 2-Good | 2022
OXFT3440 | WATLINGTON & CHALGROVE | DISTRICT NURSES | THERMOMETER | THERMOSCAN PRO 6000 | WELCH ALLYN | PLANNED PREVENTATIVE (REGULAR SERVICING) | 2 | 2-Good | 2017
OXFT3497 | BLACKBIRD LEYS CENTRE | RESPIRATORY | THERMOMETER | THERMOSCAN PRO 6000 | WELCH ALLYN | PLANNED PREVENTATIVE (REGULAR SERVICING) | 1 | 2-Good | 2022
OXFT3498 | BLACKBIRD LEYS CENTRE | RESPIRATORY | THERMOMETER | THERMOSCAN PRO 6000 | WELCH ALLYN | PLANNED PREVENTATIVE (REGULAR SERVICING) | 1 | 2-Good | 2022
OXFT3505 | WHITELEAF CENTRE | SAPPHIRE WARD | THERMOMETER | THERMOSCAN PRO 6000 | WELCH ALLYN | PLANNED PREVENTATIVE (REGULAR SERVICING) | 1 | 2-Good | 2023
OXFT3456 | WARNEFORD HOSPITAL | COTSWOLD HOUSE | THERMOMETER | THERMOSCAN PRO 6000 | WELCH ALLYN | PLANNED PREVENTATIVE (REGULAR SERVICING) | 2 | 2-Good | 2022
OXFT3457 | THE FIENNES CENTRE | CTS SOUTH TEAM | THERMOMETER | THERMOSCAN PRO 6000 | WELCH ALLYN | PLANNED PREVENTATIVE (REGULAR SERVICING) | 2 | 2-Good | 2022
OXFT3467 | FULBROOK CENTRE | CHERWELL WARD | THERMOMETER | THERMOSCAN PRO 6000 | WELCH ALLYN | PLANNED PREVENTATIVE (REGULAR SERVICING) | 1 | 2-Good | 2022
OXFT3552 | WITNEY COMMUNITY HOSPITAL | COMMUNITY BLADDER AND BOWEL SERVICE | THERMOMETER | THERMOSCAN PRO 6000 | WELCH ALLYN | PLANNED PREVENTATIVE (REGULAR SERVICING) | 1 | 2-Good | 2023
OXFT3553 | WITNEY COMMUNITY HOSPITAL | COMMUNITY BLADDER AND BOWEL SERVICE | THERMOMETER | THERMOSCAN PRO 6000 | WELCH ALLYN | PLANNED PREVENTATIVE (REGULAR SERVICING) | 1 | 2-Good | 2023
OXFT3554 | WITNEY COMMUNITY HOSPITAL | COMMUNITY BLADDER AND BOWEL SERVICE | THERMOMETER | THERMOSCAN PRO 6000 | WELCH ALLYN | PLANNED PREVENTATIVE (REGULAR SERVICING) | 1 | 2-Good | 2023
OXFT3492 | THE FIENNES CENTRE | DISTRICT NURSES | THERMOMETER | THERMOSCAN PRO 6000 | WELCH ALLYN | PLANNED PREVENTATIVE (REGULAR SERVICING) | 1 | 2-Good | 2022
OXFT3493 | ABINGDON COMMUNITY HOSPITAL | HOSPITAL AT HOME | THERMOMETER | THERMOSCAN PRO 6000 | WELCH ALLYN | PLANNED PREVENTATIVE (REGULAR SERVICING) | 1 | 2-Good | 2022
OXFT3496 | BLACKBIRD LEYS CENTRE | RESPIRATORY | THERMOMETER | THERMOSCAN PRO 6000 | WELCH ALLYN | PLANNED PREVENTATIVE (REGULAR SERVICING) | 1 | 2-Good | 2022
OXFT3626 | WINDRUSH HOUSE-WITNEY | CARE HOME SUPPORT SERVICE | THERMOMETER | THERMOSCAN PRO 6000 | WELCH ALLYN | PLANNED PREVENTATIVE (REGULAR SERVICING) | 2 | 2-Good | 2023
OXFT3637 | WINDRUSH HOUSE-WITNEY | CARE HOME SUPPORT SERVICE | THERMOMETER | THERMOSCAN PRO 6000 | WELCH ALLYN | PLANNED PREVENTATIVE (REGULAR SERVICING) | 2 | 2-Good | 2023
OXFT3653 | ABINGDON COMMUNITY HOSPITAL | COMMUNITY THERAPY SERVICES | THERMOMETER | THERMOSCAN PRO 6000 | WELCH ALLYN | PLANNED PREVENTATIVE (REGULAR SERVICING) | 1 | 2-Good | 2022
OXFT3506 | WHITELEAF CENTRE | SAPPHIRE WARD | THERMOMETER | THERMOSCAN PRO 6000 | WELCH ALLYN | PLANNED PREVENTATIVE (REGULAR SERVICING) | 1 | 2-Good | 2023
OXFT3516 | WINDRUSH HOUSE-WITNEY | FALLS PREVENTION SERVICE | THERMOMETER | THERMOSCAN PRO 6000 | WELCH ALLYN | PLANNED PREVENTATIVE (REGULAR SERVICING) | 1 | 2-Good | 2022
OXFT3517 | ORCHARD HEALTH CENTRE | COMMUNITY HEART FAILURE TEAM | THERMOMETER | THERMOSCAN PRO 6000 | WELCH ALLYN | PLANNED PREVENTATIVE (REGULAR SERVICING) | 1 | 2-Good | 2023
OXFT3657 | ABINGDON COMMUNITY HOSPITAL | COMMUNITY THERAPY SERVICES | THERMOMETER | THERMOSCAN PRO 6000 | WELCH ALLYN | PLANNED PREVENTATIVE (REGULAR SERVICING) | 1 | 2-Good | 2022
OXFT3658 | ABINGDON COMMUNITY HOSPITAL | COMMUNITY THERAPY SERVICES | THERMOMETER | THERMOSCAN PRO 6000 | WELCH ALLYN | PLANNED PREVENTATIVE (REGULAR SERVICING) | 1 | 2-Good | 2022
OXFT3669 | BICESTER COMMUNITY HOSPITAL | COMMUNITY THERAPY SERVICES | THERMOMETER | THERMOSCAN PRO 6000 | WELCH ALLYN | PLANNED PREVENTATIVE (REGULAR SERVICING) | 1 | 2-Good | 2022
OXFT3555 | WITNEY COMMUNITY HOSPITAL | COMMUNITY BLADDER AND BOWEL SERVICE | THERMOMETER | THERMOSCAN PRO 6000 | WELCH ALLYN | PLANNED PREVENTATIVE (REGULAR SERVICING) | 1 | 2-Good | 2023
OXFT3624 | WINDRUSH HOUSE-WITNEY | CARE HOME SUPPORT SERVICE | THERMOMETER | THERMOSCAN PRO 6000 | WELCH ALLYN | PLANNED PREVENTATIVE (REGULAR SERVICING) | 2 | 2-Good | 2023
OXFT3625 | WINDRUSH HOUSE-WITNEY | CARE HOME SUPPORT SERVICE | THERMOMETER | THERMOSCAN PRO 6000 | WELCH ALLYN | PLANNED PREVENTATIVE (REGULAR SERVICING) | 2 | 2-Good | 2023
OXFT3674 | BICESTER COMMUNITY HOSPITAL | COMMUNITY THERAPY SERVICES | THERMOMETER | THERMOSCAN PRO 6000 | WELCH ALLYN | PLANNED PREVENTATIVE (REGULAR SERVICING) | 1 | 2-Good | 2022
OXFT3675 | BICESTER COMMUNITY HOSPITAL | COMMUNITY THERAPY SERVICES | THERMOMETER | THERMOSCAN PRO 6000 | WELCH ALLYN | PLANNED PREVENTATIVE (REGULAR SERVICING) | 1 | 2-Good | 2022
OXFT3676 | BICESTER COMMUNITY HOSPITAL | COMMUNITY THERAPY SERVICES | THERMOMETER | THERMOSCAN PRO 6000 | WELCH ALLYN | PLANNED PREVENTATIVE (REGULAR SERVICING) | 1 | 2-Good | 2022
OXFT3654 | ABINGDON COMMUNITY HOSPITAL | COMMUNITY THERAPY SERVICES | THERMOMETER | THERMOSCAN PRO 6000 | WELCH ALLYN | PLANNED PREVENTATIVE (REGULAR SERVICING) | 1 | 2-Good | 2022
OXFT3655 | ABINGDON COMMUNITY HOSPITAL | COMMUNITY THERAPY SERVICES | THERMOMETER | THERMOSCAN PRO 6000 | WELCH ALLYN | PLANNED PREVENTATIVE (REGULAR SERVICING) | 1 | 2-Good | 2022
OXFT3656 | ABINGDON COMMUNITY HOSPITAL | COMMUNITY THERAPY SERVICES | THERMOMETER | THERMOSCAN PRO 6000 | WELCH ALLYN | PLANNED PREVENTATIVE (REGULAR SERVICING) | 3 | 2-Good | 2022
OXFT3680 | BICESTER COMMUNITY HOSPITAL | COMMUNITY THERAPY SERVICES | THERMOMETER | THERMOSCAN PRO 6000 | WELCH ALLYN | PLANNED PREVENTATIVE (REGULAR SERVICING) | 1 | 2-Good | 2022
OXFT3681 | BICESTER COMMUNITY HOSPITAL | COMMUNITY THERAPY SERVICES | THERMOMETER | THERMOSCAN PRO 6000 | WELCH ALLYN | PLANNED PREVENTATIVE (REGULAR SERVICING) | 1 | 2-Good | 2022
OXFT3682 | BICESTER COMMUNITY HOSPITAL | COMMUNITY THERAPY SERVICES | THERMOMETER | THERMOSCAN PRO 6000 | WELCH ALLYN | PLANNED PREVENTATIVE (REGULAR SERVICING) | 1 | 2-Good | 2022
OXFT3670 | BICESTER COMMUNITY HOSPITAL | COMMUNITY THERAPY SERVICES | THERMOMETER | THERMOSCAN PRO 6000 | WELCH ALLYN | PLANNED PREVENTATIVE (REGULAR SERVICING) | 1 | 2-Good | 2022
OXFT3671 | BICESTER COMMUNITY HOSPITAL | COMMUNITY THERAPY SERVICES | THERMOMETER | THERMOSCAN PRO 6000 | WELCH ALLYN | PLANNED PREVENTATIVE (REGULAR SERVICING) | 1 | 2-Good | 2022
OXFT3672 | BICESTER COMMUNITY HOSPITAL | COMMUNITY THERAPY SERVICES | THERMOMETER | THERMOSCAN PRO 6000 | WELCH ALLYN | PLANNED PREVENTATIVE (REGULAR SERVICING) | 1 | 2-Good | 2022
OXFT3713 | WARNEFORD HOSPITAL | CLINICAL RESEARCH | THERMOMETER | THERMOSCAN PRO 6000 | WELCH ALLYN | PLANNED PREVENTATIVE (REGULAR SERVICING) | 1 | 2-Good | 2022
OXFT3714 | WARNEFORD HOSPITAL | CLINICAL RESEARCH | THERMOMETER | THERMOSCAN PRO 6000 | WELCH ALLYN | PLANNED PREVENTATIVE (REGULAR SERVICING) | 1 | 2-Good | 2022
OXFT3715 | WARNEFORD HOSPITAL | CLINICAL RESEARCH | THERMOMETER | THERMOSCAN PRO 6000 | WELCH ALLYN | PLANNED PREVENTATIVE (REGULAR SERVICING) | 1 | 2-Good | 2022
OXFT3677 | BICESTER COMMUNITY HOSPITAL | COMMUNITY THERAPY SERVICES | THERMOMETER | THERMOSCAN PRO 6000 | WELCH ALLYN | PLANNED PREVENTATIVE (REGULAR SERVICING) | 1 | 2-Good | 2022
OXFT3678 | BICESTER COMMUNITY HOSPITAL | COMMUNITY THERAPY SERVICES | THERMOMETER | THERMOSCAN PRO 6000 | WELCH ALLYN | PLANNED PREVENTATIVE (REGULAR SERVICING) | 1 | 2-Good | 2022
OXFT3679 | BICESTER COMMUNITY HOSPITAL | COMMUNITY THERAPY SERVICES | THERMOMETER | THERMOSCAN PRO 6000 | WELCH ALLYN | PLANNED PREVENTATIVE (REGULAR SERVICING) | 1 | 2-Good | 2022
OXFT3729 | TOWNLANDS COMMUNITY HOSPITAL | DISTRICT NURSES | THERMOMETER | THERMOSCAN PRO 6000 | WELCH ALLYN | PLANNED PREVENTATIVE (REGULAR SERVICING) | 1 | 2-Good | 2023
OXFT3730 | BICESTER COMMUNITY HOSPITAL | DELEGATED HEALTHCARE NURSE TRAINERS | THERMOMETER | THERMOSCAN PRO 6000 | WELCH ALLYN | PLANNED PREVENTATIVE (REGULAR SERVICING) | 1 | 2-Good | 2022
OXFT3731 | ABINGDON COMMUNITY HOSPITAL | DELEGATED HEALTHCARE NURSE TRAINERS | THERMOMETER | THERMOSCAN PRO 6000 | WELCH ALLYN | PLANNED PREVENTATIVE (REGULAR SERVICING) | 1 | 2-Good | 2022
OXFT3683 | BICESTER COMMUNITY HOSPITAL | COMMUNITY THERAPY SERVICES | THERMOMETER | THERMOSCAN PRO 6000 | WELCH ALLYN | PLANNED PREVENTATIVE (REGULAR SERVICING) | 1 | 2-Good | 2022
OXFT3711 | WARNEFORD HOSPITAL | CLINICAL RESEARCH | THERMOMETER | THERMOSCAN PRO 6000 | WELCH ALLYN | PLANNED PREVENTATIVE (REGULAR SERVICING) | 1 | 2-Good | 2021
OXFT3712 | WARNEFORD HOSPITAL | CLINICAL RESEARCH | THERMOMETER | THERMOSCAN PRO 6000 | WELCH ALLYN | PLANNED PREVENTATIVE (REGULAR SERVICING) | 1 | 2-Good | 2022
OXFT4269 | WHITELEAF CENTRE | AORT | THERMOMETER | THERMOSCAN PRO 6000 | WELCH ALLYN | PLANNED PREVENTATIVE (REGULAR SERVICING) | 1 | 2-Good | 2023
OXFT4272 | SAFFRON HOUSE | CMHT OLDER ADULTS | THERMOMETER | THERMOSCAN PRO 6000 | WELCH ALLYN | PLANNED PREVENTATIVE (REGULAR SERVICING) | 1 | 2-Good | 2023
OXFT4274 | ABINGDON COMMUNITY HOSPITAL | DISTRICT NURSES | THERMOMETER | THERMOSCAN PRO 6000 | WELCH ALLYN | PLANNED PREVENTATIVE (REGULAR SERVICING) | 1 | 2-Good | 2023
OXFT3716 | WARNEFORD HOSPITAL | CLINICAL RESEARCH | THERMOMETER | THERMOSCAN PRO 6000 | WELCH ALLYN | PLANNED PREVENTATIVE (REGULAR SERVICING) | 1 | 2-Good | 2022
OXFT3717 | WARNEFORD HOSPITAL | CLINICAL RESEARCH | THERMOMETER | THERMOSCAN PRO 6000 | WELCH ALLYN | PLANNED PREVENTATIVE (REGULAR SERVICING) | 1 | 2-Good | 2022
OXFT3718 | WARNEFORD HOSPITAL | CLINICAL RESEARCH | THERMOMETER | THERMOSCAN PRO 6000 | WELCH ALLYN | PLANNED PREVENTATIVE (REGULAR SERVICING) | 1 | 2-Good | 2021
OXFT4288 | MARLBOROUGH HOUSE-SWINDON | INPATIENT DEPARTMENT | THERMOMETER | THERMOSCAN PRO 6000 | WELCH ALLYN | PLANNED PREVENTATIVE (REGULAR SERVICING) | 1 | 2-Good | 2022
OXFT4287 | SUE NICHOLLS CENTRE | CAMHS AYLESBURY | THERMOMETER | THERMOSCAN PRO 6000 | WELCH ALLYN | PLANNED PREVENTATIVE (REGULAR SERVICING) | 1 | 2-Good | 2023
OXFT4283 | ABINGDON COMMUNITY HOSPITAL | COMMUNITY THERAPY SERVICES | THERMOMETER | THERMOSCAN PRO 6000 | WELCH ALLYN | PLANNED PREVENTATIVE (REGULAR SERVICING) | 1 | 2-Good | 2022
OXFT4266 | ABINGDON COMMUNITY HOSPITAL | HOSPITAL AT HOME | THERMOMETER | THERMOSCAN PRO 6000 | WELCH ALLYN | PLANNED PREVENTATIVE (REGULAR SERVICING) | 1 | 2-Good | 2021
OXFT4267 | WHITELEAF CENTRE | AORT | THERMOMETER | THERMOSCAN PRO 6000 | WELCH ALLYN | PLANNED PREVENTATIVE (REGULAR SERVICING) | 1 | 2-Good | 2023
OXFT4268 | WHITELEAF CENTRE | AORT | THERMOMETER | THERMOSCAN PRO 6000 | WELCH ALLYN | PLANNED PREVENTATIVE (REGULAR SERVICING) | 1 | 2-Good | 2023
OXFT4333 | BICESTER INNOVATION CENTRE | DISTRICT NURSES | THERMOMETER | THERMOSCAN PRO 6000 | WELCH ALLYN | PLANNED PREVENTATIVE (REGULAR SERVICING) | 1 | 2-Good | 2023
OXFT4332 | KIDLINGTON HEALTH CENTRE | DISTRICT NURSES | THERMOMETER | THERMOSCAN PRO 6000 | WELCH ALLYN | PLANNED PREVENTATIVE (REGULAR SERVICING) | 1 | 2-Good | 2023
OXFT4329 | WHITELEAF CENTRE | RUBY WARD | THERMOMETER | THERMOSCAN PRO 6000 | WELCH ALLYN | PLANNED PREVENTATIVE (REGULAR SERVICING) | 1 | 2-Good | 2023
OXFT4275 | WALLINGFORD COMMUNITY HOSPITAL | DISTRICT NURSES | THERMOMETER | THERMOSCAN PRO 6000 | WELCH ALLYN | PLANNED PREVENTATIVE (REGULAR SERVICING) | 1 | 2-Good | 2023
OXFT4276 | ABINGDON COMMUNITY HOSPITAL | DISTRICT NURSES | THERMOMETER | THERMOSCAN PRO 6000 | WELCH ALLYN | PLANNED PREVENTATIVE (REGULAR SERVICING) | 1 | 2-Good | 2023
OXFT0202 | BICESTER COMMUNITY HOSPITAL | CTS SOUTH TEAM | THERMOMETER | THERMOSCAN PRO 6000 | WELCH ALLYN | PLANNED PREVENTATIVE (REGULAR SERVICING) | 1 | 2-Good | 2022
OXFT4335 | JULIER CENTRE | BICESTER WARD | THERMOMETER | THERMOSCAN PRO 6000 | WELCH ALLYN | PLANNED PREVENTATIVE (REGULAR SERVICING) | 1 | 2-Good | 2023
OXFT4336 | BICESTER INNOVATION CENTRE | DISTRICT NURSES | THERMOMETER | THERMOSCAN PRO 6000 | WELCH ALLYN | PLANNED PREVENTATIVE (REGULAR SERVICING) | 1 | 2-Good | 2023
OXFT4337 | BICESTER INNOVATION CENTRE | DISTRICT NURSES | THERMOMETER | THERMOSCAN PRO 6000 | WELCH ALLYN | PLANNED PREVENTATIVE (REGULAR SERVICING) | 1 | 2-Good | 2023
OXFT4284 | ABINGDON COMMUNITY HOSPITAL | COMMUNITY THERAPY SERVICES | THERMOMETER | THERMOSCAN PRO 6000 | WELCH ALLYN | PLANNED PREVENTATIVE (REGULAR SERVICING) | 1 | 2-Good | 2022
OXFT4285 | ABINGDON COMMUNITY HOSPITAL | COMMUNITY THERAPY SERVICES | THERMOMETER | THERMOSCAN PRO 6000 | WELCH ALLYN | PLANNED PREVENTATIVE (REGULAR SERVICING) | 1 | 2-Good | 2022
OXFT4286 | ABINGDON COMMUNITY HOSPITAL | VALE RESOURCE CENTRE | THERMOMETER | THERMOSCAN PRO 6000 | WELCH ALLYN | PLANNED PREVENTATIVE (REGULAR SERVICING) | 1 | 2-Good | 2022
OXFT4341 | BICESTER INNOVATION CENTRE | DISTRICT NURSES | THERMOMETER | THERMOSCAN PRO 6000 | WELCH ALLYN | PLANNED PREVENTATIVE (REGULAR SERVICING) | 1 | 2-Good | 2023
OXFT4342 | BICESTER INNOVATION CENTRE | DISTRICT NURSES | THERMOMETER | THERMOSCAN PRO 6000 | WELCH ALLYN | PLANNED PREVENTATIVE (REGULAR SERVICING) | 1 | 2-Good | 2023
OXFT4343 | BICESTER INNOVATION CENTRE | DISTRICT NURSES | THERMOMETER | THERMOSCAN PRO 6000 | WELCH ALLYN | PLANNED PREVENTATIVE (REGULAR SERVICING) | 1 | 2-Good | 2023
OXFT4330 | WHITELEAF CENTRE | RUBY WARD | THERMOMETER | THERMOSCAN PRO 6000 | WELCH ALLYN | PLANNED PREVENTATIVE (REGULAR SERVICING) | 1 | 2-Good | 2023
OXFT4331 | WHITELEAF CENTRE | RUBY WARD | THERMOMETER | THERMOSCAN PRO 6000 | WELCH ALLYN | PLANNED PREVENTATIVE (REGULAR SERVICING) | 1 | 2-Good | 2023
OXFT4334 | ABINGDON COMMUNITY HOSPITAL | DISTRICT NURSES | THERMOMETER | THERMOSCAN PRO 6000 | WELCH ALLYN | PLANNED PREVENTATIVE (REGULAR SERVICING) | 1 | 2-Good | 2023
OXFT4347 | JULIER CENTRE | BICESTER WARD | THERMOMETER | THERMOSCAN PRO 6000 | WELCH ALLYN | PLANNED PREVENTATIVE (REGULAR SERVICING) | 1 | 2-Good | 2023
OXFT4348 | BICESTER INNOVATION CENTRE | DISTRICT NURSES | THERMOMETER | THERMOSCAN PRO 6000 | WELCH ALLYN | PLANNED PREVENTATIVE (REGULAR SERVICING) | 1 | 2-Good | 2023
OXFT4349 | JULIER CENTRE | BICESTER WARD | THERMOMETER | THERMOSCAN PRO 6000 | WELCH ALLYN | PLANNED PREVENTATIVE (REGULAR SERVICING) | 1 | 2-Good | 2023
OXFT4338 | BICESTER INNOVATION CENTRE | DISTRICT NURSES | THERMOMETER | THERMOSCAN PRO 6000 | WELCH ALLYN | PLANNED PREVENTATIVE (REGULAR SERVICING) | 1 | 2-Good | 2023
OXFT4339 | JULIER CENTRE | BICESTER WARD | THERMOMETER | THERMOSCAN PRO 6000 | WELCH ALLYN | PLANNED PREVENTATIVE (REGULAR SERVICING) | 1 | 2-Good | 2023
OXFT4340 | JULIER CENTRE | BICESTER WARD | THERMOMETER | THERMOSCAN PRO 6000 | WELCH ALLYN | PLANNED PREVENTATIVE (REGULAR SERVICING) | 1 | 2-Good | 2023
OXFT4362 | ABINGDON COMMUNITY HOSPITAL | TISSUE VIABILITY | THERMOMETER | THERMOSCAN PRO 6000 | WELCH ALLYN | PLANNED PREVENTATIVE (REGULAR SERVICING) | 1 | 2-Good | 2023
OXFT3756 | FULBROOK CENTRE | CHERWELL WARD | THERMOMETER | THERMOSCAN PRO 6000 | WELCH ALLYN | PLANNED PREVENTATIVE (REGULAR SERVICING) | 1 | 2-Good | 2021
OXFT3757 | FULBROOK CENTRE | SANDFORD WARD | THERMOMETER | THERMOSCAN PRO 6000 | WELCH ALLYN | PLANNED PREVENTATIVE (REGULAR SERVICING) | 4 | 2-Good | 2021
OXFT4344 | JULIER CENTRE | BICESTER WARD | THERMOMETER | THERMOSCAN PRO 6000 | WELCH ALLYN | PLANNED PREVENTATIVE (REGULAR SERVICING) | 1 | 2-Good | 2023
OXFT4345 | THE FIENNES CENTRE | DISTRICT NURSES | THERMOMETER | THERMOSCAN PRO 6000 | WELCH ALLYN | PLANNED PREVENTATIVE (REGULAR SERVICING) | 1 | 2-Good | 2023
OXFT4346 | JULIER CENTRE | BICESTER WARD | THERMOMETER | THERMOSCAN PRO 6000 | WELCH ALLYN | PLANNED PREVENTATIVE (REGULAR SERVICING) | 1 | 2-Good | 2023
OXFT4368 | CHIPPING NORTON COMMUNITY HOSPITAL | DISTRICT NURSES | THERMOMETER | THERMOSCAN PRO 6000 | WELCH ALLYN | PLANNED PREVENTATIVE (REGULAR SERVICING) | 1 | 2-Good | 2023
OXFT4369 | CHIPPING NORTON COMMUNITY HOSPITAL | DISTRICT NURSES | THERMOMETER | THERMOSCAN PRO 6000 | WELCH ALLYN | PLANNED PREVENTATIVE (REGULAR SERVICING) | 1 | 2-Good | 2023
OXFT4370 | CHIPPING NORTON COMMUNITY HOSPITAL | DISTRICT NURSES | THERMOMETER | THERMOSCAN PRO 6000 | WELCH ALLYN | PLANNED PREVENTATIVE (REGULAR SERVICING) | 1 | 2-Good | 2023
OXFT4350 | JULIER CENTRE | BICESTER WARD | THERMOMETER | THERMOSCAN PRO 6000 | WELCH ALLYN | PLANNED PREVENTATIVE (REGULAR SERVICING) | 1 | 2-Good | 2023
OXFT4503 | NORTHWAY COMMUNITY CENTRE | COMMUNITY CHILDRENS NURSING TEAM | THERMOMETER | THERMOSCAN PRO 6000 | WELCH ALLYN | PLANNED PREVENTATIVE (REGULAR SERVICING) | 4 | 2-Good | 2021
OXFT4363 | ABINGDON COMMUNITY HOSPITAL | TISSUE VIABILITY | THERMOMETER | THERMOSCAN PRO 6000 | WELCH ALLYN | PLANNED PREVENTATIVE (REGULAR SERVICING) | 1 | 2-Good | 2023
OXFT4384 | WALLINGFORD COMMUNITY HOSPITAL | COMMUNITY THERAPY SERVICES | THERMOMETER | THERMOSCAN PRO 6000 | WELCH ALLYN | PLANNED PREVENTATIVE (REGULAR SERVICING) | 1 | 2-Good | 2023
OXFT4385 | WALLINGFORD COMMUNITY HOSPITAL | COMMUNITY THERAPY SERVICES | THERMOMETER | THERMOSCAN PRO 6000 | WELCH ALLYN | PLANNED PREVENTATIVE (REGULAR SERVICING) | 1 | 2-Good | 2023
OXFT4386 | WALLINGFORD COMMUNITY HOSPITAL | COMMUNITY THERAPY SERVICES | THERMOMETER | THERMOSCAN PRO 6000 | WELCH ALLYN | PLANNED PREVENTATIVE (REGULAR SERVICING) | 1 | 2-Good | 2023
OXFT4364 | SAFFRON HOUSE | CRHTT | THERMOMETER | THERMOSCAN PRO 6000 | WELCH ALLYN | PLANNED PREVENTATIVE (REGULAR SERVICING) | 1 | 2-Good | 2024
OXFT4365 | SAFFRON HOUSE | CRHTT | THERMOMETER | THERMOSCAN PRO 6000 | WELCH ALLYN | PLANNED PREVENTATIVE (REGULAR SERVICING) | 1 | 2-Good | 2023
OXFT4367 | CHIPPING NORTON COMMUNITY HOSPITAL | DISTRICT NURSES | THERMOMETER | THERMOSCAN PRO 6000 | WELCH ALLYN | PLANNED PREVENTATIVE (REGULAR SERVICING) | 1 | 2-Good | 2023
OXFT4390 | WALLINGFORD COMMUNITY HOSPITAL | COMMUNITY THERAPY SERVICES | THERMOMETER | THERMOSCAN PRO 6000 | WELCH ALLYN | PLANNED PREVENTATIVE (REGULAR SERVICING) | 1 | 2-Good | 2023
OXFT4391 | WALLINGFORD COMMUNITY HOSPITAL | COMMUNITY THERAPY SERVICES | THERMOMETER | THERMOSCAN PRO 6000 | WELCH ALLYN | PLANNED PREVENTATIVE (REGULAR SERVICING) | 1 | 2-Good | 2023
OXFT4392 | WALLINGFORD COMMUNITY HOSPITAL | COMMUNITY THERAPY SERVICES | THERMOMETER | THERMOSCAN PRO 6000 | WELCH ALLYN | PLANNED PREVENTATIVE (REGULAR SERVICING) | 1 | 2-Good | 2023
OXFT4381 | WALLINGFORD COMMUNITY HOSPITAL | COMMUNITY THERAPY SERVICES | THERMOMETER | THERMOSCAN PRO 6000 | WELCH ALLYN | PLANNED PREVENTATIVE (REGULAR SERVICING) | 1 | 2-Good | 2023
OXFT4382 | WALLINGFORD COMMUNITY HOSPITAL | COMMUNITY THERAPY SERVICES | THERMOMETER | THERMOSCAN PRO 6000 | WELCH ALLYN | PLANNED PREVENTATIVE (REGULAR SERVICING) | 1 | 2-Good | 2023
OXFT4383 | WALLINGFORD COMMUNITY HOSPITAL | COMMUNITY THERAPY SERVICES | THERMOMETER | THERMOSCAN PRO 6000 | WELCH ALLYN | PLANNED PREVENTATIVE (REGULAR SERVICING) | 1 | 2-Good | 2023
OXFT4399 | WINDRUSH HOUSE-WITNEY | UCR-URGENT COMMUNITY RESPONSE | THERMOMETER | THERMOSCAN PRO 6000 | WELCH ALLYN | PLANNED PREVENTATIVE (REGULAR SERVICING) | 1 | 2-Good | 2024
OXFT4400 | WINDRUSH HOUSE-WITNEY | UCR-URGENT COMMUNITY RESPONSE | THERMOMETER | THERMOSCAN PRO 6000 | WELCH ALLYN | PLANNED PREVENTATIVE (REGULAR SERVICING) | 1 | 2-Good | 2024
OXFT4397 | WINDRUSH HOUSE-WITNEY | UCR-URGENT COMMUNITY RESPONSE | THERMOMETER | THERMOSCAN PRO 6000 | WELCH ALLYN | PLANNED PREVENTATIVE (REGULAR SERVICING) | 1 | 2-Good | 2024
OXFT4387 | WALLINGFORD COMMUNITY HOSPITAL | COMMUNITY THERAPY SERVICES | THERMOMETER | THERMOSCAN PRO 6000 | WELCH ALLYN | PLANNED PREVENTATIVE (REGULAR SERVICING) | 1 | 2-Good | 2023
OXFT4388 | WALLINGFORD COMMUNITY HOSPITAL | COMMUNITY THERAPY SERVICES | THERMOMETER | THERMOSCAN PRO 6000 | WELCH ALLYN | PLANNED PREVENTATIVE (REGULAR SERVICING) | 1 | 2-Good | 2023
OXFT4389 | WALLINGFORD COMMUNITY HOSPITAL | COMMUNITY THERAPY SERVICES | THERMOMETER | THERMOSCAN PRO 6000 | WELCH ALLYN | PLANNED PREVENTATIVE (REGULAR SERVICING) | 1 | 2-Good | 2023
OXFT4413 | MARLBOROUGH HOUSE-MILTON KEYNES | WATLING WARD | THERMOMETER | THERMOSCAN PRO 6000 | WELCH ALLYN | PLANNED PREVENTATIVE (REGULAR SERVICING) | 1 | 2-Good | 2023
OXFT4414 | KIDLINGTON HEALTH CENTRE | DISTRICT NURSES | THERMOMETER | THERMOSCAN PRO 6000 | WELCH ALLYN | PLANNED PREVENTATIVE (REGULAR SERVICING) | 1 | 2-Good | 2024
OXFT4415 | JERICHO HEALTH CENTRE | DISTRICT NURSES | THERMOMETER | THERMOSCAN PRO 6000 | WELCH ALLYN | PLANNED PREVENTATIVE (REGULAR SERVICING) | 1 | 2-Good | 2023
OXFT4393 | WALLINGFORD COMMUNITY HOSPITAL | COMMUNITY THERAPY SERVICES | THERMOMETER | THERMOSCAN PRO 6000 | WELCH ALLYN | PLANNED PREVENTATIVE (REGULAR SERVICING) | 1 | 2-Good | 2023
OXFT4394 | WALLINGFORD COMMUNITY HOSPITAL | COMMUNITY THERAPY SERVICES | THERMOMETER | THERMOSCAN PRO 6000 | WELCH ALLYN | PLANNED PREVENTATIVE (REGULAR SERVICING) | 1 | 2-Good | 2023
OXFT4526 | ABINGDON COMMUNITY HOSPITAL | HOSPITAL AT HOME | THERMOMETER | THERMOSCAN PRO 6000 | WELCH ALLYN | PLANNED PREVENTATIVE (REGULAR SERVICING) | 4 | 2-Good | 2021
OXFT4437 | WINDRUSH HEALTH CENTRE | CARE HOME SUPPORT SERVICE | THERMOMETER | THERMOSCAN PRO 6000 | WELCH ALLYN | PLANNED PREVENTATIVE (REGULAR SERVICING) | 1 | 2-Good | 2024
OXFT4438 | WINDRUSH HEALTH CENTRE | CARE HOME SUPPORT SERVICE | THERMOMETER | THERMOSCAN PRO 6000 | WELCH ALLYN | PLANNED PREVENTATIVE (REGULAR SERVICING) | 1 | 2-Good | 2024
OXFT4439 | WINDRUSH HEALTH CENTRE | CARE HOME SUPPORT SERVICE | THERMOMETER | THERMOSCAN PRO 6000 | WELCH ALLYN | PLANNED PREVENTATIVE (REGULAR SERVICING) | 1 | 2-Good | 2023
OXFT4398 | WINDRUSH HOUSE-WITNEY | UCR-URGENT COMMUNITY RESPONSE | THERMOMETER | THERMOSCAN PRO 6000 | WELCH ALLYN | PLANNED PREVENTATIVE (REGULAR SERVICING) | 1 | 2-Good | 2024
OXFT4405 | WHITELEAF CENTRE | CRHTT | THERMOMETER | THERMOSCAN PRO 6000 | WELCH ALLYN | PLANNED PREVENTATIVE (REGULAR SERVICING) | 1 | 2-Good | 2024
OXFT4412 | MARLBOROUGH HOUSE-MILTON KEYNES | WATLING WARD | THERMOMETER | THERMOSCAN PRO 6000 | WELCH ALLYN | PLANNED PREVENTATIVE (REGULAR SERVICING) | 1 | 2-Good | 2023
OXFT4444 | WITNEY COMMUNITY HOSPITAL | LINFOOT WARD | THERMOMETER | THERMOSCAN PRO 6000 | WELCH ALLYN | PLANNED PREVENTATIVE (REGULAR SERVICING) | 0 | 1-Excellent | 2023
OXFT4445 | LITTLEMORE MENTAL HEALTH CENTRE | GLYME WARD | THERMOMETER | THERMOSCAN PRO 6000 | WELCH ALLYN | PLANNED PREVENTATIVE (REGULAR SERVICING) | 0 | 1-Excellent | 2023
OXFT4464 | ABINGDON COMMUNITY HOSPITAL | ADULT MENTAL HEALTH UNIT | THERMOMETER | THERMOSCAN PRO 6000 | WELCH ALLYN | PLANNED PREVENTATIVE (REGULAR SERVICING) | 0 | 1-Excellent | 2023
OXFT4416 | JERICHO HEALTH CENTRE | DISTRICT NURSES | THERMOMETER | THERMOSCAN PRO 6000 | WELCH ALLYN | PLANNED PREVENTATIVE (REGULAR SERVICING) | 1 | 2-Good | 2023
OXFT4417 | JERICHO HEALTH CENTRE | DISTRICT NURSES | THERMOMETER | THERMOSCAN PRO 6000 | WELCH ALLYN | PLANNED PREVENTATIVE (REGULAR SERVICING) | 1 | 2-Good | 2023
OXFT4418 | BURY KNOWLE HEALTH CENTRE | DISTRICT NURSES | THERMOMETER | THERMOSCAN PRO 6000 | WELCH ALLYN | PLANNED PREVENTATIVE (REGULAR SERVICING) | 1 | 2-Good | 2023
OXFT4468 | ABINGDON COMMUNITY HOSPITAL | TISSUE VIABILITY | THERMOMETER | THERMOSCAN PRO 6000 | WELCH ALLYN | PLANNED PREVENTATIVE (REGULAR SERVICING) | 0 | 1-Excellent | 2023
OXFT4469 | ABINGDON COMMUNITY HOSPITAL | TISSUE VIABILITY | THERMOMETER | THERMOSCAN PRO 6000 | WELCH ALLYN | PLANNED PREVENTATIVE (REGULAR SERVICING) | 0 | 1-Excellent | 2023
OXFT4470 | ABINGDON COMMUNITY HOSPITAL | TISSUE VIABILITY | THERMOMETER | THERMOSCAN PRO 6000 | WELCH ALLYN | PLANNED PREVENTATIVE (REGULAR SERVICING) | 0 | 1-Excellent | 2023
OXFT4440 | WINDRUSH HEALTH CENTRE | CARE HOME SUPPORT SERVICE | THERMOMETER | THERMOSCAN PRO 6000 | WELCH ALLYN | PLANNED PREVENTATIVE (REGULAR SERVICING) | 1 | 2-Good | 2023
OXFT4442 | LITTLEMORE MENTAL HEALTH CENTRE | ASHURST WARD | THERMOMETER | THERMOSCAN PRO 6000 | WELCH ALLYN | PLANNED PREVENTATIVE (REGULAR SERVICING) | 1 | 2-Good | 2024
OXFT4441 | WINDRUSH HEALTH CENTRE | FALLS PREVENTION SERVICE | THERMOMETER | THERMOSCAN PRO 6000 | WELCH ALLYN | PLANNED PREVENTATIVE (REGULAR SERVICING) | 1 | 2-Good | 2024
OXFT4474 | CHIPPING NORTON COMMUNITY HOSPITAL | DISTRICT NURSES | THERMOMETER | THERMOSCAN PRO 6000 | WELCH ALLYN | PLANNED PREVENTATIVE (REGULAR SERVICING) | 0 | 1-Excellent | 2023
OXFT4475 | CHIPPING NORTON COMMUNITY HOSPITAL | DISTRICT NURSES | THERMOMETER | THERMOSCAN PRO 6000 | WELCH ALLYN | PLANNED PREVENTATIVE (REGULAR SERVICING) | 0 | 1-Excellent | 2023
OXFT4476 | KENNINGTON | PPE HUB | THERMOMETER | THERMOSCAN PRO 6000 | WELCH ALLYN | PLANNED PREVENTATIVE (REGULAR SERVICING) | 0 | 1-Excellent | 2024
OXFT4465 | SAVERNAKE HOSPITAL | COTSWOLD HOUSE | THERMOMETER | THERMOSCAN PRO 6000 | WELCH ALLYN | PLANNED PREVENTATIVE (REGULAR SERVICING) | 0 | 1-Excellent | 2024
OXFT4466 | ABINGDON COMMUNITY HOSPITAL | TISSUE VIABILITY | THERMOMETER | THERMOSCAN PRO 6000 | WELCH ALLYN | PLANNED PREVENTATIVE (REGULAR SERVICING) | 0 | 1-Excellent | 2023
OXFT4467 | ABINGDON COMMUNITY HOSPITAL | TISSUE VIABILITY | THERMOMETER | THERMOSCAN PRO 6000 | WELCH ALLYN | PLANNED PREVENTATIVE (REGULAR SERVICING) | 0 | 1-Excellent | 2023
OXFT4480 | KENNINGTON | PPE HUB | THERMOMETER | THERMOSCAN PRO 6000 | WELCH ALLYN | PLANNED PREVENTATIVE (REGULAR SERVICING) | 0 | 1-Excellent | 2024
OXFT4481 | KENNINGTON | PPE HUB | THERMOMETER | THERMOSCAN PRO 6000 | WELCH ALLYN | PLANNED PREVENTATIVE (REGULAR SERVICING) | 0 | 1-Excellent | 2024
OXFT4482 | KENNINGTON | PPE HUB | THERMOMETER | THERMOSCAN PRO 6000 | WELCH ALLYN | PLANNED PREVENTATIVE (REGULAR SERVICING) | 0 | 1-Excellent | 2024
OXFT4471 | ABINGDON COMMUNITY HOSPITAL | TISSUE VIABILITY | THERMOMETER | THERMOSCAN PRO 6000 | WELCH ALLYN | PLANNED PREVENTATIVE (REGULAR SERVICING) | 0 | 1-Excellent | 2023
OXFT4472 | CHIPPING NORTON COMMUNITY HOSPITAL | DISTRICT NURSES | THERMOMETER | THERMOSCAN PRO 6000 | WELCH ALLYN | PLANNED PREVENTATIVE (REGULAR SERVICING) | 0 | 1-Excellent | 2023
OXFT4473 | CHIPPING NORTON COMMUNITY HOSPITAL | DISTRICT NURSES | THERMOMETER | THERMOSCAN PRO 6000 | WELCH ALLYN | PLANNED PREVENTATIVE (REGULAR SERVICING) | 0 | 1-Excellent | 2023
OXFT4486 | KENNINGTON | PPE HUB | THERMOMETER | THERMOSCAN PRO 6000 | WELCH ALLYN | PLANNED PREVENTATIVE (REGULAR SERVICING) | 0 | 1-Excellent | 2024
OXFT4487 | KENNINGTON | PPE HUB | THERMOMETER | THERMOSCAN PRO 6000 | WELCH ALLYN | PLANNED PREVENTATIVE (REGULAR SERVICING) | 0 | 1-Excellent | 2024
OXFT4488 | KENNINGTON | PPE HUB | THERMOMETER | THERMOSCAN PRO 6000 | WELCH ALLYN | PLANNED PREVENTATIVE (REGULAR SERVICING) | 0 | 1-Excellent | 2024
OXFT4477 | KENNINGTON | PPE HUB | THERMOMETER | THERMOSCAN PRO 6000 | WELCH ALLYN | PLANNED PREVENTATIVE (REGULAR SERVICING) | 0 | 1-Excellent | 2024
OXFT4478 | KENNINGTON | PPE HUB | THERMOMETER | THERMOSCAN PRO 6000 | WELCH ALLYN | PLANNED PREVENTATIVE (REGULAR SERVICING) | 0 | 1-Excellent | 2024
OXFT4479 | KENNINGTON | PPE HUB | THERMOMETER | THERMOSCAN PRO 6000 | WELCH ALLYN | PLANNED PREVENTATIVE (REGULAR SERVICING) | 0 | 1-Excellent | 2024
OXFT5039 | WARNEFORD HOSPITAL | ECT | THERMOMETER | THERMOSCAN PRO 6000 | WELCH ALLYN | PLANNED PREVENTATIVE (REGULAR SERVICING) | 0 | 1-Excellent | 2023
OXFT5040 | WARNEFORD HOSPITAL | ECT | THERMOMETER | THERMOSCAN PRO 6000 | WELCH ALLYN | PLANNED PREVENTATIVE (REGULAR SERVICING) | 0 | 1-Excellent | 2023
OXFT5041 | WARNEFORD HOSPITAL | ECT | THERMOMETER | THERMOSCAN PRO 6000 | WELCH ALLYN | PLANNED PREVENTATIVE (REGULAR SERVICING) | 0 | 1-Excellent | 2023
OXFT4483 | KENNINGTON | PPE HUB | THERMOMETER | THERMOSCAN PRO 6000 | WELCH ALLYN | PLANNED PREVENTATIVE (REGULAR SERVICING) | 0 | 1-Excellent | 2024
OXFT4484 | KENNINGTON | PPE HUB | THERMOMETER | THERMOSCAN PRO 6000 | WELCH ALLYN | PLANNED PREVENTATIVE (REGULAR SERVICING) | 0 | 1-Excellent | 2024
OXFT4485 | KENNINGTON | PPE HUB | THERMOMETER | THERMOSCAN PRO 6000 | WELCH ALLYN | PLANNED PREVENTATIVE (REGULAR SERVICING) | 0 | 1-Excellent | 2024
OXFT5045 | SAVERNAKE HOSPITAL | COTSWOLD HOUSE | THERMOMETER | THERMOSCAN PRO 6000 | WELCH ALLYN | PLANNED PREVENTATIVE (REGULAR SERVICING) | 2 | 2-Good | 2023
OXFT5047 | WITNEY COMMUNITY HOSPITAL | UCR-URGENT COMMUNITY RESPONSE | THERMOMETER | THERMOSCAN PRO 6000 | WELCH ALLYN | PLANNED PREVENTATIVE (REGULAR SERVICING) | 0 | 1-Excellent | 2023
OXFT5048 | WITNEY COMMUNITY HOSPITAL | UCR-URGENT COMMUNITY RESPONSE | THERMOMETER | THERMOSCAN PRO 6000 | WELCH ALLYN | PLANNED PREVENTATIVE (REGULAR SERVICING) | 0 | 1-Excellent | 2023
OXFT4489 | KENNINGTON | PPE HUB | THERMOMETER | THERMOSCAN PRO 6000 | WELCH ALLYN | PLANNED PREVENTATIVE (REGULAR SERVICING) | 0 | 1-Excellent | 2024
OXFT4490 | KENNINGTON | PPE HUB | THERMOMETER | THERMOSCAN PRO 6000 | WELCH ALLYN | PLANNED PREVENTATIVE (REGULAR SERVICING) | 0 | 1-Excellent | 2024
OXFT5029 | SAVERNAKE HOSPITAL | EATING DISORDER DEPARTMENT | THERMOMETER | THERMOSCAN PRO 6000 | WELCH ALLYN | PLANNED PREVENTATIVE (REGULAR SERVICING) | 0 | 1-Excellent | 2023
OXFT5056 | ABINGDON COMMUNITY HOSPITAL | COMMUNITY SERVICES | THERMOMETER | THERMOSCAN PRO 6000 | WELCH ALLYN | PLANNED PREVENTATIVE (REGULAR SERVICING) | 0 | 1-Excellent | 2023
OXFT5057 | THE FIENNES CENTRE | OUT OF HOURS CLINIC | THERMOMETER | THERMOSCAN PRO 6000 | WELCH ALLYN | PLANNED PREVENTATIVE (REGULAR SERVICING) | 2 | 2-Good | 2023
OXFT5058 | THE FIENNES CENTRE | OUT OF HOURS CLINIC | THERMOMETER | THERMOSCAN PRO 6000 | WELCH ALLYN | PLANNED PREVENTATIVE (REGULAR SERVICING) | 0 | 1-Excellent | 2023
OXFT5043 | WHITELEAF CENTRE | EARLY INTERVENTION SERVICE | THERMOMETER | THERMOSCAN PRO 6000 | WELCH ALLYN | PLANNED PREVENTATIVE (REGULAR SERVICING) | 0 | 1-Excellent | 2023
OXFT5042 | WHITELEAF CENTRE | EARLY INTERVENTION SERVICE | THERMOMETER | THERMOSCAN PRO 6000 | WELCH ALLYN | PLANNED PREVENTATIVE (REGULAR SERVICING) | 0 | 1-Excellent | 2023
OXFT5044 | SAVERNAKE HOSPITAL | COTSWOLD HOUSE | THERMOMETER | THERMOSCAN PRO 6000 | WELCH ALLYN | PLANNED PREVENTATIVE (REGULAR SERVICING) | 2 | 2-Good | 2023
OXFT5109 | WALLINGFORD COMMUNITY HOSPITAL | DISTRICT NURSES | THERMOMETER | THERMOSCAN PRO 6000 | WELCH ALLYN | PLANNED PREVENTATIVE (REGULAR SERVICING) | 0 | 1-Excellent | 2024
OXFT5110 | DIDCOT HEALTH CENTRE | DISTRICT NURSES | THERMOMETER | THERMOSCAN PRO 6000 | WELCH ALLYN | PLANNED PREVENTATIVE (REGULAR SERVICING) | 0 | 1-Excellent | 2024
OXFT5111 | WALLINGFORD COMMUNITY HOSPITAL | DISTRICT NURSES | THERMOMETER | THERMOSCAN PRO 6000 | WELCH ALLYN | PLANNED PREVENTATIVE (REGULAR SERVICING) | 0 | 1-Excellent | 2024
OXFT5046 | WARNEFORD HOSPITAL | ALLEN WARD | THERMOMETER | THERMOSCAN PRO 6000 | WELCH ALLYN | PLANNED PREVENTATIVE (REGULAR SERVICING) | 0 | 1-Excellent | 2023
OXFT5060 | FULBROOK CENTRE | SANDFORD WARD | THERMOMETER | THERMOSCAN PRO 6000 | WELCH ALLYN | PLANNED PREVENTATIVE (REGULAR SERVICING) | 0 | 1-Excellent | 2024
OXFT5061 | FULBROOK CENTRE | SANDFORD WARD | THERMOMETER | THERMOSCAN PRO 6000 | WELCH ALLYN | PLANNED PREVENTATIVE (REGULAR SERVICING) | 0 | 1-Excellent | 2024
OXFT5115 | WALLINGFORD COMMUNITY HOSPITAL | DISTRICT NURSES | THERMOMETER | THERMOSCAN PRO 6000 | WELCH ALLYN | PLANNED PREVENTATIVE (REGULAR SERVICING) | 0 | 1-Excellent | 2024
OXFT5116 | WALLINGFORD COMMUNITY HOSPITAL | DISTRICT NURSES | THERMOMETER | THERMOSCAN PRO 6000 | WELCH ALLYN | PLANNED PREVENTATIVE (REGULAR SERVICING) | 0 | 1-Excellent | 2024
OXFT5095 | ORCHARD HEALTH CENTRE | DENTAL CLINIC | THERMOMETER | THERMOSCAN PRO 6000 | WELCH ALLYN | PLANNED PREVENTATIVE (REGULAR SERVICING) | 0 | 1-Excellent | 2024
OXFT5059 | ABINGDON COMMUNITY HOSPITAL | COMMUNITY SERVICES | THERMOMETER | THERMOSCAN PRO 6000 | WELCH ALLYN | PLANNED PREVENTATIVE (REGULAR SERVICING) | 0 | 1-Excellent | 2023
OXFT5107 | WALLINGFORD COMMUNITY HOSPITAL | DISTRICT NURSES | THERMOMETER | THERMOSCAN PRO 6000 | WELCH ALLYN | PLANNED PREVENTATIVE (REGULAR SERVICING) | 0 | 1-Excellent | 2024
OXFT5108 | WALLINGFORD COMMUNITY HOSPITAL | DISTRICT NURSES | THERMOMETER | THERMOSCAN PRO 6000 | WELCH ALLYN | PLANNED PREVENTATIVE (REGULAR SERVICING) | 0 | 1-Excellent | 2024
OXFT5100 | DIDCOT COMMUNITY HOSPITAL | DENTAL CLINIC | THERMOMETER | THERMOSCAN PRO 6000 | WELCH ALLYN | PLANNED PREVENTATIVE (REGULAR SERVICING) | 0 | 1-Excellent | 2023
OXFT5101 | MURRAY HOUSE | DENTAL CLINIC | THERMOMETER | THERMOSCAN PRO 6000 | WELCH ALLYN | PLANNED PREVENTATIVE (REGULAR SERVICING) | 0 | 1-Excellent | 2024
OXFT5102 | WANTAGE HEALTH CENTRE | DENTAL CLINIC | THERMOMETER | THERMOSCAN PRO 6000 | WELCH ALLYN | PLANNED PREVENTATIVE (REGULAR SERVICING) | 0 | 1-Excellent | 2024
OXFT5112 | WALLINGFORD COMMUNITY HOSPITAL | DISTRICT NURSES | THERMOMETER | THERMOSCAN PRO 6000 | WELCH ALLYN | PLANNED PREVENTATIVE (REGULAR SERVICING) | 0 | 1-Excellent | 2024
OXFT5113 | ABINGDON COMMUNITY HOSPITAL | DISTRICT NURSES | THERMOMETER | THERMOSCAN PRO 6000 | WELCH ALLYN | PLANNED PREVENTATIVE (REGULAR SERVICING) | 0 | 1-Excellent | 2024
OXFT5114 | WALLINGFORD COMMUNITY HOSPITAL | DISTRICT NURSES | THERMOMETER | THERMOSCAN PRO 6000 | WELCH ALLYN | PLANNED PREVENTATIVE (REGULAR SERVICING) | 0 | 1-Excellent | 2024
OXFT5089 | NORTHWAY COMMUNITY CENTRE | COMMUNITY CHILDRENS NURSING TEAM | THERMOMETER | THERMOSCAN PRO 6000 | WELCH ALLYN | PLANNED PREVENTATIVE (REGULAR SERVICING) | 0 | 1-Excellent | 2024
OXFT5090 | NORTHWAY COMMUNITY CENTRE | COMMUNITY CHILDRENS NURSING TEAM | THERMOMETER | THERMOSCAN PRO 6000 | WELCH ALLYN | PLANNED PREVENTATIVE (REGULAR SERVICING) | 0 | 1-Excellent | 2024
OXFT5091 | NORTHWAY COMMUNITY CENTRE | COMMUNITY CHILDRENS NURSING TEAM | THERMOMETER | THERMOSCAN PRO 6000 | WELCH ALLYN | PLANNED PREVENTATIVE (REGULAR SERVICING) | 0 | 1-Excellent | 2024
OXFT5096 | BICESTER HEALTH CENTRE | DENTAL CLINIC | THERMOMETER | THERMOSCAN PRO 6000 | WELCH ALLYN | PLANNED PREVENTATIVE (REGULAR SERVICING) | 0 | 1-Excellent | 2024
OXFT5098 | ABINGDON COMMUNITY HOSPITAL | DENTAL CLINIC | THERMOMETER | THERMOSCAN PRO 6000 | WELCH ALLYN | PLANNED PREVENTATIVE (REGULAR SERVICING) | 0 | 1-Excellent | 2024
OXFT5099 | LITTLEMORE MENTAL HEALTH CENTRE | FORENSIC UNIT | THERMOMETER | THERMOSCAN PRO 6000 | WELCH ALLYN | PLANNED PREVENTATIVE (REGULAR SERVICING) | 0 | 1-Excellent | 2024
OXFT5104 | THE FIENNES CENTRE | MINOR INJURIES UNIT | THERMOMETER | THERMOSCAN PRO 6000 | WELCH ALLYN | PLANNED PREVENTATIVE (REGULAR SERVICING) | 0 | 1-Excellent | 2021
OXFT5105 | THE FIENNES CENTRE | OUT OF HOURS CLINIC | THERMOMETER | THERMOSCAN PRO 6000 | WELCH ALLYN | PLANNED PREVENTATIVE (REGULAR SERVICING) | 0 | 1-Excellent | 2021
OXFT5137 | THE FIENNES CENTRE | CTS SOUTH TEAM | THERMOMETER | THERMOSCAN PRO 6000 | WELCH ALLYN | PLANNED PREVENTATIVE (REGULAR SERVICING) | 0 | 1-Excellent | 2024
OXFT5094 | WITNEY COMMUNITY HOSPITAL | DENTAL CLINIC | THERMOMETER | THERMOSCAN PRO 6000 | WELCH ALLYN | PLANNED PREVENTATIVE (REGULAR SERVICING) | 0 | 1-Excellent | 2024
OXFT5097 | LUTHER STREET MEDICAL CENTRE | DENTAL CLINIC | THERMOMETER | THERMOSCAN PRO 6000 | WELCH ALLYN | PLANNED PREVENTATIVE (REGULAR SERVICING) | 0 | 1-Excellent | 2024
OXFT5088 | NORTHWAY COMMUNITY CENTRE | COMMUNITY CHILDRENS NURSING TEAM | THERMOMETER | THERMOSCAN PRO 6000 | WELCH ALLYN | PLANNED PREVENTATIVE (REGULAR SERVICING) | 0 | 1-Excellent | 2024
OXFT5148 | ABINGDON COMMUNITY HOSPITAL | COMMUNITY THERAPY SERVICES | THERMOMETER | THERMOSCAN PRO 6000 | WELCH ALLYN | PLANNED PREVENTATIVE (REGULAR SERVICING) | 0 | 1-Excellent | 2022
OXFT5149 | ABINGDON COMMUNITY HOSPITAL | COMMUNITY THERAPY SERVICES | THERMOMETER | THERMOSCAN PRO 6000 | WELCH ALLYN | PLANNED PREVENTATIVE (REGULAR SERVICING) | 0 | 1-Excellent | 2021
OXFT5150 | ABINGDON COMMUNITY HOSPITAL | COMMUNITY THERAPY SERVICES | THERMOMETER | THERMOSCAN PRO 6000 | WELCH ALLYN | PLANNED PREVENTATIVE (REGULAR SERVICING) | 0 | 1-Excellent | 2021
OXFT5092 | NORTHWAY COMMUNITY CENTRE | COMMUNITY CHILDRENS NURSING TEAM | THERMOMETER | THERMOSCAN PRO 6000 | WELCH ALLYN | PLANNED PREVENTATIVE (REGULAR SERVICING) | 0 | 1-Excellent | 2024
OXFT5093 | NORTHWAY COMMUNITY CENTRE | COMMUNITY CHILDRENS NURSING TEAM | THERMOMETER | THERMOSCAN PRO 6000 | WELCH ALLYN | PLANNED PREVENTATIVE (REGULAR SERVICING) | 0 | 1-Excellent | 2024
OXFT5103 | THE FIENNES CENTRE | MINOR INJURIES UNIT | THERMOMETER | THERMOSCAN PRO 6000 | WELCH ALLYN | PLANNED PREVENTATIVE (REGULAR SERVICING) | 0 | 1-Excellent | 2021
OXFT5171 | BLACKBIRD LEYS CENTRE | COMMUNITY THERAPY SERVICES | THERMOMETER | THERMOSCAN PRO 6000 | WELCH ALLYN | PLANNED PREVENTATIVE (REGULAR SERVICING) | 0 | 1-Excellent | 2022
OXFT5172 | BLACKBIRD LEYS CENTRE | COMMUNITY THERAPY SERVICES | THERMOMETER | THERMOSCAN PRO 6000 | WELCH ALLYN | PLANNED PREVENTATIVE (REGULAR SERVICING) | 0 | 1-Excellent | 2022
OXFT5173 | BLACKBIRD LEYS CENTRE | COMMUNITY THERAPY SERVICES | THERMOMETER | THERMOSCAN PRO 6000 | WELCH ALLYN | PLANNED PREVENTATIVE (REGULAR SERVICING) | 0 | 1-Excellent | 2022
OXFT5138 | THE FIENNES CENTRE | CTS SOUTH TEAM | THERMOMETER | THERMOSCAN PRO 6000 | WELCH ALLYN | PLANNED PREVENTATIVE (REGULAR SERVICING) | 0 | 1-Excellent | 2024
OXFT5139 | THE FIENNES CENTRE | CTS SOUTH TEAM | THERMOMETER | THERMOSCAN PRO 6000 | WELCH ALLYN | PLANNED PREVENTATIVE (REGULAR SERVICING) | 0 | 1-Excellent | 2024
OXFT5147 | ABINGDON COMMUNITY HOSPITAL | COMMUNITY THERAPY SERVICES | THERMOMETER | THERMOSCAN PRO 6000 | WELCH ALLYN | PLANNED PREVENTATIVE (REGULAR SERVICING) | 0 | 1-Excellent | 2022
OXFT5177 | BLACKBIRD LEYS CENTRE | COMMUNITY THERAPY SERVICES | THERMOMETER | THERMOSCAN PRO 6000 | WELCH ALLYN | PLANNED PREVENTATIVE (REGULAR SERVICING) | 0 | 1-Excellent | 2021
OXFT5178 | BLACKBIRD LEYS CENTRE | COMMUNITY THERAPY SERVICES | THERMOMETER | THERMOSCAN PRO 6000 | WELCH ALLYN | PLANNED PREVENTATIVE (REGULAR SERVICING) | 0 | 1-Excellent | 2021
OXFT5179 | BLACKBIRD LEYS CENTRE | COMMUNITY THERAPY SERVICES | THERMOMETER | THERMOSCAN PRO 6000 | WELCH ALLYN | PLANNED PREVENTATIVE (REGULAR SERVICING) | 0 | 1-Excellent | 2021
OXFT5151 | ABINGDON COMMUNITY HOSPITAL | COMMUNITY THERAPY SERVICES | THERMOMETER | THERMOSCAN PRO 6000 | WELCH ALLYN | PLANNED PREVENTATIVE (REGULAR SERVICING) | 0 | 1-Excellent | 2022
OXFT5152 | WINDRUSH HEALTH CENTRE | PODIATRY | THERMOMETER | THERMOSCAN PRO 6000 | WELCH ALLYN | PLANNED PREVENTATIVE (REGULAR SERVICING) | 0 | 1-Excellent | 2021
OXFT5170 | BLACKBIRD LEYS CENTRE | COMMUNITY THERAPY SERVICES | THERMOMETER | THERMOSCAN PRO 6000 | WELCH ALLYN | PLANNED PREVENTATIVE (REGULAR SERVICING) | 0 | 1-Excellent | 2022
OXFT5183 | BLACKBIRD LEYS CENTRE | COMMUNITY THERAPY SERVICES | THERMOMETER | THERMOSCAN PRO 6000 | WELCH ALLYN | PLANNED PREVENTATIVE (REGULAR SERVICING) | 0 | 1-Excellent | 2021
OXFT5184 | BLACKBIRD LEYS CENTRE | COMMUNITY THERAPY SERVICES | THERMOMETER | THERMOSCAN PRO 6000 | WELCH ALLYN | PLANNED PREVENTATIVE (REGULAR SERVICING) | 0 | 1-Excellent | 2021
OXFT5185 | BLACKBIRD LEYS CENTRE | COMMUNITY THERAPY SERVICES | THERMOMETER | THERMOSCAN PRO 6000 | WELCH ALLYN | PLANNED PREVENTATIVE (REGULAR SERVICING) | 0 | 1-Excellent | 2021
OXFT5174 | BLACKBIRD LEYS CENTRE | COMMUNITY THERAPY SERVICES | THERMOMETER | THERMOSCAN PRO 6000 | WELCH ALLYN | PLANNED PREVENTATIVE (REGULAR SERVICING) | 0 | 1-Excellent | 2022
OXFT5175 | BLACKBIRD LEYS CENTRE | COMMUNITY THERAPY SERVICES | THERMOMETER | THERMOSCAN PRO 6000 | WELCH ALLYN | PLANNED PREVENTATIVE (REGULAR SERVICING) | 0 | 1-Excellent | 2021
OXFT5176 | BLACKBIRD LEYS CENTRE | COMMUNITY THERAPY SERVICES | THERMOMETER | THERMOSCAN PRO 6000 | WELCH ALLYN | PLANNED PREVENTATIVE (REGULAR SERVICING) | 0 | 1-Excellent | 2021
OXFT5189 | BLACKBIRD LEYS CENTRE | COMMUNITY THERAPY SERVICES | THERMOMETER | THERMOSCAN PRO 6000 | WELCH ALLYN | PLANNED PREVENTATIVE (REGULAR SERVICING) | 0 | 1-Excellent | 2021
OXFT5214 | NUFFIELD HEALTH CENTRE | ADULT MENTAL HEALTH UNIT | THERMOMETER | THERMOSCAN PRO 6000 | WELCH ALLYN | PLANNED PREVENTATIVE (REGULAR SERVICING) | 0 | 1-Excellent | 2024
OXFT5215 | NUFFIELD HEALTH CENTRE | ADULT MENTAL HEALTH UNIT | THERMOMETER | THERMOSCAN PRO 6000 | WELCH ALLYN | PLANNED PREVENTATIVE (REGULAR SERVICING) | 0 | 1-Excellent | 2024
OXFT5180 | BLACKBIRD LEYS CENTRE | COMMUNITY THERAPY SERVICES | THERMOMETER | THERMOSCAN PRO 6000 | WELCH ALLYN | PLANNED PREVENTATIVE (REGULAR SERVICING) | 0 | 1-Excellent | 2021
OXFT5181 | BLACKBIRD LEYS CENTRE | COMMUNITY THERAPY SERVICES | THERMOMETER | THERMOSCAN PRO 6000 | WELCH ALLYN | PLANNED PREVENTATIVE (REGULAR SERVICING) | 0 | 1-Excellent | 2021
OXFT5182 | BLACKBIRD LEYS CENTRE | COMMUNITY THERAPY SERVICES | THERMOMETER | THERMOSCAN PRO 6000 | WELCH ALLYN | PLANNED PREVENTATIVE (REGULAR SERVICING) | 0 | 1-Excellent | 2021
OXFT5224 | MURRAY HOUSE | KIDLINGTON-DISTRICT NURSES | THERMOMETER | THERMOSCAN PRO 6000 | WELCH ALLYN | PLANNED PREVENTATIVE (REGULAR SERVICING) | 0 | 1-Excellent | 2024
OXFT5225 | MURRAY HOUSE | KIDLINGTON-DISTRICT NURSES | THERMOMETER | THERMOSCAN PRO 6000 | WELCH ALLYN | PLANNED PREVENTATIVE (REGULAR SERVICING) | 0 | 1-Excellent | 2024
OXFT5226 | MURRAY HOUSE | KIDLINGTON-DISTRICT NURSES | THERMOMETER | THERMOSCAN PRO 6000 | WELCH ALLYN | PLANNED PREVENTATIVE (REGULAR SERVICING) | 0 | 1-Excellent | 2024
OXFT5186 | BLACKBIRD LEYS CENTRE | COMMUNITY THERAPY SERVICES | THERMOMETER | THERMOSCAN PRO 6000 | WELCH ALLYN | PLANNED PREVENTATIVE (REGULAR SERVICING) | 0 | 1-Excellent | 2021
OXFT5187 | BLACKBIRD LEYS CENTRE | COMMUNITY THERAPY SERVICES | THERMOMETER | THERMOSCAN PRO 6000 | WELCH ALLYN | PLANNED PREVENTATIVE (REGULAR SERVICING) | 0 | 1-Excellent | 2021
OXFT5188 | BLACKBIRD LEYS CENTRE | COMMUNITY THERAPY SERVICES | THERMOMETER | THERMOSCAN PRO 6000 | WELCH ALLYN | PLANNED PREVENTATIVE (REGULAR SERVICING) | 0 | 1-Excellent | 2022
OXFT5240 | THE FIENNES CENTRE | DISTRICT NURSES | THERMOMETER | THERMOSCAN PRO 6000 | WELCH ALLYN | PLANNED PREVENTATIVE (REGULAR SERVICING) | 0 | 1-Excellent | 2022
OXFT5241 | THE FIENNES CENTRE | DISTRICT NURSES | THERMOMETER | THERMOSCAN PRO 6000 | WELCH ALLYN | PLANNED PREVENTATIVE (REGULAR SERVICING) | 0 | 1-Excellent | 2022
OXFT5242 | THE FIENNES CENTRE | DISTRICT NURSES | THERMOMETER | THERMOSCAN PRO 6000 | WELCH ALLYN | PLANNED PREVENTATIVE (REGULAR SERVICING) | 0 | 1-Excellent | 2022
OXFT5216 | NUFFIELD HEALTH CENTRE | ADULT MENTAL HEALTH UNIT | THERMOMETER | THERMOSCAN PRO 6000 | WELCH ALLYN | PLANNED PREVENTATIVE (REGULAR SERVICING) | 0 | 1-Excellent | 2024
OXFT5217 | NUFFIELD HEALTH CENTRE | ADULT MENTAL HEALTH UNIT | THERMOMETER | THERMOSCAN PRO 6000 | WELCH ALLYN | PLANNED PREVENTATIVE (REGULAR SERVICING) | 0 | 1-Excellent | 2024
OXFT5218 | NUFFIELD HEALTH CENTRE | ADULT MENTAL HEALTH UNIT | THERMOMETER | THERMOSCAN PRO 6000 | WELCH ALLYN | PLANNED PREVENTATIVE (REGULAR SERVICING) | 0 | 1-Excellent | 2024
OXFT5254 | WHITELEAF CENTRE | AMBER WARD | THERMOMETER | THERMOSCAN PRO 6000 | WELCH ALLYN | PLANNED PREVENTATIVE (REGULAR SERVICING) | 0 | 1-Excellent | 2022
OXFT5255 | WHITELEAF CENTRE | AMBER WARD | THERMOMETER | THERMOSCAN PRO 6000 | WELCH ALLYN | PLANNED PREVENTATIVE (REGULAR SERVICING) | 0 | 1-Excellent | 2022
OXFT5256 | LUTHER STREET MEDICAL CENTRE | LUTHER STREET | THERMOMETER | THERMOSCAN PRO 6000 | WELCH ALLYN | PLANNED PREVENTATIVE (REGULAR SERVICING) | 0 | 1-Excellent | 2025
OXFT5229 | WARNEFORD HOSPITAL | WINTLE WARD | THERMOMETER | THERMOSCAN PRO 6000 | WELCH ALLYN | PLANNED PREVENTATIVE (REGULAR SERVICING) | 0 | 1-Excellent | 2022
OXFT5238 | THE FIENNES CENTRE | DISTRICT NURSES | THERMOMETER | THERMOSCAN PRO 6000 | WELCH ALLYN | PLANNED PREVENTATIVE (REGULAR SERVICING) | 0 | 1-Excellent | 2022
OXFT5239 | THE FIENNES CENTRE | DISTRICT NURSES | THERMOMETER | THERMOSCAN PRO 6000 | WELCH ALLYN | PLANNED PREVENTATIVE (REGULAR SERVICING) | 0 | 1-Excellent | 2022
OXFT5262 | MURRAY HOUSE | DISTRICT NURSES | THERMOMETER | THERMOSCAN PRO 6000 | WELCH ALLYN | PLANNED PREVENTATIVE (REGULAR SERVICING) | 0 | 1-Excellent | 2023
OXFT5263 | MURRAY HOUSE | DISTRICT NURSES | THERMOMETER | THERMOSCAN PRO 6000 | WELCH ALLYN | PLANNED PREVENTATIVE (REGULAR SERVICING) | 0 | 1-Excellent | 2023
OXFT5266 | HORTON GENERAL HOSPITAL | FIENNES CENTRE | THERMOMETER | THERMOSCAN PRO 6000 | WELCH ALLYN | PLANNED PREVENTATIVE (REGULAR SERVICING) | 0 | 1-Excellent | 2024
OXFT5251 | WHITELEAF CENTRE | AMBER WARD | THERMOMETER | THERMOSCAN PRO 6000 | WELCH ALLYN | PLANNED PREVENTATIVE (REGULAR SERVICING) | 0 | 1-Excellent | 2022
OXFT5252 | WHITELEAF CENTRE | AMBER WARD | THERMOMETER | THERMOSCAN PRO 6000 | WELCH ALLYN | PLANNED PREVENTATIVE (REGULAR SERVICING) | 0 | 1-Excellent | 2022
OXFT5253 | WHITELEAF CENTRE | AMBER WARD | THERMOMETER | THERMOSCAN PRO 6000 | WELCH ALLYN | PLANNED PREVENTATIVE (REGULAR SERVICING) | 0 | 1-Excellent | 2022
OXFT5270 | HORTON GENERAL HOSPITAL | FIENNES CENTRE | THERMOMETER | THERMOSCAN PRO 6000 | WELCH ALLYN | PLANNED PREVENTATIVE (REGULAR SERVICING) | 0 | 1-Excellent | 2024
OXFT5273 | WITNEY COMMUNITY HOSPITAL | COMMUNITY BLADDER AND BOWEL SERVICE | THERMOMETER | THERMOSCAN PRO 6000 | WELCH ALLYN | PLANNED PREVENTATIVE (REGULAR SERVICING) | 0 | 1-Excellent | 2024
OXFT5274 | WITNEY COMMUNITY HOSPITAL | COMMUNITY BLADDER AND BOWEL SERVICE | THERMOMETER | THERMOSCAN PRO 6000 | WELCH ALLYN | PLANNED PREVENTATIVE (REGULAR SERVICING) | 0 | 1-Excellent | 2024
OXFT5264 | MURRAY HOUSE | DISTRICT NURSES | THERMOMETER | THERMOSCAN PRO 6000 | WELCH ALLYN | PLANNED PREVENTATIVE (REGULAR SERVICING) | 0 | 1-Excellent | 2023
OXFT5265 | MURRAY HOUSE | HEADINGTON DISTRICT NURSES | THERMOMETER | THERMOSCAN PRO 6000 | WELCH ALLYN | PLANNED PREVENTATIVE (REGULAR SERVICING) | 0 | 1-Excellent | 2023
OXFT5261 | MURRAY HOUSE | DISTRICT NURSES | THERMOMETER | THERMOSCAN PRO 6000 | WELCH ALLYN | PLANNED PREVENTATIVE (REGULAR SERVICING) | 0 | 1-Excellent | 2023
OXFT6107 | WALLINGFORD COMMUNITY HOSPITAL | DISTRICT NURSES | THERMOMETER | THERMOSCAN PRO 6000 | WELCH ALLYN | PLANNED PREVENTATIVE (REGULAR SERVICING) | 2 | 2-Good | 2021
OXFT5271 | LITTLEMORE MENTAL HEALTH CENTRE | WENRIC HOUSE | THERMOMETER | THERMOSCAN PRO 6000 | WELCH ALLYN | PLANNED PREVENTATIVE (REGULAR SERVICING) | 0 | 1-Excellent | 2023
OXFT5272 | LITTLEMORE MENTAL HEALTH CENTRE | WENRIC HOUSE | THERMOMETER | THERMOSCAN PRO 6000 | WELCH ALLYN | PLANNED PREVENTATIVE (REGULAR SERVICING) | 0 | 1-Excellent | 2023
OXFT5267 | HORTON GENERAL HOSPITAL | FIENNES CENTRE | THERMOMETER | THERMOSCAN PRO 6000 | WELCH ALLYN | PLANNED PREVENTATIVE (REGULAR SERVICING) | 0 | 1-Excellent | 2024
OXFT5268 | HORTON GENERAL HOSPITAL | FIENNES CENTRE | THERMOMETER | THERMOSCAN PRO 6000 | WELCH ALLYN | PLANNED PREVENTATIVE (REGULAR SERVICING) | 0 | 1-Excellent | 2024
OXFT5269 | HORTON GENERAL HOSPITAL | FIENNES CENTRE | THERMOMETER | THERMOSCAN PRO 6000 | WELCH ALLYN | PLANNED PREVENTATIVE (REGULAR SERVICING) | 0 | 1-Excellent | 2024
OHFT2909 | ST BARNABAS CLINIC | PODIATRY | THERMOMETER | DT-1001 | EXERGEN | ASSET ONLY NO SERVICING REQUIRED | 3 | 3-Average
OXFT0373 | ABINGDON COMMUNITY HOSPITAL | EMU | THERMOMETER | THERMOSCAN PRO 6000 | WELCH ALLYN | PLANNED PREVENTATIVE (REGULAR SERVICING) | 2 | 2-Good | 2021
OXFT6102 | BICESTER COMMUNITY HOSPITAL | BICESTER WARD | THERMOMETER | THERMOSCAN PRO 6000 | WELCH ALLYN | PLANNED PREVENTATIVE (REGULAR SERVICING) | 2 | 2-Good | 2022
OXFT6109 | WATLINGTON & CHALGROVE | DISTRICT NURSES | THERMOMETER | THERMOSCAN PRO 6000 | WELCH ALLYN | PLANNED PREVENTATIVE (REGULAR SERVICING) | 2 | 2-Good | 2021
OXFT6110 | WATLINGTON & CHALGROVE | DISTRICT NURSES | THERMOMETER | THERMOSCAN PRO 6000 | WELCH ALLYN | PLANNED PREVENTATIVE (REGULAR SERVICING) | 2 | 2-Good | 2021
OXFT6106 | TOWNLANDS COMMUNITY HOSPITAL | DISTRICT NURSES | THERMOMETER | THERMOSCAN PRO 6000 | WELCH ALLYN | PLANNED PREVENTATIVE (REGULAR SERVICING) | 2 | 2-Good | 2021
OHFT0223 | WARNEFORD HOSPITAL | WINTLE WARD | THERMOMETER | THERMOSCAN PRO 4000 | BRAUN | PLANNED PREVENTATIVE (REGULAR SERVICING) | 14 | 4-Poor | 2011
OHFT44223 | REDLANDS DAYTIME SUPPORT | LEARNING DISABILITY SERVICE | THERMOMETER | THERMOFINDER | HUBDIC | ASSET ONLY NO SERVICING REQUIRED | 3 | 3-Average
OHFT41723 | MABEL PRICHARD SCHOOL | COMMUNITY CHILDRENS NURSING TEAM | THERMOMETER | THERMOSCAN | BRAUN | PLANNED PREVENTATIVE (REGULAR SERVICING) | 3 | 3-Average
OHFT41950 | MABEL PRICHARD SCHOOL | COMMUNITY CHILDRENS NURSING TEAM | THERMOMETER | THERMOSCAN | BRAUN | PLANNED PREVENTATIVE (REGULAR SERVICING) | 3 | 3-Average
OHFT41953 | MABEL PRICHARD SCHOOL | COMMUNITY CHILDRENS NURSING TEAM | THERMOMETER | THERMOSCAN | BRAUN | PLANNED PREVENTATIVE (REGULAR SERVICING) | 3 | 3-Average
OHFT0334 | MELKSHAM HOSPITAL | CAMHS | THERMOMETER | THERMOSCAN | BRAUN | PLANNED PREVENTATIVE (REGULAR SERVICING) | 3 | 3-Average
OHFT41597 | BLACKBIRD LEYS CENTRE | RESPIRATORY | THERMOMETER | THERMOSCAN PRO 4000 | BRAUN | PLANNED PREVENTATIVE (REGULAR SERVICING) | 3 | 3-Average
OHFT44455 | BLACKBIRD LEYS CENTRE | RESPIRATORY | THERMOMETER | THERMOSCAN PRO 4000 | BRAUN | PLANNED PREVENTATIVE (REGULAR SERVICING) | 3 | 3-Average
OHFT1229 | TOWNLANDS COMMUNITY HOSPITAL | CMHT | THERMOMETER | THERMOSCAN PRO 4000 | BRAUN | PLANNED PREVENTATIVE (REGULAR SERVICING) | 3 | 3-Average
OHFT3649 | WARNEFORD HOSPITAL | DAY HOSPITAL | THERMOMETER | THERMOSCAN PRO 4000 | BRAUN | PLANNED PREVENTATIVE (REGULAR SERVICING) | 3 | 3-Average
OHFT0471 | WARNEFORD HOSPITAL | ECT | THERMOMETER | THERMOSCAN PRO 4000 | BRAUN | PLANNED PREVENTATIVE (REGULAR SERVICING) | 7 | 4-Poor | 2018
OHFT0469 | WARNEFORD HOSPITAL | ECT | THERMOMETER | THERMOSCAN PRO 4000 | BRAUN | PLANNED PREVENTATIVE (REGULAR SERVICING) | 7 | 4-Poor | 2018
OHFT45160 | MELKSHAM HOSPITAL | CAMHS | THERMOMETER | THERMOSCAN | BRAUN | ASSET ONLY NO SERVICING REQUIRED | 5 | 3-Average | 2020
OHFT40950 | SALISBURY DISTRICT HOSPITAL | SALISBURY COMMUNITY CAMHS | THERMOMETER | THERMOSCAN | BRAUN | ASSET ONLY NO SERVICING REQUIRED | 13 | 4-Poor | 2012
OHFT40951 | SALISBURY DISTRICT HOSPITAL | SALISBURY COMMUNITY CAMHS | THERMOMETER | THERMOSCAN | BRAUN | ASSET ONLY NO SERVICING REQUIRED | 13 | 4-Poor | 2012
OHFT41588 | BLACKBIRD LEYS CENTRE | RESPIRATORY | THERMOMETER | THERMOSCAN PRO 4000 | BRAUN | PLANNED PREVENTATIVE (REGULAR SERVICING) | 3 | 3-Average
OHFT41593 | BLACKBIRD LEYS CENTRE | RESPIRATORY | THERMOMETER | THERMOSCAN PRO 4000 | BRAUN | PLANNED PREVENTATIVE (REGULAR SERVICING) | 3 | 3-Average
OHFT41595 | BLACKBIRD LEYS CENTRE | RESPIRATORY | THERMOMETER | THERMOSCAN PRO 4000 | BRAUN | PLANNED PREVENTATIVE (REGULAR SERVICING) | 3 | 3-Average
OHFT43269 | THE FIENNES CENTRE | OUT OF HOURS CLINIC | THERMOMETER | THERMOSCAN | BRAUN | ASSET ONLY NO SERVICING REQUIRED | 3 | 3-Average
OHFT42359 | TOWNLANDS COMMUNITY HOSPITAL | MINOR INJURIES UNIT | THERMOMETER | THERMOSCAN | BRAUN | ASSET ONLY NO SERVICING REQUIRED | 12 | 4-Poor | 2013
OHFT42357 | TOWNLANDS COMMUNITY HOSPITAL | MINOR INJURIES UNIT | THERMOMETER | THERMOSCAN | BRAUN | ASSET ONLY NO SERVICING REQUIRED | 3 | 3-Average
OHFT0559 | ABINGDON COMMUNITY HOSPITAL | OSRU | THERMOMETER | THERMOSCAN | BRAUN | ASSET ONLY NO SERVICING REQUIRED | 9 | 4-Poor | 2016
OHFT1726 | BICESTER COMMUNITY HOSPITAL | FIRST AID UNIT | THERMOMETER | THERMOSCAN | BRAUN | ASSET ONLY NO SERVICING REQUIRED | 3 | 3-Average
OHFT42252 | CHIPPING NORTON COMMUNITY HOSPITAL | DISTRICT NURSES | THERMOMETER | THERMOSCAN | BRAUN | ASSET ONLY NO SERVICING REQUIRED | 10 | 4-Poor | 2015
OHFT42733 | ABINGDON COMMUNITY HOSPITAL | HOSPITAL AT HOME | THERMOMETER | THERMOSCAN | BRAUN | ASSET ONLY NO SERVICING REQUIRED | 3 | 3-Average
OHFT42739 | ABINGDON COMMUNITY HOSPITAL | HOSPITAL AT HOME | THERMOMETER | THERMOSCAN | BRAUN | ASSET ONLY NO SERVICING REQUIRED | 3 | 3-Average
OHFT42748 | ABINGDON COMMUNITY HOSPITAL | HOSPITAL AT HOME | THERMOMETER | THERMOSCAN | BRAUN | ASSET ONLY NO SERVICING REQUIRED | 3 | 3-Average
OHFT44843 | ABINGDON COMMUNITY HOSPITAL | MINOR INJURIES UNIT | THERMOMETER | THERMOSCAN | BRAUN | ASSET ONLY NO SERVICING REQUIRED | 5 | 3-Average | 2020
OHFT44845 | ABINGDON COMMUNITY HOSPITAL | MINOR INJURIES UNIT | THERMOMETER | THERMOSCAN | BRAUN | ASSET ONLY NO SERVICING REQUIRED | 5 | 3-Average | 2020
OHFT41396 | EAST OXFORD HEALTH CENTRE | OUT OF HOURS CLINIC | THERMOMETER | THERMOSCAN | BRAUN | ASSET ONLY NO SERVICING REQUIRED | 3 | 3-Average
OHFT45471 | WALLINGFORD COMMUNITY HOSPITAL | ADULT MENTAL HEALTH UNIT | THERMOMETER | TRI TEMP TR1 | TRIMEDIKA | ASSET ONLY NO SERVICING REQUIRED | 3 | 3-Average
OHFT45477 | WALLINGFORD COMMUNITY HOSPITAL | ADULT MENTAL HEALTH UNIT | THERMOMETER | TRI TEMP TR1 | TRIMEDIKA | ASSET ONLY NO SERVICING REQUIRED | 3 | 3-Average
OHFT45473 | WALLINGFORD COMMUNITY HOSPITAL | ADULT MENTAL HEALTH UNIT | THERMOMETER | TRI TEMP TR1 | TRIMEDIKA | ASSET ONLY NO SERVICING REQUIRED | 3 | 3-Average
OHFT45472 | WALLINGFORD COMMUNITY HOSPITAL | ADULT MENTAL HEALTH UNIT | THERMOMETER | TRI TEMP TR1 | TRIMEDIKA | ASSET ONLY NO SERVICING REQUIRED | 3 | 3-Average
OHFT45495 | THE ELMS CENTRE BANBURY | ADULT MENTAL HEALTH UNIT | THERMOMETER | TRI TEMP TR1 | TRIMEDIKA | ASSET ONLY NO SERVICING REQUIRED | 3 | 3-Average
OHFT42731 | ABINGDON COMMUNITY HOSPITAL | HOSPITAL AT HOME | THERMOMETER | THERMOSCAN | BRAUN | ASSET ONLY NO SERVICING REQUIRED | 3 | 3-Average
OHFT45544 | MARLBOROUGH HOUSE-SWINDON | CAMHS | THERMOMETER | TRI TEMP TR1 | TRIMEDIKA | ASSET ONLY NO SERVICING REQUIRED | 3 | 3-Average
OHFT45494 | THE ELMS CENTRE BANBURY | ADULT MENTAL HEALTH UNIT | THERMOMETER | TRI TEMP TR1 | TRIMEDIKA | ASSET ONLY NO SERVICING REQUIRED | 3 | 3-Average
OHFT45476 | WALLINGFORD COMMUNITY HOSPITAL | ADULT MENTAL HEALTH UNIT | THERMOMETER | TRI TEMP TR1 | TRIMEDIKA | ASSET ONLY NO SERVICING REQUIRED | 3 | 3-Average
OHFT45475 | WALLINGFORD COMMUNITY HOSPITAL | ADULT MENTAL HEALTH UNIT | THERMOMETER | TRI TEMP TR1 | TRIMEDIKA | ASSET ONLY NO SERVICING REQUIRED | 3 | 3-Average
OHFT45493 | THE ELMS CENTRE BANBURY | ADULT MENTAL HEALTH UNIT | THERMOMETER | TRI TEMP TR1 | TRIMEDIKA | ASSET ONLY NO SERVICING REQUIRED | 3 | 3-Average
OHFT45545 | MARLBOROUGH HOUSE-SWINDON | CAMHS | THERMOMETER | TRI TEMP TR1 | TRIMEDIKA | ASSET ONLY NO SERVICING REQUIRED | 3 | 3-Average
OHFT42871 | ABINGDON COMMUNITY HOSPITAL | DISTRICT NURSES | THERMOMETER | ET-100A | TIMESCO | ASSET ONLY NO SERVICING REQUIRED | 3 | 3-Average
OHFT3311 | WHITELEAF CENTRE | ECT | THERMOMETER | THERMOSCAN PRO 4000 | WELCH ALLYN | PLANNED PREVENTATIVE (REGULAR SERVICING) | 3 | 2-Good
OHFT45448 | ABINGDON COMMUNITY HOSPITAL | HOSPITAL AT HOME | THERMOMETER | TRI TEMP TR1 | TRIMEDIKA | ASSET ONLY NO SERVICING REQUIRED | 3 | 3-Average
OHFT45449 | ABINGDON COMMUNITY HOSPITAL | HOSPITAL AT HOME | THERMOMETER | TRI TEMP TR1 | TRIMEDIKA | ASSET ONLY NO SERVICING REQUIRED | 3 | 3-Average
OHFT45450 | ABINGDON COMMUNITY HOSPITAL | HOSPITAL AT HOME | THERMOMETER | TRI TEMP TR1 | TRIMEDIKA | ASSET ONLY NO SERVICING REQUIRED | 3 | 3-Average
OHFT46150 | MABEL PRICHARD SCHOOL | COMMUNITY CHILDRENS NURSING TEAM | THERMOMETER | TRI TEMP TR1 | TRIMEDIKA | ASSET ONLY NO SERVICING REQUIRED | 3 | 3-Average
OHFT164087 | ABINGDON COMMUNITY HOSPITAL | CMHT OLDER ADULTS | THERMOMETER | ET-100A | TIMESCO | ASSET ONLY NO SERVICING REQUIRED | 3 | 3-Average
OHFT0207 | ABINGDON COMMUNITY HOSPITAL | DISTRICT NURSES | THERMOMETER | ET-100A | TIMESCO | ASSET ONLY NO SERVICING REQUIRED | 3 | 3-Average
OHFT0505 | ABINGDON COMMUNITY HOSPITAL | DISTRICT NURSES | THERMOMETER | ET-100A | TIMESCO | ASSET ONLY NO SERVICING REQUIRED | 3 | 3-Average
OHFT3122 | ABINGDON COMMUNITY HOSPITAL | DISTRICT NURSES | THERMOMETER | ET-100A | TIMESCO | ASSET ONLY NO SERVICING REQUIRED | 3 | 3-Average
OHFT42795 | ABINGDON COMMUNITY HOSPITAL | DISTRICT NURSES | THERMOMETER | ET-100A | TIMESCO | ASSET ONLY NO SERVICING REQUIRED | 3 | 3-Average
OHFT42869 | ABINGDON COMMUNITY HOSPITAL | DISTRICT NURSES | THERMOMETER | ET-100A | TIMESCO | ASSET ONLY NO SERVICING REQUIRED | 3 | 3-Average
OHFT164093 | ABINGDON COMMUNITY HOSPITAL | CMHT OLDER ADULTS | THERMOMETER | ET-100A | TIMESCO | ASSET ONLY NO SERVICING REQUIRED | 3 | 3-Average
OHFT42909 | ABINGDON COMMUNITY HOSPITAL | DISTRICT NURSES | THERMOMETER | ET-100A | TIMESCO | ASSET ONLY NO SERVICING REQUIRED | 3 | 3-Average
OHFT43133 | ABINGDON COMMUNITY HOSPITAL | DISTRICT NURSES | THERMOMETER | ET-100A | TIMESCO | ASSET ONLY NO SERVICING REQUIRED | 3 | 3-Average
OHFT44528 | ABINGDON COMMUNITY HOSPITAL | DISTRICT NURSES | THERMOMETER | ET-100A | TIMESCO | ASSET ONLY NO SERVICING REQUIRED | 3 | 3-Average
OHFT164085 | ABINGDON COMMUNITY HOSPITAL | CMHT OLDER ADULTS | THERMOMETER | ET-100A | TIMESCO | ASSET ONLY NO SERVICING REQUIRED | 3 | 3-Average
OHFT164086 | ABINGDON COMMUNITY HOSPITAL | CMHT OLDER ADULTS | THERMOMETER | ET-100A | TIMESCO | ASSET ONLY NO SERVICING REQUIRED | 3 | 3-Average
OHFT42608 | ABINGDON COMMUNITY HOSPITAL | LOCALITY TEAM (MENTAL HEALTH BUILDING) | THERMOMETER | ET-100A | TIMESCO | ASSET ONLY NO SERVICING REQUIRED | 3 | 3-Average
OHFT164088 | ABINGDON COMMUNITY HOSPITAL | CMHT OLDER ADULTS | THERMOMETER | ET-100A | TIMESCO | ASSET ONLY NO SERVICING REQUIRED | 3 | 3-Average
OHFT164089 | ABINGDON COMMUNITY HOSPITAL | CMHT OLDER ADULTS | THERMOMETER | ET-100A | TIMESCO | ASSET ONLY NO SERVICING REQUIRED | 3 | 3-Average
OHFT164090 | ABINGDON COMMUNITY HOSPITAL | CMHT OLDER ADULTS | THERMOMETER | ET-100A | TIMESCO | ASSET ONLY NO SERVICING REQUIRED | 3 | 3-Average
OHFT164091 | ABINGDON COMMUNITY HOSPITAL | CMHT OLDER ADULTS | THERMOMETER | ET-100A | TIMESCO | ASSET ONLY NO SERVICING REQUIRED | 3 | 3-Average
OHFT164092 | ABINGDON COMMUNITY HOSPITAL | CMHT OLDER ADULTS | THERMOMETER | ET-100A | TIMESCO | ASSET ONLY NO SERVICING REQUIRED | 3 | 3-Average
OHFT0555 | ABINGDON COMMUNITY HOSPITAL | OSRU | THERMOMETER | ET-100A | TIMESCO | ASSET ONLY NO SERVICING REQUIRED | 3 | 3-Average
OHFT164094 | ABINGDON COMMUNITY HOSPITAL | CMHT OLDER ADULTS | THERMOMETER | ET-100A | TIMESCO | ASSET ONLY NO SERVICING REQUIRED | 3 | 3-Average
OHFT164095 | ABINGDON COMMUNITY HOSPITAL | CMHT OLDER ADULTS | THERMOMETER | ET-100A | TIMESCO | ASSET ONLY NO SERVICING REQUIRED | 3 | 3-Average
OHFT164096 | ABINGDON COMMUNITY HOSPITAL | CMHT OLDER ADULTS | THERMOMETER | ET-100A | TIMESCO | ASSET ONLY NO SERVICING REQUIRED | 3 | 3-Average
OHFT44852 | ABINGDON COMMUNITY HOSPITAL | CMHT OLDER ADULTS | THERMOMETER | ET-100A | TIMESCO | ASSET ONLY NO SERVICING REQUIRED | 3 | 3-Average
OHFT42607 | ABINGDON COMMUNITY HOSPITAL | LOCALITY TEAM (MENTAL HEALTH BUILDING) | THERMOMETER | ET-100A | TIMESCO | ASSET ONLY NO SERVICING REQUIRED | 3 | 3-Average
OHFT45701 | ABINGDON COMMUNITY HOSPITAL | OSRU | THERMOMETER | ET-100A | TIMESCO | ASSET ONLY NO SERVICING REQUIRED | 3 | 3-Average
OHFT42609 | ABINGDON COMMUNITY HOSPITAL | LOCALITY TEAM (MENTAL HEALTH BUILDING) | THERMOMETER | ET-100A | TIMESCO | ASSET ONLY NO SERVICING REQUIRED | 3 | 3-Average
OHFT43140 | ABINGDON COMMUNITY HOSPITAL | MINOR INJURIES UNIT | THERMOMETER | ET-100A | TIMESCO | ASSET ONLY NO SERVICING REQUIRED | 3 | 3-Average
OHFT1811 | ABINGDON COMMUNITY HOSPITAL | MINOR INJURIES UNIT | THERMOMETER | ET-100A | TIMESCO | ASSET ONLY NO SERVICING REQUIRED | 3 | 3-Average
OHFT46675 | ABINGDON COMMUNITY HOSPITAL | MINOR INJURIES UNIT | THERMOMETER | ET-100A | TIMESCO | ASSET ONLY NO SERVICING REQUIRED | 3 | 3-Average
OHFT0554 | ABINGDON COMMUNITY HOSPITAL | OSRU | THERMOMETER | ET-100A | TIMESCO | ASSET ONLY NO SERVICING REQUIRED | 3 | 3-Average
OHFT45878 | ABINGDON COMMUNITY HOSPITAL | TISSUE VIABILITY | THERMOMETER | ET-100A | TIMESCO | ASSET ONLY NO SERVICING REQUIRED | 3 | 3-Average
OHFT0556 | ABINGDON COMMUNITY HOSPITAL | OSRU | THERMOMETER | ET-100A | TIMESCO | ASSET ONLY NO SERVICING REQUIRED | 3 | 3-Average
OHFT0557 | ABINGDON COMMUNITY HOSPITAL | OSRU | THERMOMETER | ET-100A | TIMESCO | ASSET ONLY NO SERVICING REQUIRED | 3 | 3-Average
OHFT0558 | ABINGDON COMMUNITY HOSPITAL | OSRU | THERMOMETER | ET-100A | TIMESCO | ASSET ONLY NO SERVICING REQUIRED | 3 | 3-Average
OHFT45697 | ABINGDON COMMUNITY HOSPITAL | OSRU | THERMOMETER | ET-100A | TIMESCO | ASSET ONLY NO SERVICING REQUIRED | 3 | 3-Average
OHFT45700 | ABINGDON COMMUNITY HOSPITAL | OSRU | THERMOMETER | ET-100A | TIMESCO | ASSET ONLY NO SERVICING REQUIRED | 3 | 3-Average
OHFT43717 | AMERSHAM HEALTH CENTRE | CMHT SOUTH EAST | THERMOMETER | ET-100A | TIMESCO | ASSET ONLY NO SERVICING REQUIRED | 3 | 3-Average
OHFT45542 | ABINGDON COMMUNITY HOSPITAL | OUTPATIENTS DEPT | THERMOMETER | ET-100A | TIMESCO | ASSET ONLY NO SERVICING REQUIRED | 3 | 3-Average
OHFT43132 | ABINGDON COMMUNITY HOSPITAL | TISSUE VIABILITY | THERMOMETER | ET-100A | TIMESCO | ASSET ONLY NO SERVICING REQUIRED | 3 | 3-Average
OHFT43180 | ABINGDON COMMUNITY HOSPITAL | TISSUE VIABILITY | THERMOMETER | ET-100A | TIMESCO | ASSET ONLY NO SERVICING REQUIRED | 3 | 3-Average
OHFT43181 | ABINGDON COMMUNITY HOSPITAL | TISSUE VIABILITY | THERMOMETER | ET-100A | TIMESCO | ASSET ONLY NO SERVICING REQUIRED | 3 | 3-Average
OHFT45877 | ABINGDON COMMUNITY HOSPITAL | TISSUE VIABILITY | THERMOMETER | ET-100A | TIMESCO | ASSET ONLY NO SERVICING REQUIRED | 3 | 3-Average
OHFT164107 | BLACKBIRD LEYS CENTRE | DISTRICT NURSES | THERMOMETER | ET-100A | TIMESCO | ASSET ONLY NO SERVICING REQUIRED | 3 | 3-Average
OHFT45879 | ABINGDON COMMUNITY HOSPITAL | TISSUE VIABILITY | THERMOMETER | ET-100A | TIMESCO | ASSET ONLY NO SERVICING REQUIRED | 3 | 3-Average
OHFT45880 | ABINGDON COMMUNITY HOSPITAL | TISSUE VIABILITY | THERMOMETER | ET-100A | TIMESCO | ASSET ONLY NO SERVICING REQUIRED | 3 | 3-Average
OHFT45881 | ABINGDON COMMUNITY HOSPITAL | TISSUE VIABILITY | THERMOMETER | ET-100A | TIMESCO | ASSET ONLY NO SERVICING REQUIRED | 3 | 3-Average
OHFT45882 | ABINGDON COMMUNITY HOSPITAL | TISSUE VIABILITY | THERMOMETER | ET-100A | TIMESCO | ASSET ONLY NO SERVICING REQUIRED | 3 | 3-Average
OHFT42797 | AMERSHAM HEALTH CENTRE | CMHT SOUTH EAST | THERMOMETER | ET-100A | TIMESCO | ASSET ONLY NO SERVICING REQUIRED | 3 | 3-Average
OHFT164115 | BLACKBIRD LEYS CENTRE | DISTRICT NURSES | THERMOMETER | ET-100A | TIMESCO | ASSET ONLY NO SERVICING REQUIRED | 3 | 3-Average
OHFT126767 | WINDRUSH HEALTH CENTRE | DISTRICT NURSES | THERMOMETER | ET-100A | TIMESCO | ASSET ONLY NO SERVICING REQUIRED | 3 | 3-Average
OHFT44603 | BICESTER COMMUNITY HOSPITAL | FIRST AID UNIT | THERMOMETER | ET-100A | TIMESCO | ASSET ONLY NO SERVICING REQUIRED | 3 | 3-Average
OHFT44604 | BICESTER COMMUNITY HOSPITAL | FIRST AID UNIT | THERMOMETER | ET-100A | TIMESCO | ASSET ONLY NO SERVICING REQUIRED | 3 | 3-Average
OHFT46688 | BICESTER COMMUNITY HOSPITAL | INTEGRATED LOCALITY TEAM-COM THERAPY & OXFORD | THERMOMETER | ET-100A | TIMESCO | ASSET ONLY NO SERVICING REQUIRED | 3 | 3-Average
OHFT164106 | BLACKBIRD LEYS CENTRE | DISTRICT NURSES | THERMOMETER | ET-100A | TIMESCO | ASSET ONLY NO SERVICING REQUIRED | 3 | 3-Average
OHFT164122 | BLACKBIRD LEYS CENTRE | DISTRICT NURSES | THERMOMETER | ET-100A | TIMESCO | ASSET ONLY NO SERVICING REQUIRED | 3 | 3-Average
OHFT164108 | BLACKBIRD LEYS CENTRE | DISTRICT NURSES | THERMOMETER | ET-100A | TIMESCO | ASSET ONLY NO SERVICING REQUIRED | 3 | 3-Average
OHFT164110 | BLACKBIRD LEYS CENTRE | DISTRICT NURSES | THERMOMETER | ET-100A | TIMESCO | ASSET ONLY NO SERVICING REQUIRED | 3 | 3-Average
OHFT164111 | BLACKBIRD LEYS CENTRE | DISTRICT NURSES | THERMOMETER | ET-100A | TIMESCO | ASSET ONLY NO SERVICING REQUIRED | 3 | 3-Average
OHFT164112 | BLACKBIRD LEYS CENTRE | DISTRICT NURSES | THERMOMETER | ET-100A | TIMESCO | ASSET ONLY NO SERVICING REQUIRED | 3 | 3-Average
OHFT164114 | BLACKBIRD LEYS CENTRE | DISTRICT NURSES | THERMOMETER | ET-100A | TIMESCO | ASSET ONLY NO SERVICING REQUIRED | 3 | 3-Average
OHFT164131 | BLACKBIRD LEYS CENTRE | DISTRICT NURSES | THERMOMETER | ET-100A | TIMESCO | ASSET ONLY NO SERVICING REQUIRED | 3 | 3-Average
OHFT164116 | BLACKBIRD LEYS CENTRE | DISTRICT NURSES | THERMOMETER | ET-100A | TIMESCO | ASSET ONLY NO SERVICING REQUIRED | 3 | 3-Average
OHFT164117 | BLACKBIRD LEYS CENTRE | DISTRICT NURSES | THERMOMETER | ET-100A | TIMESCO | ASSET ONLY NO SERVICING REQUIRED | 3 | 3-Average
OHFT164118 | BLACKBIRD LEYS CENTRE | DISTRICT NURSES | THERMOMETER | ET-100A | TIMESCO | ASSET ONLY NO SERVICING REQUIRED | 3 | 3-Average
OHFT164119 | BLACKBIRD LEYS CENTRE | DISTRICT NURSES | THERMOMETER | ET-100A | TIMESCO | ASSET ONLY NO SERVICING REQUIRED | 3 | 3-Average
OHFT164120 | BLACKBIRD LEYS CENTRE | DISTRICT NURSES | THERMOMETER | ET-100A | TIMESCO | ASSET ONLY NO SERVICING REQUIRED | 3 | 3-Average
OHFT2110 | BLACKBIRD LEYS CENTRE | DISTRICT NURSES | THERMOMETER | ET-100A | TIMESCO | ASSET ONLY NO SERVICING REQUIRED | 3 | 3-Average
OHFT164123 | BLACKBIRD LEYS CENTRE | DISTRICT NURSES | THERMOMETER | ET-100A | TIMESCO | ASSET ONLY NO SERVICING REQUIRED | 3 | 3-Average
OHFT164124 | BLACKBIRD LEYS CENTRE | DISTRICT NURSES | THERMOMETER | ET-100A | TIMESCO | ASSET ONLY NO SERVICING REQUIRED | 3 | 3-Average
OHFT164127 | BLACKBIRD LEYS CENTRE | DISTRICT NURSES | THERMOMETER | ET-100A | TIMESCO | ASSET ONLY NO SERVICING REQUIRED | 3 | 3-Average
OHFT164129 | BLACKBIRD LEYS CENTRE | DISTRICT NURSES | THERMOMETER | ET-100A | TIMESCO | ASSET ONLY NO SERVICING REQUIRED | 3 | 3-Average
OHFT164130 | BLACKBIRD LEYS CENTRE | DISTRICT NURSES | THERMOMETER | ET-100A | TIMESCO | ASSET ONLY NO SERVICING REQUIRED | 3 | 3-Average
OHFT43939 | BLACKBIRD LEYS CENTRE | DISTRICT NURSES | THERMOMETER | ET-100A | TIMESCO | ASSET ONLY NO SERVICING REQUIRED | 3 | 3-Average
OHFT164132 | BLACKBIRD LEYS CENTRE | DISTRICT NURSES | THERMOMETER | ET-100A | TIMESCO | ASSET ONLY NO SERVICING REQUIRED | 3 | 3-Average
OHFT164134 | BLACKBIRD LEYS CENTRE | DISTRICT NURSES | THERMOMETER | ET-100A | TIMESCO | ASSET ONLY NO SERVICING REQUIRED | 3 | 3-Average
OHFT164135 | BLACKBIRD LEYS CENTRE | DISTRICT NURSES | THERMOMETER | ET-100A | TIMESCO | ASSET ONLY NO SERVICING REQUIRED | 3 | 3-Average
OHFT164139 | BLACKBIRD LEYS CENTRE | DISTRICT NURSES | THERMOMETER | ET-100A | TIMESCO | ASSET ONLY NO SERVICING REQUIRED | 3 | 3-Average
OHFT164141 | BLACKBIRD LEYS CENTRE | DISTRICT NURSES | THERMOMETER | ET-100A | TIMESCO | ASSET ONLY NO SERVICING REQUIRED | 3 | 3-Average
OHFT164145 | BLACKBIRD LEYS CENTRE | CLINIC | THERMOMETER | ET-100A | TIMESCO | ASSET ONLY NO SERVICING REQUIRED | 3 | 3-Average
OHFT43926 | BLACKBIRD LEYS CENTRE | DISTRICT NURSES | THERMOMETER | ET-100A | TIMESCO | ASSET ONLY NO SERVICING REQUIRED | 3 | 3-Average
OHFT43935 | BLACKBIRD LEYS CENTRE | DISTRICT NURSES | THERMOMETER | ET-100A | TIMESCO | ASSET ONLY NO SERVICING REQUIRED | 3 | 3-Average
OHFT43936 | BLACKBIRD LEYS CENTRE | DISTRICT NURSES | THERMOMETER | ET-100A | TIMESCO | ASSET ONLY NO SERVICING REQUIRED | 3 | 3-Average
OHFT43937 | BLACKBIRD LEYS CENTRE | DISTRICT NURSES | THERMOMETER | ET-100A | TIMESCO | ASSET ONLY NO SERVICING REQUIRED | 3 | 3-Average
OHFT43938 | BLACKBIRD LEYS CENTRE | DISTRICT NURSES | THERMOMETER | ET-100A | TIMESCO | ASSET ONLY NO SERVICING REQUIRED | 3 | 3-Average
OHFT45714 | BLACKBIRD LEYS CENTRE | INTEGRATED LOCALITY TEAM | THERMOMETER | ET-100A | TIMESCO | ASSET ONLY NO SERVICING REQUIRED | 3 | 3-Average
OHFT43941 | BLACKBIRD LEYS CENTRE | DISTRICT NURSES | THERMOMETER | ET-100A | TIMESCO | ASSET ONLY NO SERVICING REQUIRED | 3 | 3-Average
OHFT44159 | BLACKBIRD LEYS CENTRE | DISTRICT NURSES | THERMOMETER | ET-100A | TIMESCO | ASSET ONLY NO SERVICING REQUIRED | 3 | 3-Average
OHFT164142 | BLACKBIRD LEYS CENTRE | CLINIC | THERMOMETER | ET-100A | TIMESCO | ASSET ONLY NO SERVICING REQUIRED | 3 | 3-Average
OHFT164143 | BLACKBIRD LEYS CENTRE | CLINIC | THERMOMETER | ET-100A | TIMESCO | ASSET ONLY NO SERVICING REQUIRED | 3 | 3-Average
OHFT164144 | BLACKBIRD LEYS CENTRE | CLINIC | THERMOMETER | ET-100A | TIMESCO | ASSET ONLY NO SERVICING REQUIRED | 3 | 3-Average
OHFT45777 | BLACKBIRD LEYS CENTRE | INTEGRATED LOCALITY TEAM | THERMOMETER | ET-100A | TIMESCO | ASSET ONLY NO SERVICING REQUIRED | 3 | 3-Average
OHFT164146 | BLACKBIRD LEYS CENTRE | CLINIC | THERMOMETER | ET-100A | TIMESCO | ASSET ONLY NO SERVICING REQUIRED | 3 | 3-Average
OHFT164147 | BLACKBIRD LEYS CENTRE | CLINIC | THERMOMETER | ET-100A | TIMESCO | ASSET ONLY NO SERVICING REQUIRED | 3 | 3-Average
OHFT44590 | BLACKBIRD LEYS CENTRE | INTEGRATED LOCALITY TEAM | THERMOMETER | ET-100A | TIMESCO | ASSET ONLY NO SERVICING REQUIRED | 3 | 3-Average
OHFT44591 | BLACKBIRD LEYS CENTRE | INTEGRATED LOCALITY TEAM | THERMOMETER | ET-100A | TIMESCO | ASSET ONLY NO SERVICING REQUIRED | 3 | 3-Average
OHFT45713 | BLACKBIRD LEYS CENTRE | INTEGRATED LOCALITY TEAM | THERMOMETER | ET-100A | TIMESCO | ASSET ONLY NO SERVICING REQUIRED | 3 | 3-Average
OHFT45783 | BLACKBIRD LEYS CENTRE | INTEGRATED LOCALITY TEAM | THERMOMETER | ET-100A | TIMESCO | ASSET ONLY NO SERVICING REQUIRED | 3 | 3-Average
OHFT45715 | BLACKBIRD LEYS CENTRE | INTEGRATED LOCALITY TEAM | THERMOMETER | ET-100A | TIMESCO | ASSET ONLY NO SERVICING REQUIRED | 3 | 3-Average
OHFT45773 | BLACKBIRD LEYS CENTRE | INTEGRATED LOCALITY TEAM | THERMOMETER | ET-100A | TIMESCO | ASSET ONLY NO SERVICING REQUIRED | 3 | 3-Average
OHFT45774 | BLACKBIRD LEYS CENTRE | INTEGRATED LOCALITY TEAM | THERMOMETER | ET-100A | TIMESCO | ASSET ONLY NO SERVICING REQUIRED | 3 | 3-Average
OHFT45775 | BLACKBIRD LEYS CENTRE | INTEGRATED LOCALITY TEAM | THERMOMETER | ET-100A | TIMESCO | ASSET ONLY NO SERVICING REQUIRED | 3 | 3-Average
OHFT45776 | BLACKBIRD LEYS CENTRE | INTEGRATED LOCALITY TEAM | THERMOMETER | ET-100A | TIMESCO | ASSET ONLY NO SERVICING REQUIRED | 3 | 3-Average
OHFT41006 | BLACKBIRD LEYS CENTRE | RESPIRATORY | THERMOMETER | ET-100A | TIMESCO | ASSET ONLY NO SERVICING REQUIRED | 3 | 3-Average
OHFT45778 | BLACKBIRD LEYS CENTRE | INTEGRATED LOCALITY TEAM | THERMOMETER | ET-100A | TIMESCO | ASSET ONLY NO SERVICING REQUIRED | 3 | 3-Average
OHFT45779 | BLACKBIRD LEYS CENTRE | INTEGRATED LOCALITY TEAM | THERMOMETER | ET-100A | TIMESCO | ASSET ONLY NO SERVICING REQUIRED | 3 | 3-Average
OHFT45780 | BLACKBIRD LEYS CENTRE | INTEGRATED LOCALITY TEAM | THERMOMETER | ET-100A | TIMESCO | ASSET ONLY NO SERVICING REQUIRED | 3 | 3-Average
OHFT45781 | BLACKBIRD LEYS CENTRE | INTEGRATED LOCALITY TEAM | THERMOMETER | ET-100A | TIMESCO | ASSET ONLY NO SERVICING REQUIRED | 3 | 3-Average
OHFT45782 | BLACKBIRD LEYS CENTRE | INTEGRATED LOCALITY TEAM | THERMOMETER | ET-100A | TIMESCO | ASSET ONLY NO SERVICING REQUIRED | 3 | 3-Average
OHFT42585 | BROADSHIRES HEALTH CENTRE | DISTRICT NURSES | THERMOMETER | ET-100A | TIMESCO | ASSET ONLY NO SERVICING REQUIRED | 3 | 3-Average
OHFT45784 | BLACKBIRD LEYS CENTRE | INTEGRATED LOCALITY TEAM | THERMOMETER | ET-100A | TIMESCO | ASSET ONLY NO SERVICING REQUIRED | 3 | 3-Average
OHFT45785 | BLACKBIRD LEYS CENTRE | INTEGRATED LOCALITY TEAM | THERMOMETER | ET-100A | TIMESCO | ASSET ONLY NO SERVICING REQUIRED | 3 | 3-Average
OHFT45786 | BLACKBIRD LEYS CENTRE | INTEGRATED LOCALITY TEAM | THERMOMETER | ET-100A | TIMESCO | ASSET ONLY NO SERVICING REQUIRED | 3 | 3-Average
OHFT45787 | BLACKBIRD LEYS CENTRE | INTEGRATED LOCALITY TEAM | THERMOMETER | ET-100A | TIMESCO | ASSET ONLY NO SERVICING REQUIRED | 3 | 3-Average
OHFT41005 | BLACKBIRD LEYS CENTRE | RESPIRATORY | THERMOMETER | ET-100A | TIMESCO | ASSET ONLY NO SERVICING REQUIRED | 3 | 3-Average
OHFT42813 | BURY KNOWLE HEALTH CENTRE | DISTRICT NURSES | THERMOMETER | ET-100A | TIMESCO | ASSET ONLY NO SERVICING REQUIRED | 3 | 3-Average
OHFT41007 | BLACKBIRD LEYS CENTRE | RESPIRATORY | THERMOMETER | ET-100A | TIMESCO | ASSET ONLY NO SERVICING REQUIRED | 3 | 3-Average
OHFT41009 | BLACKBIRD LEYS CENTRE | RESPIRATORY | THERMOMETER | ET-100A | TIMESCO | ASSET ONLY NO SERVICING REQUIRED | 3 | 3-Average
OHFT41010 | BLACKBIRD LEYS CENTRE | RESPIRATORY | THERMOMETER | ET-100A | TIMESCO | ASSET ONLY NO SERVICING REQUIRED | 3 | 3-Average
OHFT0771 | BROADSHIRES HEALTH CENTRE | DISTRICT NURSES | THERMOMETER | ET-100A | TIMESCO | ASSET ONLY NO SERVICING REQUIRED | 3 | 3-Average
OHFT42584 | BROADSHIRES HEALTH CENTRE | DISTRICT NURSES | THERMOMETER | ET-100A | TIMESCO | ASSET ONLY NO SERVICING REQUIRED | 3 | 3-Average
OHFT0330 | CHIPPING NORTON COMMUNITY HOSPITAL | DISTRICT NURSES | THERMOMETER | ET-100A | TIMESCO | ASSET ONLY NO SERVICING REQUIRED | 3 | 3-Average
OHFT42588 | BROADSHIRES HEALTH CENTRE | DISTRICT NURSES | THERMOMETER | ET-100A | TIMESCO | ASSET ONLY NO SERVICING REQUIRED | 3 | 3-Average
OHFT42807 | BURY KNOWLE HEALTH CENTRE | DISTRICT NURSES | THERMOMETER | ET-100A | TIMESCO | ASSET ONLY NO SERVICING REQUIRED | 3 | 3-Average
OHFT42809 | BURY KNOWLE HEALTH CENTRE | DISTRICT NURSES | THERMOMETER | ET-100A | TIMESCO | ASSET ONLY NO SERVICING REQUIRED | 3 | 3-Average
OHFT42811 | BURY KNOWLE HEALTH CENTRE | DISTRICT NURSES | THERMOMETER | ET-100A | TIMESCO | ASSET ONLY NO SERVICING REQUIRED | 3 | 3-Average
OHFT42812 | BURY KNOWLE HEALTH CENTRE | DISTRICT NURSES | THERMOMETER | ET-100A | TIMESCO | ASSET ONLY NO SERVICING REQUIRED | 3 | 3-Average
OHFT0758 | CHIPPING NORTON COMMUNITY HOSPITAL | DISTRICT NURSES | THERMOMETER | ET-100A | TIMESCO | ASSET ONLY NO SERVICING REQUIRED | 3 | 3-Average
OHFT42950 | BURY KNOWLE HEALTH CENTRE | DISTRICT NURSES | THERMOMETER | ET-100A | TIMESCO | ASSET ONLY NO SERVICING REQUIRED | 3 | 3-Average
OHFT42972 | BURY KNOWLE HEALTH CENTRE | DISTRICT NURSES | THERMOMETER | ET-100A | TIMESCO | ASSET ONLY NO SERVICING REQUIRED | 3 | 3-Average
OHFT45994 | BURY KNOWLE HEALTH CENTRE | DISTRICT NURSES | THERMOMETER | ET-100A | TIMESCO | ASSET ONLY NO SERVICING REQUIRED | 3 | 3-Average
OHFT164248 | CHIPPING NORTON COMMUNITY HOSPITAL | OUTPATIENTS DEPT | THERMOMETER | ET-100A | TIMESCO | ASSET ONLY NO SERVICING REQUIRED | 3 | 3-Average
OHFT164250 | CHIPPING NORTON COMMUNITY HOSPITAL | OUTPATIENTS DEPT | THERMOMETER | ET-100A | TIMESCO | ASSET ONLY NO SERVICING REQUIRED | 3 | 3-Average
OHFT44671 | DIDCOT COMMUNITY HOSPITAL | DIDCOT WARD | THERMOMETER | ET-100A | TIMESCO | ASSET ONLY NO SERVICING REQUIRED | 3 | 3-Average
OHFT0716 | CHIPPING NORTON COMMUNITY HOSPITAL | DISTRICT NURSES | THERMOMETER | ET-100A | TIMESCO | ASSET ONLY NO SERVICING REQUIRED | 3 | 3-Average
OHFT0717 | CHIPPING NORTON COMMUNITY HOSPITAL | DISTRICT NURSES | THERMOMETER | ET-100A | TIMESCO | ASSET ONLY NO SERVICING REQUIRED | 3 | 3-Average
OHFT0727TBA | CHIPPING NORTON COMMUNITY HOSPITAL | DISTRICT NURSES | THERMOMETER | ET-100A | TIMESCO | ASSET ONLY NO SERVICING REQUIRED | 3 | 3-Average
OHFT0746 | CHIPPING NORTON COMMUNITY HOSPITAL | DISTRICT NURSES | THERMOMETER | ET-100A | TIMESCO | ASSET ONLY NO SERVICING REQUIRED | 3 | 3-Average
OHFT0747 | CHIPPING NORTON COMMUNITY HOSPITAL | DISTRICT NURSES | THERMOMETER | ET-100A | TIMESCO | ASSET ONLY NO SERVICING REQUIRED | 3 | 3-Average
OHFT44606 | EAST OXFORD HEALTH CENTRE | OUT OF HOURS CLINIC | THERMOMETER | ET-100A | TIMESCO | ASSET ONLY NO SERVICING REQUIRED | 3 | 3-Average
OHFT44018 | CHIPPING NORTON COMMUNITY HOSPITAL | DISTRICT NURSES | THERMOMETER | ET-100A | TIMESCO | ASSET ONLY NO SERVICING REQUIRED | 3 | 3-Average
OHFT44452 | CHIPPING NORTON COMMUNITY HOSPITAL | DISTRICT NURSES | THERMOMETER | ET-100A | TIMESCO | ASSET ONLY NO SERVICING REQUIRED | 3 | 3-Average
OHFT46225 | CHIPPING NORTON COMMUNITY HOSPITAL | DISTRICT NURSES | THERMOMETER | ET-100A | TIMESCO | ASSET ONLY NO SERVICING REQUIRED | 3 | 3-Average
OHFT46226 | CHIPPING NORTON COMMUNITY HOSPITAL | DISTRICT NURSES | THERMOMETER | ET-100A | TIMESCO | ASSET ONLY NO SERVICING REQUIRED | 3 | 3-Average
OHFT2338 | DIDCOT COMMUNITY HOSPITAL | DENTAL CLINIC | THERMOMETER | ET-100A | TIMESCO | ASSET ONLY NO SERVICING REQUIRED | 3 | 3-Average
OHFT44388 | FARINGDON MEDICAL CENTRE | DISTRICT NURSES-FARINGDON & SHRIVENHAM | THERMOMETER | ET-100A | TIMESCO | ASSET ONLY NO SERVICING REQUIRED | 3 | 3-Average
OHFT44672 | DIDCOT COMMUNITY HOSPITAL | DIDCOT WARD | THERMOMETER | ET-100A | TIMESCO | ASSET ONLY NO SERVICING REQUIRED | 3 | 3-Average
OHFT0600 | DIDCOT HEALTH CENTRE | DISTRICT NURSES | THERMOMETER | ET-100A | TIMESCO | ASSET ONLY NO SERVICING REQUIRED | 3 | 3-Average
OHFT0722 | DIDCOT HEALTH CENTRE | DISTRICT NURSES | THERMOMETER | ET-100A | TIMESCO | ASSET ONLY NO SERVICING REQUIRED | 3 | 3-Average
OHFT44067 | DIDCOT HEALTH CENTRE | DISTRICT NURSES | THERMOMETER | ET-100A | TIMESCO | ASSET ONLY NO SERVICING REQUIRED | 3 | 3-Average
OHFT44578 | EAST OXFORD HEALTH CENTRE | DISTRICT NURSES | THERMOMETER | ET-100A | TIMESCO | ASSET ONLY NO SERVICING REQUIRED | 3 | 3-Average
OHFT40721 | GOSFORD HILL MEDICAL CENTRE | DISTRICT NURSES | THERMOMETER | ET-100A | TIMESCO | ASSET ONLY NO SERVICING REQUIRED | 3 | 3-Average
OHFT2015 | EAST OXFORD HEALTH CENTRE | OUT OF HOURS CLINIC | THERMOMETER | ET-100A | TIMESCO | ASSET ONLY NO SERVICING REQUIRED | 3 | 3-Average
OHFT2017 | EAST OXFORD HEALTH CENTRE | OUT OF HOURS CLINIC | THERMOMETER | ET-100A | TIMESCO | ASSET ONLY NO SERVICING REQUIRED | 3 | 3-Average
OHFT2172 | FARINGDON MEDICAL CENTRE | DISTRICT NURSES-FARINGDON & SHRIVENHAM | THERMOMETER | ET-100A | TIMESCO | ASSET ONLY NO SERVICING REQUIRED | 3 | 3-Average
OHFT44797 | FARINGDON MEDICAL CENTRE | DISTRICT NURSES-FARINGDON & SHRIVENHAM | THERMOMETER | ET-100A | TIMESCO | ASSET ONLY NO SERVICING REQUIRED | 3 | 3-Average
OHFT0772 | FARINGDON MEDICAL CENTRE | DISTRICT NURSES-FARINGDON & SHRIVENHAM | THERMOMETER | ET-100A | TIMESCO | ASSET ONLY NO SERVICING REQUIRED | 3 | 3-Average
OHFT0300 | JULIER CENTRE | DISTRICT NURSES | THERMOMETER | ET-100A | TIMESCO | ASSET ONLY NO SERVICING REQUIRED | 3 | 3-Average
OHFT45601 | FARINGDON MEDICAL CENTRE | DISTRICT NURSES-FARINGDON & SHRIVENHAM | THERMOMETER | ET-100A | TIMESCO | ASSET ONLY NO SERVICING REQUIRED | 3 | 3-Average
OHFT40547 | GORING & WOODCOTE MP | DISTRICT NURSES | THERMOMETER | ET-100A | TIMESCO | ASSET ONLY NO SERVICING REQUIRED | 3 | 3-Average
OHFT42914 | GORING & WOODCOTE MP | DISTRICT NURSES | THERMOMETER | ET-100A | TIMESCO | ASSET ONLY NO SERVICING REQUIRED | 3 | 3-Average
OHFT42915 | GORING & WOODCOTE MP | DISTRICT NURSES | THERMOMETER | ET-100A | TIMESCO | ASSET ONLY NO SERVICING REQUIRED | 3 | 3-Average
OHFT0367 | GOSFORD HILL MEDICAL CENTRE | DISTRICT NURSES | THERMOMETER | ET-100A | TIMESCO | ASSET ONLY NO SERVICING REQUIRED | 3 | 3-Average
OHFT40553 | JULIER CENTRE | DISTRICT NURSES | THERMOMETER | ET-100A | TIMESCO | ASSET ONLY NO SERVICING REQUIRED | 3 | 3-Average
OHFT43514 | SAFFRON HOUSE | DAY HOSPITAL | THERMOMETER | ET-100A | TIMESCO | ASSET ONLY NO SERVICING REQUIRED | 3 | 3-Average
OHFT41465 | JERICHO HEALTH CENTRE | DISTRICT NURSES | THERMOMETER | ET-100A | TIMESCO | ASSET ONLY NO SERVICING REQUIRED | 3 | 3-Average
OHFT44433 | JERICHO HEALTH CENTRE | DISTRICT NURSES | THERMOMETER | ET-100A | TIMESCO | ASSET ONLY NO SERVICING REQUIRED | 3 | 3-Average
OHFT44435 | JERICHO HEALTH CENTRE | DISTRICT NURSES | THERMOMETER | ET-100A | TIMESCO | ASSET ONLY NO SERVICING REQUIRED | 3 | 3-Average
OHFT44436 | JERICHO HEALTH CENTRE | DISTRICT NURSES | THERMOMETER | ET-100A | TIMESCO | ASSET ONLY NO SERVICING REQUIRED | 3 | 3-Average
OHFT41877 | JULIER CENTRE | DISTRICT NURSES | THERMOMETER | ET-100A | TIMESCO | ASSET ONLY NO SERVICING REQUIRED | 3 | 3-Average
OHFT0301 | JULIER CENTRE | DISTRICT NURSES | THERMOMETER | ET-100A | TIMESCO | ASSET ONLY NO SERVICING REQUIRED | 3 | 3-Average
OHFT164099 | JULIER CENTRE | DISTRICT NURSES | THERMOMETER | ET-100A | TIMESCO | ASSET ONLY NO SERVICING REQUIRED | 3 | 3-Average
OHFT164101 | JULIER CENTRE | DISTRICT NURSES | THERMOMETER | ET-100A | TIMESCO | ASSET ONLY NO SERVICING REQUIRED | 3 | 3-Average
OHFT164102 | JULIER CENTRE | DISTRICT NURSES | THERMOMETER | ET-100A | TIMESCO | ASSET ONLY NO SERVICING REQUIRED | 3 | 3-Average
OHFT2346 | JULIER CENTRE | DISTRICT NURSES | THERMOMETER | ET-100A | TIMESCO | ASSET ONLY NO SERVICING REQUIRED | 3 | 3-Average
OHFT43595 | JULIER CENTRE | DISTRICT NURSES | THERMOMETER | ET-100A | TIMESCO | ASSET ONLY NO SERVICING REQUIRED | 3 | 3-Average
OHFT40554 | JULIER CENTRE | DISTRICT NURSES | THERMOMETER | ET-100A | TIMESCO | ASSET ONLY NO SERVICING REQUIRED | 3 | 3-Average
OHFT40687 | JULIER CENTRE | DISTRICT NURSES | THERMOMETER | ET-100A | TIMESCO | ASSET ONLY NO SERVICING REQUIRED | 3 | 3-Average
OHFT41476 | JULIER CENTRE | DISTRICT NURSES | THERMOMETER | ET-100A | TIMESCO | ASSET ONLY NO SERVICING REQUIRED | 3 | 3-Average
OHFT41481 | JULIER CENTRE | DISTRICT NURSES | THERMOMETER | ET-100A | TIMESCO | ASSET ONLY NO SERVICING REQUIRED | 3 | 3-Average
OHFT41876 | JULIER CENTRE | DISTRICT NURSES | THERMOMETER | ET-100A | TIMESCO | ASSET ONLY NO SERVICING REQUIRED | 3 | 3-Average
OHFT41854 | KIDLINGTON HEALTH CENTRE | DISTRICT NURSES | THERMOMETER | ET-100A | TIMESCO | ASSET ONLY NO SERVICING REQUIRED | 3 | 3-Average
OHFT42815 | JULIER CENTRE | DISTRICT NURSES | THERMOMETER | ET-100A | TIMESCO | ASSET ONLY NO SERVICING REQUIRED | 3 | 3-Average
OHFT42929 | JULIER CENTRE | DISTRICT NURSES | THERMOMETER | ET-100A | TIMESCO | ASSET ONLY NO SERVICING REQUIRED | 3 | 3-Average
OHFT42930 | JULIER CENTRE | DISTRICT NURSES | THERMOMETER | ET-100A | TIMESCO | ASSET ONLY NO SERVICING REQUIRED | 3 | 3-Average
OHFT43578 | JULIER CENTRE | DISTRICT NURSES | THERMOMETER | ET-100A | TIMESCO | ASSET ONLY NO SERVICING REQUIRED | 3 | 3-Average
OHFT43594 | JULIER CENTRE | DISTRICT NURSES | THERMOMETER | ET-100A | TIMESCO | ASSET ONLY NO SERVICING REQUIRED | 3 | 3-Average
OHFT44010 | LITTLEMORE MENTAL HEALTH CENTRE | PHOENIX WARD | THERMOMETER | ET-100A | TIMESCO | ASSET ONLY NO SERVICING REQUIRED | 3 | 3-Average
OHFTTBA BICESTER | JULIER CENTRE | DISTRICT NURSES | THERMOMETER | ET-100A | TIMESCO | ASSET ONLY NO SERVICING REQUIRED | 3 | 3-Average
OHFT0201 | JULIER CENTRE | PODIATRY | THERMOMETER | ET-100A | TIMESCO | ASSET ONLY NO SERVICING REQUIRED | 3 | 3-Average
OHFT2340 | MURRAY HOUSE | KIDLINGTON-DENTAL | THERMOMETER | ET-100A | TIMESCO | ASSET ONLY NO SERVICING REQUIRED | 3 | 3-Average
OHFT0364 | KIDLINGTON HEALTH CENTRE | DISTRICT NURSES | THERMOMETER | ET-100A | TIMESCO | ASSET ONLY NO SERVICING REQUIRED | 3 | 3-Average
OHFT0365 | KIDLINGTON HEALTH CENTRE | DISTRICT NURSES | THERMOMETER | ET-100A | TIMESCO | ASSET ONLY NO SERVICING REQUIRED | 3 | 3-Average
OHFT164323 | LITTLEMORE MENTAL HEALTH CENTRE | FORENSIC UNIT | THERMOMETER | ET-100A | TIMESCO | ASSET ONLY NO SERVICING REQUIRED | 3 | 3-Average
OHFT43628 | KIDLINGTON HEALTH CENTRE | DISTRICT NURSES | THERMOMETER | ET-100A | TIMESCO | ASSET ONLY NO SERVICING REQUIRED | 3 | 3-Average
OHFT44454 | LITTLEMORE MENTAL HEALTH CENTRE | WENRIC HOUSE | THERMOMETER | ET-100A | TIMESCO | ASSET ONLY NO SERVICING REQUIRED | 3 | 3-Average
OHFT45883 | LITTLEMORE MENTAL HEALTH CENTRE | WENRIC HOUSE | THERMOMETER | ET-100A | TIMESCO | ASSET ONLY NO SERVICING REQUIRED | 3 | 3-Average
OHFT43451 | LITTLEMORE MENTAL HEALTH CENTRE | PHOENIX WARD | THERMOMETER | ET-100A | TIMESCO | ASSET ONLY NO SERVICING REQUIRED | 3 | 3-Average
OHFT43602D | LITTLEMORE MENTAL HEALTH CENTRE | PHOENIX WARD | THERMOMETER | ET-100A | TIMESCO | ASSET ONLY NO SERVICING REQUIRED | 3 | 3-Average
OHFT164329 | LITTLEMORE MENTAL HEALTH CENTRE | FORENSIC UNIT | THERMOMETER | ET-100A | TIMESCO | ASSET ONLY NO SERVICING REQUIRED | 3 | 3-Average
OHFT41144 | LITTLEMORE MENTAL HEALTH CENTRE | ASHURST WARD | THERMOMETER | ET-100A | TIMESCO | ASSET ONLY NO SERVICING REQUIRED | 3 | 3-Average
OHFT43738 | LITTLEMORE MENTAL HEALTH CENTRE | ASSESSMENT HUB | THERMOMETER | ET-100A | TIMESCO | ASSET ONLY NO SERVICING REQUIRED | 3 | 3-Average
OHFT164320 | LITTLEMORE MENTAL HEALTH CENTRE | FORENSIC UNIT | THERMOMETER | ET-100A | TIMESCO | ASSET ONLY NO SERVICING REQUIRED | 3 | 3-Average
OHFT164321 | LITTLEMORE MENTAL HEALTH CENTRE | FORENSIC UNIT | THERMOMETER | ET-100A | TIMESCO | ASSET ONLY NO SERVICING REQUIRED | 3 | 3-Average
OHFT164322 | LITTLEMORE MENTAL HEALTH CENTRE | FORENSIC UNIT | THERMOMETER | ET-100A | TIMESCO | ASSET ONLY NO SERVICING REQUIRED | 3 | 3-Average
OHFT164063 | MANZIL WAY, OXFORD | CMHT OLDER ADULTS | THERMOMETER | ET-100A | TIMESCO | ASSET ONLY NO SERVICING REQUIRED | 3 | 3-Average
OHFT164324 | LITTLEMORE MENTAL HEALTH CENTRE | FORENSIC UNIT | THERMOMETER | ET-100A | TIMESCO | ASSET ONLY NO SERVICING REQUIRED | 3 | 3-Average
OHFT164325 | LITTLEMORE MENTAL HEALTH CENTRE | FORENSIC UNIT | THERMOMETER | ET-100A | TIMESCO | ASSET ONLY NO SERVICING REQUIRED | 3 | 3-Average
OHFT164326 | LITTLEMORE MENTAL HEALTH CENTRE | FORENSIC UNIT | THERMOMETER | ET-100A | TIMESCO | ASSET ONLY NO SERVICING REQUIRED | 3 | 3-Average
OHFT164327 | LITTLEMORE MENTAL HEALTH CENTRE | FORENSIC UNIT | THERMOMETER | ET-100A | TIMESCO | ASSET ONLY NO SERVICING REQUIRED | 3 | 3-Average
OHFT164328 | LITTLEMORE MENTAL HEALTH CENTRE | FORENSIC UNIT | THERMOMETER | ET-100A | TIMESCO | ASSET ONLY NO SERVICING REQUIRED | 3 | 3-Average
OHFT40169 | MANZIL WAY, OXFORD | CMHT OLDER ADULTS | THERMOMETER | ET-100A | TIMESCO | ASSET ONLY NO SERVICING REQUIRED | 3 | 3-Average
OHFT2341 | LUTHER STREET MEDICAL CENTRE | DENTAL CLINIC | THERMOMETER | ET-100A | TIMESCO | ASSET ONLY NO SERVICING REQUIRED | 3 | 3-Average
OHFT0266 | MABEL PRICHARD SCHOOL | COMMUNITY CHILDRENS NURSING TEAM | THERMOMETER | ET-100A | TIMESCO | ASSET ONLY NO SERVICING REQUIRED | 3 | 3-Average
OHFT43799 | MABEL PRICHARD SCHOOL | COMMUNITY CHILDRENS NURSING TEAM | THERMOMETER | ET-100A | TIMESCO | ASSET ONLY NO SERVICING REQUIRED | 3 | 3-Average
OHFT164061 | MANZIL WAY, OXFORD | CMHT OLDER ADULTS | THERMOMETER | ET-100A | TIMESCO | ASSET ONLY NO SERVICING REQUIRED | 3 | 3-Average
OHFT164062 | MANZIL WAY, OXFORD | CMHT OLDER ADULTS | THERMOMETER | ET-100A | TIMESCO | ASSET ONLY NO SERVICING REQUIRED | 3 | 3-Average
OHFT43816 | WATLINGTON & CHALGROVE | DISTRICT NURSES | THERMOMETER | ET-100A | TIMESCO | ASSET ONLY NO SERVICING REQUIRED | 3 | 3-Average
OHFT164064 | MANZIL WAY, OXFORD | CMHT OLDER ADULTS | THERMOMETER | ET-100A | TIMESCO | ASSET ONLY NO SERVICING REQUIRED | 3 | 3-Average
OHFT164065 | MANZIL WAY, OXFORD | CMHT OLDER ADULTS | THERMOMETER | ET-100A | TIMESCO | ASSET ONLY NO SERVICING REQUIRED | 3 | 3-Average
OHFT164066 | MANZIL WAY, OXFORD | CMHT OLDER ADULTS | THERMOMETER | ET-100A | TIMESCO | ASSET ONLY NO SERVICING REQUIRED | 3 | 3-Average
OHFT164067 | MANZIL WAY, OXFORD | CMHT OLDER ADULTS | THERMOMETER | ET-100A | TIMESCO | ASSET ONLY NO SERVICING REQUIRED | 3 | 3-Average
OHFT164098 | MANZIL WAY, OXFORD | CMHT OLDER ADULTS | THERMOMETER | ET-100A | TIMESCO | ASSET ONLY NO SERVICING REQUIRED | 3 | 3-Average
OHFT45521 | ORCHARD HEALTH CENTRE | COMMUNITY HEART FAILURE TEAM | THERMOMETER | ET-100A | TIMESCO | ASSET ONLY NO SERVICING REQUIRED | 3 | 3-Average
OHFT0602 | MARLBOROUGH HOUSE-MILTON KEYNES | WATLING WARD | THERMOMETER | ET-100A | TIMESCO | ASSET ONLY NO SERVICING REQUIRED | 3 | 3-Average
OHFT45747 | MARLBOROUGH HOUSE-MILTON KEYNES | WATLING WARD | THERMOMETER | ET-100A | TIMESCO | ASSET ONLY NO SERVICING REQUIRED | 3 | 3-Average
OHFT45748 | MARLBOROUGH HOUSE-MILTON KEYNES | WATLING WARD | THERMOMETER | ET-100A | TIMESCO | ASSET ONLY NO SERVICING REQUIRED | 3 | 3-Average
OHFT2101 | WATLINGTON & CHALGROVE | DISTRICT NURSES | THERMOMETER | ET-100A | TIMESCO | ASSET ONLY NO SERVICING REQUIRED | 3 | 3-Average
OHFT40690 | WATLINGTON & CHALGROVE | DISTRICT NURSES | THERMOMETER | ET-100A | TIMESCO | ASSET ONLY NO SERVICING REQUIRED | 3 | 3-Average
OHFT46615 | SAFFRON HOUSE | CHILTERN WEST CMHT | THERMOMETER | ET-100A | TIMESCO | ASSET ONLY NO SERVICING REQUIRED | 3 | 3-Average
OHFT42205 | NUFFIELD HEALTH CENTRE | CMHT ADULTS | THERMOMETER | ET-100A | TIMESCO | ASSET ONLY NO SERVICING REQUIRED | 3 | 3-Average
OHFT44390 | NUFFIELD HEALTH CENTRE | CMHT ADULTS | THERMOMETER | ET-100A | TIMESCO | ASSET ONLY NO SERVICING REQUIRED | 3 | 3-Average
OHFT43893 | NUFFIELD HEALTH CENTRE | TREATMENT ROOM | THERMOMETER | ET-100A | TIMESCO | ASSET ONLY NO SERVICING REQUIRED | 3 | 3-Average
OHFT43147 | ORCHARD HEALTH CENTRE | NORTH OXFORD CAMHS | THERMOMETER | ET-100A | TIMESCO | ASSET ONLY NO SERVICING REQUIRED | 3 | 3-Average
OHFT45541 | ORCHARD HEALTH CENTRE | NORTH OXFORD CAMHS | THERMOMETER | ET-100A | TIMESCO | ASSET ONLY NO SERVICING REQUIRED | 3 | 3-Average
OHFT0677 | WALLINGFORD COMMUNITY HOSPITAL | ADULT MENTAL HEALTH UNIT | THERMOMETER | ET-100A | TIMESCO | ASSET ONLY NO SERVICING REQUIRED | 3 | 3-Average
OHFT0200 | NORTHWAY COMMUNITY CENTRE | COMMUNITY CHILDRENS NURSING TEAM | THERMOMETER | ET-100A | TIMESCO | ASSET ONLY NO SERVICING REQUIRED | 3 | 3-Average
OHFT0342 | RAGLAN HOUSE | EATING DISORDER DEPARTMENT | THERMOMETER | ET-100A | TIMESCO | ASSET ONLY NO SERVICING REQUIRED | 3 | 3-Average
OHFT42969 | RAGLAN HOUSE | EATING DISORDER DEPARTMENT | THERMOMETER | ET-100A | TIMESCO | ASSET ONLY NO SERVICING REQUIRED | 3 | 3-Average
OHFT42970 | RAGLAN HOUSE | EATING DISORDER DEPARTMENT | THERMOMETER | ET-100A | TIMESCO | ASSET ONLY NO SERVICING REQUIRED | 3 | 3-Average
OHFT44069 | RAGLAN HOUSE | CAMHS | THERMOMETER | ET-100A | TIMESCO | ASSET ONLY NO SERVICING REQUIRED | 3 | 3-Average
OHFT42203 | THE ELMS CENTRE BANBURY | CMHT | THERMOMETER | ET-100A | TIMESCO | ASSET ONLY NO SERVICING REQUIRED | 3 | 3-Average
OHFT46616 | SAFFRON HOUSE | CHILTERN WEST CMHT | THERMOMETER | ET-100A | TIMESCO | ASSET ONLY NO SERVICING REQUIRED | 3 | 3-Average
OHFT46617 | SAFFRON HOUSE | CHILTERN WEST CMHT | THERMOMETER | ET-100A | TIMESCO | ASSET ONLY NO SERVICING REQUIRED | 3 | 3-Average
OHFT42687 | SAFFRON HOUSE | CHILTERN WEST CMHT | THERMOMETER | ET-100A | TIMESCO | ASSET ONLY NO SERVICING REQUIRED | 3 | 3-Average
OHFT44076 | SAFFRON HOUSE | CHILTERN WEST CMHT | THERMOMETER | ET-100A | TIMESCO | ASSET ONLY NO SERVICING REQUIRED | 3 | 3-Average
OHFT44079 | SAFFRON HOUSE | CHILTERN WEST CMHT | THERMOMETER | ET-100A | TIMESCO | ASSET ONLY NO SERVICING REQUIRED | 3 | 3-Average
OHFT164020 | THE FIENNES CENTRE | COMMUNITY THERAPY SERVICES | THERMOMETER | ET-100A | TIMESCO | ASSET ONLY NO SERVICING REQUIRED | 3 | 3-Average
OHFT40711 | WALLINGFORD COMMUNITY HOSPITAL | ADULT MENTAL HEALTH UNIT | THERMOMETER | ET-100A | TIMESCO | ASSET ONLY NO SERVICING REQUIRED | 3 | 3-Average
OHFT42912 | WALLINGFORD COMMUNITY HOSPITAL | ADULT MENTAL HEALTH UNIT | THERMOMETER | ET-100A | TIMESCO | ASSET ONLY NO SERVICING REQUIRED | 3 | 3-Average
OHFT1597 | THE FIENNES CENTRE | COMMUNITY THERAPY SERVICES | THERMOMETER | ET-100A | TIMESCO | ASSET ONLY NO SERVICING REQUIRED | 3 | 3-Average
OHFT0282 | SUE NICHOLLS CENTRE | CAMHS AYLESBURY | THERMOMETER | ET-100A | TIMESCO | ASSET ONLY NO SERVICING REQUIRED | 3 | 3-Average
OHFT0283 | SUE NICHOLLS CENTRE | CAMHS AYLESBURY | THERMOMETER | ET-100A | TIMESCO | ASSET ONLY NO SERVICING REQUIRED | 3 | 3-Average
OHFT45153 | THE FIENNES CENTRE | COMMUNITY THERAPY SERVICES | THERMOMETER | ET-100A | TIMESCO | ASSET ONLY NO SERVICING REQUIRED | 3 | 3-Average
OHFT43894 | THE ELMS CENTRE BANBURY | CMHT | THERMOMETER | ET-100A | TIMESCO | ASSET ONLY NO SERVICING REQUIRED | 3 | 3-Average
OHFT43895 | THE ELMS CENTRE BANBURY | CMHT | THERMOMETER | ET-100A | TIMESCO | ASSET ONLY NO SERVICING REQUIRED | 3 | 3-Average
OHFT43896 | THE ELMS CENTRE BANBURY | CMHT | THERMOMETER | ET-100A | TIMESCO | ASSET ONLY NO SERVICING REQUIRED | 3 | 3-Average
OHFT164018 | THE FIENNES CENTRE | COMMUNITY THERAPY SERVICES | THERMOMETER | ET-100A | TIMESCO | ASSET ONLY NO SERVICING REQUIRED | 3 | 3-Average
OHFT164019 | THE FIENNES CENTRE | COMMUNITY THERAPY SERVICES | THERMOMETER | ET-100A | TIMESCO | ASSET ONLY NO SERVICING REQUIRED | 3 | 3-Average
OHFT43716 | VALLEY CENTRE | CAMHS HIGH WYCOMBE | THERMOMETER | ET-100A | TIMESCO | ASSET ONLY NO SERVICING REQUIRED | 3 | 3-Average
OHFT164021 | THE FIENNES CENTRE | COMMUNITY THERAPY SERVICES | THERMOMETER | ET-100A | TIMESCO | ASSET ONLY NO SERVICING REQUIRED | 3 | 3-Average
OHFT164022 | THE FIENNES CENTRE | COMMUNITY THERAPY SERVICES | THERMOMETER | ET-100A | TIMESCO | ASSET ONLY NO SERVICING REQUIRED | 3 | 3-Average
OHFT44456 | THE FIENNES CENTRE | COMMUNITY THERAPY SERVICES | THERMOMETER | ET-100A | TIMESCO | ASSET ONLY NO SERVICING REQUIRED | 3 | 3-Average
OHFT45150 | THE FIENNES CENTRE | COMMUNITY THERAPY SERVICES | THERMOMETER | ET-100A | TIMESCO | ASSET ONLY NO SERVICING REQUIRED | 3 | 3-Average
OHFT45151 | THE FIENNES CENTRE | COMMUNITY THERAPY SERVICES | THERMOMETER | ET-100A | TIMESCO | ASSET ONLY NO SERVICING REQUIRED | 3 | 3-Average
OHFT0762 | WHITELEAF CENTRE | BUCKS ADHD SERVICE | THERMOMETER | ET-100A | TIMESCO | ASSET ONLY NO SERVICING REQUIRED | 3 | 3-Average
OHFT45154 | THE FIENNES CENTRE | COMMUNITY THERAPY SERVICES | THERMOMETER | ET-100A | TIMESCO | ASSET ONLY NO SERVICING REQUIRED | 3 | 3-Average
OHFT45155 | THE FIENNES CENTRE | COMMUNITY THERAPY SERVICES | THERMOMETER | ET-100A | TIMESCO | ASSET ONLY NO SERVICING REQUIRED | 3 | 3-Average
OHFT47171 | THE FIENNES CENTRE | COMMUNITY THERAPY SERVICES | THERMOMETER | ET-100A | TIMESCO | ASSET ONLY NO SERVICING REQUIRED | 3 | 3-Average
OHFT2378 | VALLEY CENTRE | CAMHS HIGH WYCOMBE | THERMOMETER | ET-100A | TIMESCO | ASSET ONLY NO SERVICING REQUIRED | 3 | 3-Average
OHFT43414 | VALLEY CENTRE | CAMHS HIGH WYCOMBE | THERMOMETER | ET-100A | TIMESCO | ASSET ONLY NO SERVICING REQUIRED | 3 | 3-Average
OHFT0530 | WINDRUSH HOUSE-WITNEY | CARE HOME SUPPORT SERVICE | THERMOMETER | ET-100A | TIMESCO | ASSET ONLY NO SERVICING REQUIRED | 3 | 3-Average
OHFT0565 | WARNEFORD HOSPITAL | CITY AMHT | THERMOMETER | ET-100A | TIMESCO | ASSET ONLY NO SERVICING REQUIRED | 3 | 3-Average
OHFT0567 | WARNEFORD HOSPITAL | CITY AMHT | THERMOMETER | ET-100A | TIMESCO | ASSET ONLY NO SERVICING REQUIRED | 3 | 3-Average
OHFT0571 | WARNEFORD HOSPITAL | CITY AMHT | THERMOMETER | ET-100A | TIMESCO | ASSET ONLY NO SERVICING REQUIRED | 3 | 3-Average
OHFT43891 | WARNEFORD HOSPITAL | CLINICAL RESEARCH | THERMOMETER | ET-100A | TIMESCO | ASSET ONLY NO SERVICING REQUIRED | 3 | 3-Average
OHFT164047 | WARNEFORD HOSPITAL | COTSWOLD HOUSE | THERMOMETER | ET-100A | TIMESCO | ASSET ONLY NO SERVICING REQUIRED | 3 | 3-Average
OHFT0541 | WINDRUSH HOUSE-WITNEY | CARE HOME SUPPORT SERVICE | THERMOMETER | ET-100A | TIMESCO | ASSET ONLY NO SERVICING REQUIRED | 3 | 3-Average
OHFT0763 | WHITELEAF CENTRE | BUCKS ADHD SERVICE | THERMOMETER | ET-100A | TIMESCO | ASSET ONLY NO SERVICING REQUIRED | 3 | 3-Average
OHFT0524 | WINDRUSH HOUSE-WITNEY | CARE HOME SUPPORT SERVICE | THERMOMETER | ET-100A | TIMESCO | ASSET ONLY NO SERVICING REQUIRED | 3 | 3-Average
OHFT0526 | WINDRUSH HOUSE-WITNEY | CARE HOME SUPPORT SERVICE | THERMOMETER | ET-100A | TIMESCO | ASSET ONLY NO SERVICING REQUIRED | 3 | 3-Average
OHFT0527 | WINDRUSH HOUSE-WITNEY | CARE HOME SUPPORT SERVICE | THERMOMETER | ET-100A | TIMESCO | ASSET ONLY NO SERVICING REQUIRED | 3 | 3-Average
OHFT0528 | WINDRUSH HOUSE-WITNEY | CARE HOME SUPPORT SERVICE | THERMOMETER | ET-100A | TIMESCO | ASSET ONLY NO SERVICING REQUIRED | 3 | 3-Average
OHFT45645 | WINDRUSH HOUSE-WITNEY | CARE HOME SUPPORT SERVICE | THERMOMETER | ET-100A | TIMESCO | ASSET ONLY NO SERVICING REQUIRED | 3 | 3-Average
OHFT0531 | WINDRUSH HOUSE-WITNEY | CARE HOME SUPPORT SERVICE | THERMOMETER | ET-100A | TIMESCO | ASSET ONLY NO SERVICING REQUIRED | 3 | 3-Average
OHFT0534 | WINDRUSH HOUSE-WITNEY | CARE HOME SUPPORT SERVICE | THERMOMETER | ET-100A | TIMESCO | ASSET ONLY NO SERVICING REQUIRED | 3 | 3-Average
OHFT0535 | WINDRUSH HOUSE-WITNEY | CARE HOME SUPPORT SERVICE | THERMOMETER | ET-100A | TIMESCO | ASSET ONLY NO SERVICING REQUIRED | 3 | 3-Average
OHFT0536 | WINDRUSH HOUSE-WITNEY | CARE HOME SUPPORT SERVICE | THERMOMETER | ET-100A | TIMESCO | ASSET ONLY NO SERVICING REQUIRED | 3 | 3-Average
OHFT0538 | WINDRUSH HOUSE-WITNEY | CARE HOME SUPPORT SERVICE | THERMOMETER | ET-100A | TIMESCO | ASSET ONLY NO SERVICING REQUIRED | 3 | 3-Average
OHFT0610 | EAST OXFORD HEALTH CENTRE | DISTRICT NURSES | THERMOMETER | ET-100A | TIMESCO | ASSET ONLY NO SERVICING REQUIRED | 3 | 3-Average
OHFT0542 | WINDRUSH HOUSE-WITNEY | CARE HOME SUPPORT SERVICE | THERMOMETER | ET-100A | TIMESCO | ASSET ONLY NO SERVICING REQUIRED | 3 | 3-Average
OHFT0546 | WINDRUSH HOUSE-WITNEY | CARE HOME SUPPORT SERVICE | THERMOMETER | ET-100A | TIMESCO | ASSET ONLY NO SERVICING REQUIRED | 3 | 3-Average
OHFT0547 | WINDRUSH HOUSE-WITNEY | CARE HOME SUPPORT SERVICE | THERMOMETER | ET-100A | TIMESCO | ASSET ONLY NO SERVICING REQUIRED | 3 | 3-Average
OHFT0548 | WINDRUSH HOUSE-WITNEY | CARE HOME SUPPORT SERVICE | THERMOMETER | ET-100A | TIMESCO | ASSET ONLY NO SERVICING REQUIRED | 3 | 3-Average
OHFT45641 | BICESTER COMMUNITY HOSPITAL | COMMUNITY THERAPY SERVICES | THERMOMETER | ET-100A | TIMESCO | ASSET ONLY NO SERVICING REQUIRED | 3 | 3-Average
OHFT0616 | EAST OXFORD HEALTH CENTRE | DISTRICT NURSES | THERMOMETER | ET-100A | TIMESCO | ASSET ONLY NO SERVICING REQUIRED | 3 | 3-Average
OHFT45647 | WINDRUSH HOUSE-WITNEY | CARE HOME SUPPORT SERVICE | THERMOMETER | ET-100A | TIMESCO | ASSET ONLY NO SERVICING REQUIRED | 3 | 3-Average
OHFT45997 | WINDRUSH HOUSE-WITNEY | CARE HOME SUPPORT SERVICE | THERMOMETER | ET-100A | TIMESCO | ASSET ONLY NO SERVICING REQUIRED | 3 | 3-Average
OHFT45999 | WINDRUSH HOUSE-WITNEY | CARE HOME SUPPORT SERVICE | THERMOMETER | ET-100A | TIMESCO | ASSET ONLY NO SERVICING REQUIRED | 3 | 3-Average
OHFT0608 | EAST OXFORD HEALTH CENTRE | DISTRICT NURSES | THERMOMETER | ET-100A | TIMESCO | ASSET ONLY NO SERVICING REQUIRED | 3 | 3-Average
OHFT0609 | EAST OXFORD HEALTH CENTRE | DISTRICT NURSES | THERMOMETER | ET-100A | TIMESCO | ASSET ONLY NO SERVICING REQUIRED | 3 | 2-Good
OHFT2222 | THE FIENNES CENTRE | DISTRICT NURSES | THERMOMETER | ET-100A | TIMESCO | ASSET ONLY NO SERVICING REQUIRED | 3 | 3-Average
OHFT0611 | EAST OXFORD HEALTH CENTRE | DISTRICT NURSES | THERMOMETER | ET-100A | TIMESCO | ASSET ONLY NO SERVICING REQUIRED | 3 | 3-Average
OHFT0612 | EAST OXFORD HEALTH CENTRE | DISTRICT NURSES | THERMOMETER | ET-100A | TIMESCO | ASSET ONLY NO SERVICING REQUIRED | 3 | 3-Average
OHFT0613 | EAST OXFORD HEALTH CENTRE | DISTRICT NURSES | THERMOMETER | ET-100A | TIMESCO | ASSET ONLY NO SERVICING REQUIRED | 3 | 3-Average
OHFT0614 | EAST OXFORD HEALTH CENTRE | DISTRICT NURSES | THERMOMETER | ET-100A | TIMESCO | ASSET ONLY NO SERVICING REQUIRED | 3 | 3-Average
OHFT0615 | EAST OXFORD HEALTH CENTRE | DISTRICT NURSES | THERMOMETER | ET-100A | TIMESCO | ASSET ONLY NO SERVICING REQUIRED | 3 | 3-Average
OHFT42503 | THE FIENNES CENTRE | DISTRICT NURSES | THERMOMETER | ET-100A | TIMESCO | ASSET ONLY NO SERVICING REQUIRED | 3 | 3-Average
OHFT0617 | EAST OXFORD HEALTH CENTRE | DISTRICT NURSES | THERMOMETER | ET-100A | TIMESCO | ASSET ONLY NO SERVICING REQUIRED | 3 | 3-Average
OHFT0619 | EAST OXFORD HEALTH CENTRE | DISTRICT NURSES | THERMOMETER | ET-100A | TIMESCO | ASSET ONLY NO SERVICING REQUIRED | 3 | 3-Average
OHFT2102 | THE CHILTERN SURGERY | DISTRICT NURSES | THERMOMETER | ET-100A | TIMESCO | ASSET ONLY NO SERVICING REQUIRED | 3 | 3-Average
OHFT2118 | THE FIENNES CENTRE | DISTRICT NURSES | THERMOMETER | ET-100A | TIMESCO | ASSET ONLY NO SERVICING REQUIRED | 3 | 3-Average
OHFT2221 | THE FIENNES CENTRE | DISTRICT NURSES | THERMOMETER | ET-100A | TIMESCO | ASSET ONLY NO SERVICING REQUIRED | 3 | 3-Average
OHFT46593 | THE FIENNES CENTRE | DISTRICT NURSES | THERMOMETER | ET-100A | TIMESCO | ASSET ONLY NO SERVICING REQUIRED | 3 | 3-Average
OHFT0618 | THE FIENNES CENTRE | DISTRICT NURSES | THERMOMETER | ET-100A | TIMESCO | ASSET ONLY NO SERVICING REQUIRED | 3 | 3-Average
OHFT44141 | THE FIENNES CENTRE | DISTRICT NURSES | THERMOMETER | ET-100A | TIMESCO | ASSET ONLY NO SERVICING REQUIRED | 3 | 3-Average
OHFT44148 | THE FIENNES CENTRE | DISTRICT NURSES | THERMOMETER | ET-100A | TIMESCO | ASSET ONLY NO SERVICING REQUIRED | 3 | 3-Average
OHFT44151 | THE FIENNES CENTRE | DISTRICT NURSES | THERMOMETER | ET-100A | TIMESCO | ASSET ONLY NO SERVICING REQUIRED | 3 | 3-Average
OHFT42501 | THE FIENNES CENTRE | DISTRICT NURSES | THERMOMETER | ET-100A | TIMESCO | ASSET ONLY NO SERVICING REQUIRED | 3 | 3-Average
OHFT42973 | THE LEYS HEALTH CENTRE | DISTRICT NURSES | THERMOMETER | ET-100A | TIMESCO | ASSET ONLY NO SERVICING REQUIRED | 3 | 3-Average
OHFT42507 | THE FIENNES CENTRE | DISTRICT NURSES | THERMOMETER | ET-100A | TIMESCO | ASSET ONLY NO SERVICING REQUIRED | 3 | 3-Average
OHFT2270 | THE FIENNES CENTRE | DISTRICT NURSES | THERMOMETER | ET-100A | TIMESCO | ASSET ONLY NO SERVICING REQUIRED | 3 | 3-Average
OHFT2343 | THE FIENNES CENTRE | DISTRICT NURSES | THERMOMETER | ET-100A | TIMESCO | ASSET ONLY NO SERVICING REQUIRED | 3 | 3-Average
OHFT2400 | THE FIENNES CENTRE | DISTRICT NURSES | THERMOMETER | ET-100A | TIMESCO | ASSET ONLY NO SERVICING REQUIRED | 3 | 3-Average
OHFT44808 | THE FIENNES CENTRE | DISTRICT NURSES | THERMOMETER | ET-100A | TIMESCO | ASSET ONLY NO SERVICING REQUIRED | 3 | 3-Average
OHFT0425 | THE LEYS HEALTH CENTRE | DISTRICT NURSES | THERMOMETER | ET-100A | TIMESCO | ASSET ONLY NO SERVICING REQUIRED | 3 | 3-Average
OHFT46594 | THE FIENNES CENTRE | DISTRICT NURSES | THERMOMETER | ET-100A | TIMESCO | ASSET ONLY NO SERVICING REQUIRED | 3 | 3-Average
OHFT46595 | THE FIENNES CENTRE | DISTRICT NURSES | THERMOMETER | ET-100A | TIMESCO | ASSET ONLY NO SERVICING REQUIRED | 3 | 3-Average
OHFT46596 | THE FIENNES CENTRE | DISTRICT NURSES | THERMOMETER | ET-100A | TIMESCO | ASSET ONLY NO SERVICING REQUIRED | 3 | 3-Average
OHFT46597 | THE FIENNES CENTRE | DISTRICT NURSES | THERMOMETER | ET-100A | TIMESCO | ASSET ONLY NO SERVICING REQUIRED | 3 | 3-Average
OHFT44154 | THE FIENNES CENTRE | DISTRICT NURSES | THERMOMETER | ET-100A | TIMESCO | ASSET ONLY NO SERVICING REQUIRED | 3 | 3-Average
OHFT43678 | TOWNLANDS COMMUNITY HOSPITAL | DISTRICT NURSES | THERMOMETER | ET-100A | TIMESCO | ASSET ONLY NO SERVICING REQUIRED | 3 | 3-Average
OHFT44392 | THE LEYS HEALTH CENTRE | DISTRICT NURSES | THERMOMETER | ET-100A | TIMESCO | ASSET ONLY NO SERVICING REQUIRED | 3 | 3-Average
OHFT44431 | THE LEYS HEALTH CENTRE | DISTRICT NURSES | THERMOMETER | ET-100A | TIMESCO | ASSET ONLY NO SERVICING REQUIRED | 3 | 3-Average
OHFT44438 | THE LEYS HEALTH CENTRE | DISTRICT NURSES | THERMOMETER | ET-100A | TIMESCO | ASSET ONLY NO SERVICING REQUIRED | 3 | 3-Average
OHFT44551 | THE LEYS HEALTH CENTRE | DISTRICT NURSES | THERMOMETER | ET-100A | TIMESCO | ASSET ONLY NO SERVICING REQUIRED | 3 | 3-Average
OHFT0424 | THE LEYS HEALTH CENTRE | DISTRICT NURSES | THERMOMETER | ET-100A | TIMESCO | ASSET ONLY NO SERVICING REQUIRED | 3 | 3-Average
OHFT2299 | TOWNLANDS COMMUNITY HOSPITAL | DISTRICT NURSES | THERMOMETER | ET-100A | TIMESCO | ASSET ONLY NO SERVICING REQUIRED | 3 | 3-Average
OHFT0277 | THE LEYS HEALTH CENTRE | DISTRICT NURSES | THERMOMETER | ET-100A | TIMESCO | ASSET ONLY NO SERVICING REQUIRED | 3 | 3-Average
OHFT0278 | THE LEYS HEALTH CENTRE | DISTRICT NURSES | THERMOMETER | ET-100A | TIMESCO | ASSET ONLY NO SERVICING REQUIRED | 3 | 3-Average
OHFT42888 | TOWNLANDS COMMUNITY HOSPITAL | DISTRICT NURSES | THERMOMETER | ET-100A | TIMESCO | ASSET ONLY NO SERVICING REQUIRED | 3 | 3-Average
OHFT43365 | TOWNLANDS COMMUNITY HOSPITAL | DISTRICT NURSES | THERMOMETER | ET-100A | TIMESCO | ASSET ONLY NO SERVICING REQUIRED | 3 | 3-Average
OHFT43369 | TOWNLANDS COMMUNITY HOSPITAL | DISTRICT NURSES | THERMOMETER | ET-100A | TIMESCO | ASSET ONLY NO SERVICING REQUIRED | 3 | 3-Average
OHFT44004 | TOWNLANDS COMMUNITY HOSPITAL | DISTRICT NURSES | THERMOMETER | ET-100A | TIMESCO | ASSET ONLY NO SERVICING REQUIRED | 3 | 3-Average
OHFT43680 | TOWNLANDS COMMUNITY HOSPITAL | DISTRICT NURSES | THERMOMETER | ET-100A | TIMESCO | ASSET ONLY NO SERVICING REQUIRED | 3 | 3-Average
OHFT43682 | TOWNLANDS COMMUNITY HOSPITAL | DISTRICT NURSES | THERMOMETER | ET-100A | TIMESCO | ASSET ONLY NO SERVICING REQUIRED | 3 | 3-Average
OHFT2294 | TOWNLANDS COMMUNITY HOSPITAL | DISTRICT NURSES | THERMOMETER | ET-100A | TIMESCO | ASSET ONLY NO SERVICING REQUIRED | 3 | 3-Average
OHFT2297 | TOWNLANDS COMMUNITY HOSPITAL | DISTRICT NURSES | THERMOMETER | ET-100A | TIMESCO | ASSET ONLY NO SERVICING REQUIRED | 3 | 3-Average
OHFT2298 | TOWNLANDS COMMUNITY HOSPITAL | DISTRICT NURSES | THERMOMETER | ET-100A | TIMESCO | ASSET ONLY NO SERVICING REQUIRED | 3 | 3-Average
OHFT40771 | WALLINGFORD COMMUNITY HOSPITAL | DISTRICT NURSES | THERMOMETER | ET-100A | TIMESCO | ASSET ONLY NO SERVICING REQUIRED | 3 | 3-Average
OHFT2300 | TOWNLANDS COMMUNITY HOSPITAL | DISTRICT NURSES | THERMOMETER | ET-100A | TIMESCO | ASSET ONLY NO SERVICING REQUIRED | 3 | 3-Average
OHFT43815 | TOWNLANDS COMMUNITY HOSPITAL | DISTRICT NURSES | THERMOMETER | ET-100A | TIMESCO | ASSET ONLY NO SERVICING REQUIRED | 3 | 3-Average
OHFT40742 | TOWNLANDS COMMUNITY HOSPITAL | DISTRICT NURSES | THERMOMETER | ET-100A | TIMESCO | ASSET ONLY NO SERVICING REQUIRED | 3 | 3-Average
OHFT40743 | TOWNLANDS COMMUNITY HOSPITAL | DISTRICT NURSES | THERMOMETER | ET-100A | TIMESCO | ASSET ONLY NO SERVICING REQUIRED | 3 | 3-Average
OHFT41777 | TOWNLANDS COMMUNITY HOSPITAL | DISTRICT NURSES | THERMOMETER | ET-100A | TIMESCO | ASSET ONLY NO SERVICING REQUIRED | 3 | 3-Average
OHFT41464 | WANTAGE HEALTH CENTRE | DISTRICT NURSES | THERMOMETER | ET-100A | TIMESCO | ASSET ONLY NO SERVICING REQUIRED | 3 | 3-Average
OHFT44007 | TOWNLANDS COMMUNITY HOSPITAL | DISTRICT NURSES | THERMOMETER | ET-100A | TIMESCO | ASSET ONLY NO SERVICING REQUIRED | 3 | 3-Average
OHFT45908 | TOWNLANDS COMMUNITY HOSPITAL | DISTRICT NURSES | THERMOMETER | ET-100A | TIMESCO | ASSET ONLY NO SERVICING REQUIRED | 3 | 3-Average
OHFT0668 | WALLINGFORD COMMUNITY HOSPITAL | DISTRICT NURSES | THERMOMETER | ET-100A | TIMESCO | ASSET ONLY NO SERVICING REQUIRED | 3 | 3-Average
OHFT0415 | WALLINGFORD COMMUNITY HOSPITAL | DISTRICT NURSES | THERMOMETER | ET-100A | TIMESCO | ASSET ONLY NO SERVICING REQUIRED | 3 | 3-Average
OHFT2099 | WALLINGFORD COMMUNITY HOSPITAL | DISTRICT NURSES | THERMOMETER | ET-100A | TIMESCO | ASSET ONLY NO SERVICING REQUIRED | 3 | 3-Average
OHFT42153 | WARNEFORD HOSPITAL | DAY HOSPITAL | THERMOMETER | ET-100A | TIMESCO | ASSET ONLY NO SERVICING REQUIRED | 3 | 3-Average
OHFT41783 | WALLINGFORD COMMUNITY HOSPITAL | DISTRICT NURSES | THERMOMETER | ET-100A | TIMESCO | ASSET ONLY NO SERVICING REQUIRED | 3 | 3-Average
OHFT42182 | WALLINGFORD COMMUNITY HOSPITAL | DISTRICT NURSES | THERMOMETER | ET-100A | TIMESCO | ASSET ONLY NO SERVICING REQUIRED | 3 | 3-Average
OHFT43601D | WANTAGE HEALTH CENTRE | DISTRICT NURSES | THERMOMETER | ET-100A | TIMESCO | ASSET ONLY NO SERVICING REQUIRED | 3 | 3-Average
OHFT3618 | WANTAGE HEALTH CENTRE | DISTRICT NURSES | THERMOMETER | ET-100A | TIMESCO | ASSET ONLY NO SERVICING REQUIRED | 3 | 3-Average
OHFT40654 | WANTAGE HEALTH CENTRE | DISTRICT NURSES | THERMOMETER | ET-100A | TIMESCO | ASSET ONLY NO SERVICING REQUIRED | 3 | 3-Average
OHFT43085 | WINDRUSH HOUSE-WITNEY | DISTRICT NURSES | THERMOMETER | ET-100A | TIMESCO | ASSET ONLY NO SERVICING REQUIRED | 3 | 3-Average
OHFT2339 | WANTAGE HEALTH CENTRE | DISTRICT NURSES | THERMOMETER | ET-100A | TIMESCO | ASSET ONLY NO SERVICING REQUIRED | 3 | 3-Average
OHFT3165 | WANTAGE HEALTH CENTRE | DISTRICT NURSES | THERMOMETER | ET-100A | TIMESCO | ASSET ONLY NO SERVICING REQUIRED | 3 | 3-Average
OHFT3168 | WANTAGE HEALTH CENTRE | DISTRICT NURSES | THERMOMETER | ET-100A | TIMESCO | ASSET ONLY NO SERVICING REQUIRED | 3 | 3-Average
OHFT41963 | WANTAGE HEALTH CENTRE | DISTRICT NURSES | THERMOMETER | ET-100A | TIMESCO | ASSET ONLY NO SERVICING REQUIRED | 3 | 3-Average
OHFT42152 | WARNEFORD HOSPITAL | DAY HOSPITAL | THERMOMETER | ET-100A | TIMESCO | ASSET ONLY NO SERVICING REQUIRED | 3 | 3-Average
OHFT2072 | DIDCOT HEALTH CENTRE | DISTRICT NURSES | THERMOMETER | ET-100A | TIMESCO | ASSET ONLY NO SERVICING REQUIRED | 3 | 3-Average
OHFT43668 | WARNEFORD HOSPITAL | DAY HOSPITAL | THERMOMETER | ET-100A | TIMESCO | ASSET ONLY NO SERVICING REQUIRED | 3 | 3-Average
OHFT42300 | THE FIENNES CENTRE | DISTRICT NURSES | THERMOMETER | ET-100A | TIMESCO | ASSET ONLY NO SERVICING REQUIRED | 3 | 3-Average
OHFT41470 | WINDRUSH HOUSE-WITNEY | DISTRICT NURSES | THERMOMETER | ET-100A | TIMESCO | ASSET ONLY NO SERVICING REQUIRED | 3 | 3-Average
OHFT0774 | WINDRUSH HOUSE-WITNEY | DISTRICT NURSES | THERMOMETER | ET-100A | TIMESCO | ASSET ONLY NO SERVICING REQUIRED | 3 | 3-Average
OHFT164262 | WINDRUSH HOUSE-WITNEY | DISTRICT NURSES | THERMOMETER | ET-100A | TIMESCO | ASSET ONLY NO SERVICING REQUIRED | 3 | 3-Average
OHFT1993 | WITNEY COMMUNITY HOSPITAL | EMU | THERMOMETER | ET-100A | TIMESCO | ASSET ONLY NO SERVICING REQUIRED | 3 | 3-Average
OHFT44602 | WINDRUSH HOUSE-WITNEY | DISTRICT NURSES | THERMOMETER | ET-100A | TIMESCO | ASSET ONLY NO SERVICING REQUIRED | 3 | 3-Average
OHFT42641 | WINDRUSH HOUSE-WITNEY | DISTRICT NURSES | THERMOMETER | ET-100A | TIMESCO | ASSET ONLY NO SERVICING REQUIRED | 3 | 3-Average
OHFT2342 | WITNEY COMMUNITY HOSPITAL | DENTAL CLINIC | THERMOMETER | ET-100A | TIMESCO | ASSET ONLY NO SERVICING REQUIRED | 3 | 3-Average
OHFT44702 | DIDCOT HEALTH CENTRE | DISTRICT NURSES | THERMOMETER | ET-100A | TIMESCO | ASSET ONLY NO SERVICING REQUIRED | 3 | 3-Average
OHFT2068 | DIDCOT HEALTH CENTRE | DISTRICT NURSES | THERMOMETER | ET-100A | TIMESCO | ASSET ONLY NO SERVICING REQUIRED | 3 | 3-Average
OHFT45799 | THE SLADE BUILDING | LEARNING DISABILITY SERVICE | THERMOMETER | ET-100A | TIMESCO | ASSET ONLY NO SERVICING REQUIRED | 3 | 3-Average
OHFT41162 | WHITELEAF CENTRE | ECT | THERMOMETER | ET-100A | TIMESCO | ASSET ONLY NO SERVICING REQUIRED | 3 | 3-Average
OHFT44105 | WINDRUSH HOUSE-WITNEY | FALLS PREVENTION SERVICE | THERMOMETER | ET-100A | TIMESCO | ASSET ONLY NO SERVICING REQUIRED | 3 | 3-Average
OHFT44106 | WINDRUSH HOUSE-WITNEY | FALLS PREVENTION SERVICE | THERMOMETER | ET-100A | TIMESCO | ASSET ONLY NO SERVICING REQUIRED | 3 | 3-Average
OHFT44102 | WINDRUSH HOUSE-WITNEY | FALLS PREVENTION SERVICE | THERMOMETER | ET-100A | TIMESCO | ASSET ONLY NO SERVICING REQUIRED | 3 | 3-Average
OHFT1992 | WITNEY COMMUNITY HOSPITAL | EMU | THERMOMETER | ET-100A | TIMESCO | ASSET ONLY NO SERVICING REQUIRED | 3 | 3-Average
OHFT45859 | THE SLADE BUILDING | LEARNING DISABILITY SERVICE | THERMOMETER | ET-100A | TIMESCO | ASSET ONLY NO SERVICING REQUIRED | 3 | 3-Average
OHFT46120 | THE SLADE BUILDING | PERINATAL TEAM | THERMOMETER | ET-100A | TIMESCO | ASSET ONLY NO SERVICING REQUIRED | 3 | 3-Average
OHFT45158 | THE SLADE BUILDING | SPECIALITY CAMHS | THERMOMETER | ET-100A | TIMESCO | ASSET ONLY NO SERVICING REQUIRED | 3 | 3-Average
OHFT45796 | THE SLADE BUILDING | LEARNING DISABILITY SERVICE | THERMOMETER | ET-100A | TIMESCO | ASSET ONLY NO SERVICING REQUIRED | 3 | 3-Average
OHFT45797 | THE SLADE BUILDING | LEARNING DISABILITY SERVICE | THERMOMETER | ET-100A | TIMESCO | ASSET ONLY NO SERVICING REQUIRED | 3 | 3-Average
OHFT45798 | THE SLADE BUILDING | LEARNING DISABILITY SERVICE | THERMOMETER | ET-100A | TIMESCO | ASSET ONLY NO SERVICING REQUIRED | 3 | 3-Average
OHFT45865 | THE SLADE BUILDING | LEARNING DISABILITY SERVICE | THERMOMETER | ET-100A | TIMESCO | ASSET ONLY NO SERVICING REQUIRED | 3 | 3-Average
OHFT45800 | THE SLADE BUILDING | LEARNING DISABILITY SERVICE | THERMOMETER | ET-100A | TIMESCO | ASSET ONLY NO SERVICING REQUIRED | 3 | 3-Average
OHFT45855 | THE SLADE BUILDING | LEARNING DISABILITY SERVICE | THERMOMETER | ET-100A | TIMESCO | ASSET ONLY NO SERVICING REQUIRED | 3 | 3-Average
OHFT45856 | THE SLADE BUILDING | LEARNING DISABILITY SERVICE | THERMOMETER | ET-100A | TIMESCO | ASSET ONLY NO SERVICING REQUIRED | 3 | 3-Average
OHFT45857 | THE SLADE BUILDING | LEARNING DISABILITY SERVICE | THERMOMETER | ET-100A | TIMESCO | ASSET ONLY NO SERVICING REQUIRED | 3 | 3-Average
OHFT45858 | THE SLADE BUILDING | LEARNING DISABILITY SERVICE | THERMOMETER | ET-100A | TIMESCO | ASSET ONLY NO SERVICING REQUIRED | 3 | 3-Average
OHFT164293 | ST BARNABAS CLINIC | PODIATRY | THERMOMETER | ET-100A | TIMESCO | ASSET ONLY NO SERVICING REQUIRED | 3 | 3-Average
OHFT45860 | THE SLADE BUILDING | LEARNING DISABILITY SERVICE | THERMOMETER | ET-100A | TIMESCO | ASSET ONLY NO SERVICING REQUIRED | 3 | 3-Average
OHFT45861 | THE SLADE BUILDING | LEARNING DISABILITY SERVICE | THERMOMETER | ET-100A | TIMESCO | ASSET ONLY NO SERVICING REQUIRED | 3 | 3-Average
OHFT45862 | THE SLADE BUILDING | LEARNING DISABILITY SERVICE | THERMOMETER | ET-100A | TIMESCO | ASSET ONLY NO SERVICING REQUIRED | 3 | 3-Average
OHFT45863 | THE SLADE BUILDING | LEARNING DISABILITY SERVICE | THERMOMETER | ET-100A | TIMESCO | ASSET ONLY NO SERVICING REQUIRED | 3 | 3-Average
OHFT45864 | THE SLADE BUILDING | LEARNING DISABILITY SERVICE | THERMOMETER | ET-100A | TIMESCO | ASSET ONLY NO SERVICING REQUIRED | 3 | 3-Average
OHFT45756 | THE FIENNES CENTRE | OUT OF HOURS CLINIC | THERMOMETER | ET-100A | TIMESCO | ASSET ONLY NO SERVICING REQUIRED | 3 | 3-Average
OHFT45866 | THE SLADE BUILDING | LEARNING DISABILITY SERVICE | THERMOMETER | ET-100A | TIMESCO | ASSET ONLY NO SERVICING REQUIRED | 3 | 3-Average
OHFT45867 | THE SLADE BUILDING | LEARNING DISABILITY SERVICE | THERMOMETER | ET-100A | TIMESCO | ASSET ONLY NO SERVICING REQUIRED | 3 | 3-Average
OHFT45868 | THE SLADE BUILDING | LEARNING DISABILITY SERVICE | THERMOMETER | ET-100A | TIMESCO | ASSET ONLY NO SERVICING REQUIRED | 3 | 3-Average
OHFT45869 | THE SLADE BUILDING | LEARNING DISABILITY SERVICE | THERMOMETER | ET-100A | TIMESCO | ASSET ONLY NO SERVICING REQUIRED | 3 | 3-Average
OHFT45870 | THE SLADE BUILDING | LEARNING DISABILITY SERVICE | THERMOMETER | ET-100A | TIMESCO | ASSET ONLY NO SERVICING REQUIRED | 3 | 3-Average
OHFT40726 | TOWNLANDS COMMUNITY HOSPITAL | MINOR INJURIES UNIT | THERMOMETER | ET-100A | TIMESCO | ASSET ONLY NO SERVICING REQUIRED | 3 | 3-Average
OHFT164295 | ST BARNABAS CLINIC | PODIATRY | THERMOMETER | ET-100A | TIMESCO | ASSET ONLY NO SERVICING REQUIRED | 3 | 3-Average
OHFT164296 | ST BARNABAS CLINIC | PODIATRY | THERMOMETER | ET-100A | TIMESCO | ASSET ONLY NO SERVICING REQUIRED | 3 | 3-Average
OHFT164297 | ST BARNABAS CLINIC | PODIATRY | THERMOMETER | ET-100A | TIMESCO | ASSET ONLY NO SERVICING REQUIRED | 3 | 3-Average
OHFT43134 | THE FIENNES CENTRE | OUT OF HOURS CLINIC | THERMOMETER | ET-100A | TIMESCO | ASSET ONLY NO SERVICING REQUIRED | 3 | 3-Average
OHFT43135 | THE FIENNES CENTRE | OUT OF HOURS CLINIC | THERMOMETER | ET-100A | TIMESCO | ASSET ONLY NO SERVICING REQUIRED | 3 | 3-Average
OHFT45932 | WALLINGFORD COMMUNITY HOSPITAL | ST LEONARDS WARD | THERMOMETER | ET-100A | TIMESCO | ASSET ONLY NO SERVICING REQUIRED | 3 | 3-Average
OHFT45916 | THE FIENNES CENTRE | OUT OF HOURS CLINIC | THERMOMETER | ET-100A | TIMESCO | ASSET ONLY NO SERVICING REQUIRED | 3 | 3-Average
OHFT40800 | THE FIENNES CENTRE | DISTRICT NURSES | THERMOMETER | ET-100A | TIMESCO | ASSET ONLY NO SERVICING REQUIRED | 3 | 3-Average
OHFT43378 | THE FIENNES CENTRE | DISTRICT NURSES | THERMOMETER | ET-100A | TIMESCO | ASSET ONLY NO SERVICING REQUIRED | 3 | 3-Average
OHFT40722 | TOWNLANDS COMMUNITY HOSPITAL | MINOR INJURIES UNIT | THERMOMETER | ET-100A | TIMESCO | ASSET ONLY NO SERVICING REQUIRED | 3 | 3-Average
OHFT40725 | TOWNLANDS COMMUNITY HOSPITAL | MINOR INJURIES UNIT | THERMOMETER | ET-100A | TIMESCO | ASSET ONLY NO SERVICING REQUIRED | 3 | 3-Average
OHFT45540 | WARNEFORD HOSPITAL | VAUGHAN THOMAS WARD | THERMOMETER | ET-100A | TIMESCO | ASSET ONLY NO SERVICING REQUIRED | 3 | 3-Average
OHFT40886 | TOWNLANDS COMMUNITY HOSPITAL | MINOR INJURIES UNIT | THERMOMETER | ET-100A | TIMESCO | ASSET ONLY NO SERVICING REQUIRED | 3 | 3-Average
OHFT44553 | WALLINGFORD COMMUNITY HOSPITAL | ST LEONARDS WARD | THERMOMETER | ET-100A | TIMESCO | ASSET ONLY NO SERVICING REQUIRED | 3 | 3-Average
OHFT44554 | WALLINGFORD COMMUNITY HOSPITAL | ST LEONARDS WARD | THERMOMETER | ET-100A | TIMESCO | ASSET ONLY NO SERVICING REQUIRED | 3 | 3-Average
OHFT44555 | WALLINGFORD COMMUNITY HOSPITAL | ST LEONARDS WARD | THERMOMETER | ET-100A | TIMESCO | ASSET ONLY NO SERVICING REQUIRED | 3 | 3-Average
OHFT45752 | WALLINGFORD COMMUNITY HOSPITAL | ST LEONARDS WARD | THERMOMETER | ET-100A | TIMESCO | ASSET ONLY NO SERVICING REQUIRED | 3 | 3-Average
OHFT47103 | WESTON-ON-THE-GREEN | PHARMACY SERVICES | THERMOMETER | ET-100A | TIMESCO | ASSET ONLY NO SERVICING REQUIRED | 3 | 3-Average
OHFT164024 | WANTAGE COMMUNITY HOSPITAL | OUTPATIENTS DEPT | THERMOMETER | ET-100A | TIMESCO | ASSET ONLY NO SERVICING REQUIRED | 3 | 3-Average
OHFT164028 | WANTAGE COMMUNITY HOSPITAL | OUTPATIENTS DEPT | THERMOMETER | ET-100A | TIMESCO | ASSET ONLY NO SERVICING REQUIRED | 3 | 3-Average
OHFT164029 | WANTAGE COMMUNITY HOSPITAL | OUTPATIENTS DEPT | THERMOMETER | ET-100A | TIMESCO | ASSET ONLY NO SERVICING REQUIRED | 3 | 3-Average
OHFT164030 | WANTAGE COMMUNITY HOSPITAL | OUTPATIENTS DEPT | THERMOMETER | ET-100A | TIMESCO | ASSET ONLY NO SERVICING REQUIRED | 3 | 3-Average
OHFT45539 | WARNEFORD HOSPITAL | VAUGHAN THOMAS WARD | THERMOMETER | ET-100A | TIMESCO | ASSET ONLY NO SERVICING REQUIRED | 3 | 3-Average
OHFT1593 | WHITELEAF CENTRE | SAPPHIRE WARD | THERMOMETER | ET-100A | TIMESCO | ASSET ONLY NO SERVICING REQUIRED | 3 | 3-Average
OHFT42695 | WARNEFORD HOSPITAL | NEILL UNIT | THERMOMETER | ET-100A | TIMESCO | ASSET ONLY NO SERVICING REQUIRED | 3 | 3-Average
OHFT164084 | WARNEFORD HOSPITAL | NIHR COGNITIVE HEALTH RESEARCH FACILITY | THERMOMETER | ET-100A | TIMESCO | ASSET ONLY NO SERVICING REQUIRED | 3 | 3-Average
OHFT47100 | WESTON-ON-THE-GREEN | PHARMACY SERVICES | THERMOMETER | ET-100A | TIMESCO | ASSET ONLY NO SERVICING REQUIRED | 3 | 3-Average
OHFT47101 | WESTON-ON-THE-GREEN | PHARMACY SERVICES | THERMOMETER | ET-100A | TIMESCO | ASSET ONLY NO SERVICING REQUIRED | 3 | 3-Average
OHFT47102 | WESTON-ON-THE-GREEN | PHARMACY SERVICES | THERMOMETER | ET-100A | TIMESCO | ASSET ONLY NO SERVICING REQUIRED | 3 | 3-Average
OHFT45757 | WITNEY COMMUNITY HOSPITAL | MINOR INJURIES UNIT | THERMOMETER | ET-100A | TIMESCO | ASSET ONLY NO SERVICING REQUIRED | 3 | 3-Average
OHFT44405 | WHITELEAF CENTRE | OACMHT | THERMOMETER | ET-100A | TIMESCO | ASSET ONLY NO SERVICING REQUIRED | 3 | 3-Average
OHFT44406 | WHITELEAF CENTRE | OACMHT | THERMOMETER | ET-100A | TIMESCO | ASSET ONLY NO SERVICING REQUIRED | 3 | 3-Average
OHFT45138 | WHITELEAF CENTRE | OACMHT | THERMOMETER | ET-100A | TIMESCO | ASSET ONLY NO SERVICING REQUIRED | 3 | 3-Average
OHFT45139 | WHITELEAF CENTRE | OACMHT | THERMOMETER | ET-100A | TIMESCO | ASSET ONLY NO SERVICING REQUIRED | 3 | 3-Average
OHFT45140 | WHITELEAF CENTRE | OACMHT | THERMOMETER | ET-100A | TIMESCO | ASSET ONLY NO SERVICING REQUIRED | 3 | 3-Average
OHFT164073 | WITNEY COMMUNITY HOSPITAL | MINOR INJURIES UNIT | THERMOMETER | ET-100A | TIMESCO | ASSET ONLY NO SERVICING REQUIRED | 3 | 3-Average
OHFT45662 | WITNEY COMMUNITY HOSPITAL | MINOR INJURIES UNIT | THERMOMETER | ET-100A | TIMESCO | ASSET ONLY NO SERVICING REQUIRED | 3 | 3-Average
OHFT45663 | WITNEY COMMUNITY HOSPITAL | MINOR INJURIES UNIT | THERMOMETER | ET-100A | TIMESCO | ASSET ONLY NO SERVICING REQUIRED | 3 | 3-Average
OHFT45664 | WITNEY COMMUNITY HOSPITAL | MINOR INJURIES UNIT | THERMOMETER | ET-100A | TIMESCO | ASSET ONLY NO SERVICING REQUIRED | 3 | 3-Average
OHFT45665 | WITNEY COMMUNITY HOSPITAL | MINOR INJURIES UNIT | THERMOMETER | ET-100A | TIMESCO | ASSET ONLY NO SERVICING REQUIRED | 3 | 3-Average
OHFT45755 | WITNEY COMMUNITY HOSPITAL | MINOR INJURIES UNIT | THERMOMETER | ET-100A | TIMESCO | ASSET ONLY NO SERVICING REQUIRED | 3 | 3-Average
OHFT46439 | THE SLADE BUILDING | JOHN SHARICH HOUSE | THERMOMETER | ET-100A | TIMESCO | ASSET ONLY NO SERVICING REQUIRED | 3 | 3-Average
OHFT45758 | WITNEY COMMUNITY HOSPITAL | MINOR INJURIES UNIT | THERMOMETER | ET-100A | TIMESCO | ASSET ONLY NO SERVICING REQUIRED | 3 | 3-Average
OHFT43139 | WITNEY COMMUNITY HOSPITAL | MINOR INJURIES UNIT | THERMOMETER | ET-100A | TIMESCO | ASSET ONLY NO SERVICING REQUIRED | 3 | 3-Average
OHFT43141 | WITNEY COMMUNITY HOSPITAL | MINOR INJURIES UNIT | THERMOMETER | ET-100A | TIMESCO | ASSET ONLY NO SERVICING REQUIRED | 3 | 3-Average
OHFT43143 | WITNEY COMMUNITY HOSPITAL | MINOR INJURIES UNIT | THERMOMETER | ET-100A | TIMESCO | ASSET ONLY NO SERVICING REQUIRED | 3 | 3-Average
OHFT43144 | WITNEY COMMUNITY HOSPITAL | MINOR INJURIES UNIT | THERMOMETER | ET-100A | TIMESCO | ASSET ONLY NO SERVICING REQUIRED | 3 | 3-Average
OHFT43285 | WINDRUSH HOUSE-WITNEY | INTEGRATED LOCALITY TEAM WEST | THERMOMETER | ET-100A | TIMESCO | ASSET ONLY NO SERVICING REQUIRED | 3 | 3-Average
OHFT0566 | WARNEFORD HOSPITAL | GREEN TREE LODGE OUTPATIENTS | THERMOMETER | ET-100A | TIMESCO | ASSET ONLY NO SERVICING REQUIRED | 3 | 3-Average
OHFT0568 | WARNEFORD HOSPITAL | GREEN TREE LODGE OUTPATIENTS | THERMOMETER | ET-100A | TIMESCO | ASSET ONLY NO SERVICING REQUIRED | 3 | 3-Average
OHFT0569 | WARNEFORD HOSPITAL | GREEN TREE LODGE OUTPATIENTS | THERMOMETER | ET-100A | TIMESCO | ASSET ONLY NO SERVICING REQUIRED | 3 | 3-Average
OHFT0570 | WARNEFORD HOSPITAL | GREEN TREE LODGE OUTPATIENTS | THERMOMETER | ET-100A | TIMESCO | ASSET ONLY NO SERVICING REQUIRED | 3 | 3-Average
OHFT46438 | THE SLADE BUILDING | JOHN SHARICH HOUSE | THERMOMETER | ET-100A | TIMESCO | ASSET ONLY NO SERVICING REQUIRED | 3 | 3-Average
OXFT0885 | WARNEFORD HOSPITAL | PHYSICAL HEALTH LEADS | THERMOMETER | ET-100A | TIMESCO | ASSET ONLY NO SERVICING REQUIRED | 2 | 2-Good
OHFT46442 | THE SLADE BUILDING | JOHN SHARICH HOUSE | THERMOMETER | ET-100A | TIMESCO | ASSET ONLY NO SERVICING REQUIRED | 3 | 3-Average
OHFT46443 | THE SLADE BUILDING | JOHN SHARICH HOUSE | THERMOMETER | ET-100A | TIMESCO | ASSET ONLY NO SERVICING REQUIRED | 3 | 3-Average
OHFT46444 | THE SLADE BUILDING | JOHN SHARICH HOUSE | THERMOMETER | ET-100A | TIMESCO | ASSET ONLY NO SERVICING REQUIRED | 3 | 3-Average
OHFT464440 | THE SLADE BUILDING | JOHN SHARICH HOUSE | THERMOMETER | ET-100A | TIMESCO | ASSET ONLY NO SERVICING REQUIRED | 3 | 3-Average
OHFT47176 | THE SLADE BUILDING | JOHN SHARICH HOUSE | THERMOMETER | ET-100A | TIMESCO | ASSET ONLY NO SERVICING REQUIRED | 3 | 3-Average
OXFT0890 | WARNEFORD HOSPITAL | PHYSICAL HEALTH LEADS | THERMOMETER | ET-100A | TIMESCO | ASSET ONLY NO SERVICING REQUIRED | 2 | 2-Good
OXFT0891 | WARNEFORD HOSPITAL | PHYSICAL HEALTH LEADS | THERMOMETER | ET-100A | TIMESCO | ASSET ONLY NO SERVICING REQUIRED | 2 | 2-Good
OXFT0873 | BICESTER COMMUNITY HOSPITAL | INTEGRATED LOCALITY TEAM-COM THERAPY & OXFORD | THERMOMETER | ET-100A | TIMESCO | ASSET ONLY NO SERVICING REQUIRED | 2 | 2-Good
OXFT0879 | WHITELEAF CENTRE | EARLY INTERVENTION SERVICE | THERMOMETER | ET-100A | TIMESCO | ASSET ONLY NO SERVICING REQUIRED | 2 | 2-Good
OXFT0883 | WARNEFORD HOSPITAL | PHYSICAL HEALTH LEADS | THERMOMETER | ET-100A | TIMESCO | ASSET ONLY NO SERVICING REQUIRED | 2 | 2-Good
OXFT0884 | WARNEFORD HOSPITAL | PHYSICAL HEALTH LEADS | THERMOMETER | ET-100A | TIMESCO | ASSET ONLY NO SERVICING REQUIRED | 2 | 2-Good
OXFT0896 | WARNEFORD HOSPITAL | PHYSICAL HEALTH LEADS | THERMOMETER | ET-100A | TIMESCO | ASSET ONLY NO SERVICING REQUIRED | 2 | 2-Good
OXFT0897 | WARNEFORD HOSPITAL | PHYSICAL HEALTH LEADS | THERMOMETER | ET-100A | TIMESCO | ASSET ONLY NO SERVICING REQUIRED | 2 | 2-Good
OXFT0886 | WARNEFORD HOSPITAL | PHYSICAL HEALTH LEADS | THERMOMETER | ET-100A | TIMESCO | ASSET ONLY NO SERVICING REQUIRED | 2 | 2-Good
OXFT0887 | WARNEFORD HOSPITAL | PHYSICAL HEALTH LEADS | THERMOMETER | ET-100A | TIMESCO | ASSET ONLY NO SERVICING REQUIRED | 2 | 2-Good
OXFT0888 | WARNEFORD HOSPITAL | PHYSICAL HEALTH LEADS | THERMOMETER | ET-100A | TIMESCO | ASSET ONLY NO SERVICING REQUIRED | 2 | 2-Good
OXFT0889 | WARNEFORD HOSPITAL | PHYSICAL HEALTH LEADS | THERMOMETER | ET-100A | TIMESCO | ASSET ONLY NO SERVICING REQUIRED | 2 | 2-Good
OXFT0902 | WARNEFORD HOSPITAL | PHYSICAL HEALTH LEADS | THERMOMETER | ET-100A | TIMESCO | ASSET ONLY NO SERVICING REQUIRED | 2 | 2-Good
OXFT0903 | WARNEFORD HOSPITAL | PHYSICAL HEALTH LEADS | THERMOMETER | ET-100A | TIMESCO | ASSET ONLY NO SERVICING REQUIRED | 2 | 2-Good
OXFT0892 | WARNEFORD HOSPITAL | PHYSICAL HEALTH LEADS | THERMOMETER | ET-100A | TIMESCO | ASSET ONLY NO SERVICING REQUIRED | 2 | 2-Good
OXFT0893 | WARNEFORD HOSPITAL | PHYSICAL HEALTH LEADS | THERMOMETER | ET-100A | TIMESCO | ASSET ONLY NO SERVICING REQUIRED | 2 | 2-Good
OXFT0894 | WARNEFORD HOSPITAL | PHYSICAL HEALTH LEADS | THERMOMETER | ET-100A | TIMESCO | ASSET ONLY NO SERVICING REQUIRED | 2 | 2-Good
OXFT0895 | WARNEFORD HOSPITAL | PHYSICAL HEALTH LEADS | THERMOMETER | ET-100A | TIMESCO | ASSET ONLY NO SERVICING REQUIRED | 2 | 2-Good
OXFT0908 | WARNEFORD HOSPITAL | PHYSICAL HEALTH LEADS | THERMOMETER | ET-100A | TIMESCO | ASSET ONLY NO SERVICING REQUIRED | 2 | 2-Good
OXFT0909 | WARNEFORD HOSPITAL | PHYSICAL HEALTH LEADS | THERMOMETER | ET-100A | TIMESCO | ASSET ONLY NO SERVICING REQUIRED | 2 | 2-Good
OXFT0898 | WARNEFORD HOSPITAL | PHYSICAL HEALTH LEADS | THERMOMETER | ET-100A | TIMESCO | ASSET ONLY NO SERVICING REQUIRED | 2 | 2-Good
OXFT0899 | WARNEFORD HOSPITAL | PHYSICAL HEALTH LEADS | THERMOMETER | ET-100A | TIMESCO | ASSET ONLY NO SERVICING REQUIRED | 2 | 2-Good
OXFT0900 | WARNEFORD HOSPITAL | PHYSICAL HEALTH LEADS | THERMOMETER | ET-100A | TIMESCO | ASSET ONLY NO SERVICING REQUIRED | 2 | 2-Good
OXFT0901 | WARNEFORD HOSPITAL | PHYSICAL HEALTH LEADS | THERMOMETER | ET-100A | TIMESCO | ASSET ONLY NO SERVICING REQUIRED | 2 | 2-Good
OXFT0914 | WARNEFORD HOSPITAL | PHYSICAL HEALTH LEADS | THERMOMETER | ET-100A | TIMESCO | ASSET ONLY NO SERVICING REQUIRED | 2 | 2-Good
OXFT0915 | WARNEFORD HOSPITAL | PHYSICAL HEALTH LEADS | THERMOMETER | ET-100A | TIMESCO | ASSET ONLY NO SERVICING REQUIRED | 2 | 2-Good
OXFT0904 | WARNEFORD HOSPITAL | PHYSICAL HEALTH LEADS | THERMOMETER | ET-100A | TIMESCO | ASSET ONLY NO SERVICING REQUIRED | 2 | 2-Good
OXFT0905 | WARNEFORD HOSPITAL | PHYSICAL HEALTH LEADS | THERMOMETER | ET-100A | TIMESCO | ASSET ONLY NO SERVICING REQUIRED | 2 | 2-Good
OXFT0906 | WARNEFORD HOSPITAL | PHYSICAL HEALTH LEADS | THERMOMETER | ET-100A | TIMESCO | ASSET ONLY NO SERVICING REQUIRED | 2 | 2-Good
OXFT0907 | WARNEFORD HOSPITAL | PHYSICAL HEALTH LEADS | THERMOMETER | ET-100A | TIMESCO | ASSET ONLY NO SERVICING REQUIRED | 2 | 2-Good
OXFT0917 | WARNEFORD HOSPITAL | PHYSICAL HEALTH LEADS | THERMOMETER | ET-100A | TIMESCO | ASSET ONLY NO SERVICING REQUIRED | 2 | 2-Good
OXFT0918 | WARNEFORD HOSPITAL | PHYSICAL HEALTH LEADS | THERMOMETER | ET-100A | TIMESCO | ASSET ONLY NO SERVICING REQUIRED | 2 | 2-Good
OXFT0910 | WARNEFORD HOSPITAL | PHYSICAL HEALTH LEADS | THERMOMETER | ET-100A | TIMESCO | ASSET ONLY NO SERVICING REQUIRED | 2 | 2-Good
OXFT0911 | WARNEFORD HOSPITAL | PHYSICAL HEALTH LEADS | THERMOMETER | ET-100A | TIMESCO | ASSET ONLY NO SERVICING REQUIRED | 2 | 2-Good
OXFT0912 | WARNEFORD HOSPITAL | PHYSICAL HEALTH LEADS | THERMOMETER | ET-100A | TIMESCO | ASSET ONLY NO SERVICING REQUIRED | 2 | 2-Good
OXFT0913 | WARNEFORD HOSPITAL | PHYSICAL HEALTH LEADS | THERMOMETER | ET-100A | TIMESCO | ASSET ONLY NO SERVICING REQUIRED | 2 | 2-Good
OXFT0923 | WARNEFORD HOSPITAL | PHYSICAL HEALTH LEADS | THERMOMETER | ET-100A | TIMESCO | ASSET ONLY NO SERVICING REQUIRED | 2 | 2-Good
OXFT0924 | WARNEFORD HOSPITAL | PHYSICAL HEALTH LEADS | THERMOMETER | ET-100A | TIMESCO | ASSET ONLY NO SERVICING REQUIRED | 2 | 2-Good
OXFT0882 | WARNEFORD HOSPITAL | PHYSICAL HEALTH LEADS | THERMOMETER | ET-100A | TIMESCO | ASSET ONLY NO SERVICING REQUIRED | 2 | 2-Good
OXFT0881 | WARNEFORD HOSPITAL | PHYSICAL HEALTH LEADS | THERMOMETER | ET-100A | TIMESCO | ASSET ONLY NO SERVICING REQUIRED | 2 | 2-Good
OXFT0880 | WARNEFORD HOSPITAL | PHYSICAL HEALTH LEADS | THERMOMETER | ET-100A | TIMESCO | ASSET ONLY NO SERVICING REQUIRED | 2 | 2-Good
OXFT0916 | WARNEFORD HOSPITAL | PHYSICAL HEALTH LEADS | THERMOMETER | ET-100A | TIMESCO | ASSET ONLY NO SERVICING REQUIRED | 2 | 2-Good
OXFT0929 | WARNEFORD HOSPITAL | PHYSICAL HEALTH LEADS | THERMOMETER | ET-100A | TIMESCO | ASSET ONLY NO SERVICING REQUIRED | 2 | 2-Good
OXFT0930 | WARNEFORD HOSPITAL | PHYSICAL HEALTH LEADS | THERMOMETER | ET-100A | TIMESCO | ASSET ONLY NO SERVICING REQUIRED | 2 | 2-Good
OXFT0919 | WARNEFORD HOSPITAL | PHYSICAL HEALTH LEADS | THERMOMETER | ET-100A | TIMESCO | ASSET ONLY NO SERVICING REQUIRED | 2 | 2-Good
OXFT0920 | WARNEFORD HOSPITAL | PHYSICAL HEALTH LEADS | THERMOMETER | ET-100A | TIMESCO | ASSET ONLY NO SERVICING REQUIRED | 2 | 2-Good
OXFT0921 | WARNEFORD HOSPITAL | PHYSICAL HEALTH LEADS | THERMOMETER | ET-100A | TIMESCO | ASSET ONLY NO SERVICING REQUIRED | 2 | 2-Good
OXFT0922 | WARNEFORD HOSPITAL | PHYSICAL HEALTH LEADS | THERMOMETER | ET-100A | TIMESCO | ASSET ONLY NO SERVICING REQUIRED | 2 | 2-Good
OXFT0935 | WARNEFORD HOSPITAL | PHYSICAL HEALTH LEADS | THERMOMETER | ET-100A | TIMESCO | ASSET ONLY NO SERVICING REQUIRED | 2 | 2-Good
OXFT0936 | WARNEFORD HOSPITAL | PHYSICAL HEALTH LEADS | THERMOMETER | ET-100A | TIMESCO | ASSET ONLY NO SERVICING REQUIRED | 2 | 2-Good
OXFT0925 | WARNEFORD HOSPITAL | PHYSICAL HEALTH LEADS | THERMOMETER | ET-100A | TIMESCO | ASSET ONLY NO SERVICING REQUIRED | 2 | 2-Good
OXFT0926 | WARNEFORD HOSPITAL | PHYSICAL HEALTH LEADS | THERMOMETER | ET-100A | TIMESCO | ASSET ONLY NO SERVICING REQUIRED | 2 | 2-Good
OXFT0927 | WARNEFORD HOSPITAL | PHYSICAL HEALTH LEADS | THERMOMETER | ET-100A | TIMESCO | ASSET ONLY NO SERVICING REQUIRED | 2 | 2-Good
OXFT0928 | WARNEFORD HOSPITAL | PHYSICAL HEALTH LEADS | THERMOMETER | ET-100A | TIMESCO | ASSET ONLY NO SERVICING REQUIRED | 2 | 2-Good
OXFT0941 | WARNEFORD HOSPITAL | PHYSICAL HEALTH LEADS | THERMOMETER | ET-100A | TIMESCO | ASSET ONLY NO SERVICING REQUIRED | 2 | 2-Good
OXFT0942 | WARNEFORD HOSPITAL | PHYSICAL HEALTH LEADS | THERMOMETER | ET-100A | TIMESCO | ASSET ONLY NO SERVICING REQUIRED | 2 | 2-Good
OXFT0931 | WARNEFORD HOSPITAL | PHYSICAL HEALTH LEADS | THERMOMETER | ET-100A | TIMESCO | ASSET ONLY NO SERVICING REQUIRED | 2 | 2-Good
OXFT0932 | WARNEFORD HOSPITAL | PHYSICAL HEALTH LEADS | THERMOMETER | ET-100A | TIMESCO | ASSET ONLY NO SERVICING REQUIRED | 2 | 2-Good
OXFT0933 | WARNEFORD HOSPITAL | PHYSICAL HEALTH LEADS | THERMOMETER | ET-100A | TIMESCO | ASSET ONLY NO SERVICING REQUIRED | 2 | 2-Good
OXFT0934 | WARNEFORD HOSPITAL | PHYSICAL HEALTH LEADS | THERMOMETER | ET-100A | TIMESCO | ASSET ONLY NO SERVICING REQUIRED | 2 | 2-Good
OXFT0947 | WARNEFORD HOSPITAL | PHYSICAL HEALTH LEADS | THERMOMETER | ET-100A | TIMESCO | ASSET ONLY NO SERVICING REQUIRED | 2 | 2-Good
OXFT0948 | WARNEFORD HOSPITAL | PHYSICAL HEALTH LEADS | THERMOMETER | ET-100A | TIMESCO | ASSET ONLY NO SERVICING REQUIRED | 2 | 2-Good
OXFT0937 | WARNEFORD HOSPITAL | PHYSICAL HEALTH LEADS | THERMOMETER | ET-100A | TIMESCO | ASSET ONLY NO SERVICING REQUIRED | 2 | 2-Good
OXFT0938 | WARNEFORD HOSPITAL | PHYSICAL HEALTH LEADS | THERMOMETER | ET-100A | TIMESCO | ASSET ONLY NO SERVICING REQUIRED | 2 | 2-Good
OXFT0939 | WARNEFORD HOSPITAL | PHYSICAL HEALTH LEADS | THERMOMETER | ET-100A | TIMESCO | ASSET ONLY NO SERVICING REQUIRED | 2 | 2-Good
OXFT0940 | WARNEFORD HOSPITAL | PHYSICAL HEALTH LEADS | THERMOMETER | ET-100A | TIMESCO | ASSET ONLY NO SERVICING REQUIRED | 2 | 2-Good
OXFT0953 | WARNEFORD HOSPITAL | PHYSICAL HEALTH LEADS | THERMOMETER | ET-100A | TIMESCO | ASSET ONLY NO SERVICING REQUIRED | 2 | 2-Good
OXFT0954 | WARNEFORD HOSPITAL | PHYSICAL HEALTH LEADS | THERMOMETER | ET-100A | TIMESCO | ASSET ONLY NO SERVICING REQUIRED | 2 | 2-Good
OXFT0943 | WARNEFORD HOSPITAL | PHYSICAL HEALTH LEADS | THERMOMETER | ET-100A | TIMESCO | ASSET ONLY NO SERVICING REQUIRED | 2 | 2-Good
OXFT0944 | WARNEFORD HOSPITAL | PHYSICAL HEALTH LEADS | THERMOMETER | ET-100A | TIMESCO | ASSET ONLY NO SERVICING REQUIRED | 2 | 2-Good
OXFT0945 | WARNEFORD HOSPITAL | PHYSICAL HEALTH LEADS | THERMOMETER | ET-100A | TIMESCO | ASSET ONLY NO SERVICING REQUIRED | 2 | 2-Good
OXFT0946 | WARNEFORD HOSPITAL | PHYSICAL HEALTH LEADS | THERMOMETER | ET-100A | TIMESCO | ASSET ONLY NO SERVICING REQUIRED | 2 | 2-Good
OXFT0959 | WARNEFORD HOSPITAL | PHYSICAL HEALTH LEADS | THERMOMETER | ET-100A | TIMESCO | ASSET ONLY NO SERVICING REQUIRED | 2 | 2-Good
OXFT0960 | WARNEFORD HOSPITAL | PHYSICAL HEALTH LEADS | THERMOMETER | ET-100A | TIMESCO | ASSET ONLY NO SERVICING REQUIRED | 2 | 2-Good
OXFT0949 | WARNEFORD HOSPITAL | PHYSICAL HEALTH LEADS | THERMOMETER | ET-100A | TIMESCO | ASSET ONLY NO SERVICING REQUIRED | 2 | 2-Good
OXFT0950 | WARNEFORD HOSPITAL | PHYSICAL HEALTH LEADS | THERMOMETER | ET-100A | TIMESCO | ASSET ONLY NO SERVICING REQUIRED | 2 | 2-Good
OXFT0951 | WARNEFORD HOSPITAL | PHYSICAL HEALTH LEADS | THERMOMETER | ET-100A | TIMESCO | ASSET ONLY NO SERVICING REQUIRED | 2 | 2-Good
OXFT0952 | WARNEFORD HOSPITAL | PHYSICAL HEALTH LEADS | THERMOMETER | ET-100A | TIMESCO | ASSET ONLY NO SERVICING REQUIRED | 2 | 2-Good
OXFT0965 | WARNEFORD HOSPITAL | PHYSICAL HEALTH LEADS | THERMOMETER | ET-100A | TIMESCO | ASSET ONLY NO SERVICING REQUIRED | 2 | 2-Good
OXFT0966 | WARNEFORD HOSPITAL | PHYSICAL HEALTH LEADS | THERMOMETER | ET-100A | TIMESCO | ASSET ONLY NO SERVICING REQUIRED | 2 | 2-Good
OXFT0955 | WARNEFORD HOSPITAL | PHYSICAL HEALTH LEADS | THERMOMETER | ET-100A | TIMESCO | ASSET ONLY NO SERVICING REQUIRED | 2 | 2-Good
OXFT0956 | WARNEFORD HOSPITAL | PHYSICAL HEALTH LEADS | THERMOMETER | ET-100A | TIMESCO | ASSET ONLY NO SERVICING REQUIRED | 2 | 2-Good
OXFT0957 | WARNEFORD HOSPITAL | PHYSICAL HEALTH LEADS | THERMOMETER | ET-100A | TIMESCO | ASSET ONLY NO SERVICING REQUIRED | 2 | 2-Good
OXFT0958 | WARNEFORD HOSPITAL | PHYSICAL HEALTH LEADS | THERMOMETER | ET-100A | TIMESCO | ASSET ONLY NO SERVICING REQUIRED | 2 | 2-Good
OXFT0971 | WARNEFORD HOSPITAL | PHYSICAL HEALTH LEADS | THERMOMETER | ET-100A | TIMESCO | ASSET ONLY NO SERVICING REQUIRED | 2 | 2-Good
OXFT0972 | WARNEFORD HOSPITAL | PHYSICAL HEALTH LEADS | THERMOMETER | ET-100A | TIMESCO | ASSET ONLY NO SERVICING REQUIRED | 2 | 2-Good
OXFT0961 | WARNEFORD HOSPITAL | PHYSICAL HEALTH LEADS | THERMOMETER | ET-100A | TIMESCO | ASSET ONLY NO SERVICING REQUIRED | 2 | 2-Good
OXFT0962 | WARNEFORD HOSPITAL | PHYSICAL HEALTH LEADS | THERMOMETER | ET-100A | TIMESCO | ASSET ONLY NO SERVICING REQUIRED | 2 | 2-Good
OXFT0963 | WARNEFORD HOSPITAL | PHYSICAL HEALTH LEADS | THERMOMETER | ET-100A | TIMESCO | ASSET ONLY NO SERVICING REQUIRED | 2 | 2-Good
OXFT0964 | WARNEFORD HOSPITAL | PHYSICAL HEALTH LEADS | THERMOMETER | ET-100A | TIMESCO | ASSET ONLY NO SERVICING REQUIRED | 2 | 2-Good
OXFT0977 | WARNEFORD HOSPITAL | PHYSICAL HEALTH LEADS | THERMOMETER | ET-100A | TIMESCO | ASSET ONLY NO SERVICING REQUIRED | 2 | 2-Good
OXFT0978 | WARNEFORD HOSPITAL | PHYSICAL HEALTH LEADS | THERMOMETER | ET-100A | TIMESCO | ASSET ONLY NO SERVICING REQUIRED | 2 | 2-Good
OXFT0967 | WARNEFORD HOSPITAL | PHYSICAL HEALTH LEADS | THERMOMETER | ET-100A | TIMESCO | ASSET ONLY NO SERVICING REQUIRED | 2 | 2-Good
OXFT0968 | WARNEFORD HOSPITAL | PHYSICAL HEALTH LEADS | THERMOMETER | ET-100A | TIMESCO | ASSET ONLY NO SERVICING REQUIRED | 2 | 2-Good
OXFT0969 | WARNEFORD HOSPITAL | PHYSICAL HEALTH LEADS | THERMOMETER | ET-100A | TIMESCO | ASSET ONLY NO SERVICING REQUIRED | 2 | 2-Good
OXFT0970 | WARNEFORD HOSPITAL | PHYSICAL HEALTH LEADS | THERMOMETER | ET-100A | TIMESCO | ASSET ONLY NO SERVICING REQUIRED | 2 | 2-Good
OXFT0983 | WARNEFORD HOSPITAL | PHYSICAL HEALTH LEADS | THERMOMETER | ET-100A | TIMESCO | ASSET ONLY NO SERVICING REQUIRED | 2 | 2-Good
OXFT0984 | WARNEFORD HOSPITAL | PHYSICAL HEALTH LEADS | THERMOMETER | ET-100A | TIMESCO | ASSET ONLY NO SERVICING REQUIRED | 2 | 2-Good
OXFT0973 | WARNEFORD HOSPITAL | PHYSICAL HEALTH LEADS | THERMOMETER | ET-100A | TIMESCO | ASSET ONLY NO SERVICING REQUIRED | 2 | 2-Good
OXFT0974 | WARNEFORD HOSPITAL | PHYSICAL HEALTH LEADS | THERMOMETER | ET-100A | TIMESCO | ASSET ONLY NO SERVICING REQUIRED | 2 | 2-Good
OXFT0975 | WARNEFORD HOSPITAL | PHYSICAL HEALTH LEADS | THERMOMETER | ET-100A | TIMESCO | ASSET ONLY NO SERVICING REQUIRED | 2 | 2-Good
OXFT0976 | WARNEFORD HOSPITAL | PHYSICAL HEALTH LEADS | THERMOMETER | ET-100A | TIMESCO | ASSET ONLY NO SERVICING REQUIRED | 2 | 2-Good
OXFT0989 | WARNEFORD HOSPITAL | PHYSICAL HEALTH LEADS | THERMOMETER | ET-100A | TIMESCO | ASSET ONLY NO SERVICING REQUIRED | 2 | 2-Good
OXFT0990 | WARNEFORD HOSPITAL | PHYSICAL HEALTH LEADS | THERMOMETER | ET-100A | TIMESCO | ASSET ONLY NO SERVICING REQUIRED | 2 | 2-Good
OXFT0979 | WARNEFORD HOSPITAL | PHYSICAL HEALTH LEADS | THERMOMETER | ET-100A | TIMESCO | ASSET ONLY NO SERVICING REQUIRED | 2 | 2-Good
OXFT0980 | WARNEFORD HOSPITAL | PHYSICAL HEALTH LEADS | THERMOMETER | ET-100A | TIMESCO | ASSET ONLY NO SERVICING REQUIRED | 2 | 2-Good
OXFT0981 | WARNEFORD HOSPITAL | PHYSICAL HEALTH LEADS | THERMOMETER | ET-100A | TIMESCO | ASSET ONLY NO SERVICING REQUIRED | 2 | 2-Good
OXFT0982 | WARNEFORD HOSPITAL | PHYSICAL HEALTH LEADS | THERMOMETER | ET-100A | TIMESCO | ASSET ONLY NO SERVICING REQUIRED | 2 | 2-Good
OXFT0995 | WARNEFORD HOSPITAL | PHYSICAL HEALTH LEADS | THERMOMETER | ET-100A | TIMESCO | ASSET ONLY NO SERVICING REQUIRED | 2 | 2-Good
OXFT0996 | WARNEFORD HOSPITAL | PHYSICAL HEALTH LEADS | THERMOMETER | ET-100A | TIMESCO | ASSET ONLY NO SERVICING REQUIRED | 2 | 2-Good
OXFT0985 | WARNEFORD HOSPITAL | PHYSICAL HEALTH LEADS | THERMOMETER | ET-100A | TIMESCO | ASSET ONLY NO SERVICING REQUIRED | 2 | 2-Good
OXFT0986 | WARNEFORD HOSPITAL | PHYSICAL HEALTH LEADS | THERMOMETER | ET-100A | TIMESCO | ASSET ONLY NO SERVICING REQUIRED | 2 | 2-Good
OXFT0987 | WARNEFORD HOSPITAL | PHYSICAL HEALTH LEADS | THERMOMETER | ET-100A | TIMESCO | ASSET ONLY NO SERVICING REQUIRED | 2 | 2-Good
OXFT0988 | WARNEFORD HOSPITAL | PHYSICAL HEALTH LEADS | THERMOMETER | ET-100A | TIMESCO | ASSET ONLY NO SERVICING REQUIRED | 2 | 2-Good
OXFT2354 | WARNEFORD HOSPITAL | PHYSICAL HEALTH LEADS | THERMOMETER | ET-100A | TIMESCO | ASSET ONLY NO SERVICING REQUIRED | 2 | 2-Good
OXFT2355 | WARNEFORD HOSPITAL | PHYSICAL HEALTH LEADS | THERMOMETER | ET-100A | TIMESCO | ASSET ONLY NO SERVICING REQUIRED | 2 | 2-Good
OXFT0991 | WARNEFORD HOSPITAL | PHYSICAL HEALTH LEADS | THERMOMETER | ET-100A | TIMESCO | ASSET ONLY NO SERVICING REQUIRED | 2 | 2-Good
OXFT0992 | WARNEFORD HOSPITAL | PHYSICAL HEALTH LEADS | THERMOMETER | ET-100A | TIMESCO | ASSET ONLY NO SERVICING REQUIRED | 2 | 2-Good
OXFT0993 | WARNEFORD HOSPITAL | PHYSICAL HEALTH LEADS | THERMOMETER | ET-100A | TIMESCO | ASSET ONLY NO SERVICING REQUIRED | 2 | 2-Good
OXFT0994 | WARNEFORD HOSPITAL | PHYSICAL HEALTH LEADS | THERMOMETER | ET-100A | TIMESCO | ASSET ONLY NO SERVICING REQUIRED | 2 | 2-Good
OXFT2360 | WARNEFORD HOSPITAL | PHYSICAL HEALTH LEADS | THERMOMETER | ET-100A | TIMESCO | ASSET ONLY NO SERVICING REQUIRED | 2 | 2-Good
OXFT2361 | WARNEFORD HOSPITAL | PHYSICAL HEALTH LEADS | THERMOMETER | ET-100A | TIMESCO | ASSET ONLY NO SERVICING REQUIRED | 2 | 2-Good
OXFT0997 | WARNEFORD HOSPITAL | PHYSICAL HEALTH LEADS | THERMOMETER | ET-100A | TIMESCO | ASSET ONLY NO SERVICING REQUIRED | 2 | 2-Good
OXFT0998 | WARNEFORD HOSPITAL | PHYSICAL HEALTH LEADS | THERMOMETER | ET-100A | TIMESCO | ASSET ONLY NO SERVICING REQUIRED | 2 | 2-Good
OXFT0999 | WARNEFORD HOSPITAL | PHYSICAL HEALTH LEADS | THERMOMETER | ET-100A | TIMESCO | ASSET ONLY NO SERVICING REQUIRED | 2 | 2-Good
OXFT1000 | WARNEFORD HOSPITAL | PHYSICAL HEALTH LEADS | THERMOMETER | ET-100A | TIMESCO | ASSET ONLY NO SERVICING REQUIRED | 2 | 2-Good
OXFT2366 | WARNEFORD HOSPITAL | PHYSICAL HEALTH LEADS | THERMOMETER | ET-100A | TIMESCO | ASSET ONLY NO SERVICING REQUIRED | 2 | 2-Good
OXFT2367 | WARNEFORD HOSPITAL | PHYSICAL HEALTH LEADS | THERMOMETER | ET-100A | TIMESCO | ASSET ONLY NO SERVICING REQUIRED | 2 | 2-Good
OXFT2356 | WARNEFORD HOSPITAL | PHYSICAL HEALTH LEADS | THERMOMETER | ET-100A | TIMESCO | ASSET ONLY NO SERVICING REQUIRED | 2 | 2-Good
OXFT2357 | WARNEFORD HOSPITAL | PHYSICAL HEALTH LEADS | THERMOMETER | ET-100A | TIMESCO | ASSET ONLY NO SERVICING REQUIRED | 2 | 2-Good
OXFT2358 | WARNEFORD HOSPITAL | PHYSICAL HEALTH LEADS | THERMOMETER | ET-100A | TIMESCO | ASSET ONLY NO SERVICING REQUIRED | 2 | 2-Good
OXFT2359 | WARNEFORD HOSPITAL | PHYSICAL HEALTH LEADS | THERMOMETER | ET-100A | TIMESCO | ASSET ONLY NO SERVICING REQUIRED | 2 | 2-Good
OXFT2372 | WARNEFORD HOSPITAL | PHYSICAL HEALTH LEADS | THERMOMETER | ET-100A | TIMESCO | ASSET ONLY NO SERVICING REQUIRED | 2 | 2-Good
OXFT2373 | WARNEFORD HOSPITAL | PHYSICAL HEALTH LEADS | THERMOMETER | ET-100A | TIMESCO | ASSET ONLY NO SERVICING REQUIRED | 2 | 2-Good
OXFT2362 | WARNEFORD HOSPITAL | PHYSICAL HEALTH LEADS | THERMOMETER | ET-100A | TIMESCO | ASSET ONLY NO SERVICING REQUIRED | 2 | 2-Good
OXFT2363 | WARNEFORD HOSPITAL | PHYSICAL HEALTH LEADS | THERMOMETER | ET-100A | TIMESCO | ASSET ONLY NO SERVICING REQUIRED | 2 | 2-Good
OXFT2364 | WARNEFORD HOSPITAL | PHYSICAL HEALTH LEADS | THERMOMETER | ET-100A | TIMESCO | ASSET ONLY NO SERVICING REQUIRED | 2 | 2-Good
OXFT2365 | WARNEFORD HOSPITAL | PHYSICAL HEALTH LEADS | THERMOMETER | ET-100A | TIMESCO | ASSET ONLY NO SERVICING REQUIRED | 2 | 2-Good
OXFT2378 | WARNEFORD HOSPITAL | PHYSICAL HEALTH LEADS | THERMOMETER | ET-100A | TIMESCO | ASSET ONLY NO SERVICING REQUIRED | 2 | 2-Good
OXFT2379 | WARNEFORD HOSPITAL | PHYSICAL HEALTH LEADS | THERMOMETER | ET-100A | TIMESCO | ASSET ONLY NO SERVICING REQUIRED | 2 | 2-Good
OXFT2368 | WARNEFORD HOSPITAL | PHYSICAL HEALTH LEADS | THERMOMETER | ET-100A | TIMESCO | ASSET ONLY NO SERVICING REQUIRED | 2 | 2-Good
OXFT2369 | WARNEFORD HOSPITAL | PHYSICAL HEALTH LEADS | THERMOMETER | ET-100A | TIMESCO | ASSET ONLY NO SERVICING REQUIRED | 2 | 2-Good
OXFT2370 | WARNEFORD HOSPITAL | PHYSICAL HEALTH LEADS | THERMOMETER | ET-100A | TIMESCO | ASSET ONLY NO SERVICING REQUIRED | 2 | 2-Good
OXFT2371 | WARNEFORD HOSPITAL | PHYSICAL HEALTH LEADS | THERMOMETER | ET-100A | TIMESCO | ASSET ONLY NO SERVICING REQUIRED | 2 | 2-Good
OXFT2384 | WARNEFORD HOSPITAL | PHYSICAL HEALTH LEADS | THERMOMETER | ET-100A | TIMESCO | ASSET ONLY NO SERVICING REQUIRED | 2 | 2-Good
OXFT2385 | WARNEFORD HOSPITAL | PHYSICAL HEALTH LEADS | THERMOMETER | ET-100A | TIMESCO | ASSET ONLY NO SERVICING REQUIRED | 2 | 2-Good
OXFT2374 | WARNEFORD HOSPITAL | PHYSICAL HEALTH LEADS | THERMOMETER | ET-100A | TIMESCO | ASSET ONLY NO SERVICING REQUIRED | 2 | 2-Good
OXFT2375 | WARNEFORD HOSPITAL | PHYSICAL HEALTH LEADS | THERMOMETER | ET-100A | TIMESCO | ASSET ONLY NO SERVICING REQUIRED | 2 | 2-Good
OXFT2376 | WARNEFORD HOSPITAL | PHYSICAL HEALTH LEADS | THERMOMETER | ET-100A | TIMESCO | ASSET ONLY NO SERVICING REQUIRED | 2 | 2-Good
OXFT2377 | WARNEFORD HOSPITAL | PHYSICAL HEALTH LEADS | THERMOMETER | ET-100A | TIMESCO | ASSET ONLY NO SERVICING REQUIRED | 2 | 2-Good
OXFT2390 | WARNEFORD HOSPITAL | PHYSICAL HEALTH LEADS | THERMOMETER | ET-100A | TIMESCO | ASSET ONLY NO SERVICING REQUIRED | 2 | 2-Good
OXFT2391 | WARNEFORD HOSPITAL | PHYSICAL HEALTH LEADS | THERMOMETER | ET-100A | TIMESCO | ASSET ONLY NO SERVICING REQUIRED | 2 | 2-Good
OXFT2380 | WARNEFORD HOSPITAL | PHYSICAL HEALTH LEADS | THERMOMETER | ET-100A | TIMESCO | ASSET ONLY NO SERVICING REQUIRED | 2 | 2-Good
OXFT2381 | WARNEFORD HOSPITAL | PHYSICAL HEALTH LEADS | THERMOMETER | ET-100A | TIMESCO | ASSET ONLY NO SERVICING REQUIRED | 2 | 2-Good
OXFT2382 | WARNEFORD HOSPITAL | PHYSICAL HEALTH LEADS | THERMOMETER | ET-100A | TIMESCO | ASSET ONLY NO SERVICING REQUIRED | 2 | 2-Good
OXFT2383 | WARNEFORD HOSPITAL | PHYSICAL HEALTH LEADS | THERMOMETER | ET-100A | TIMESCO | ASSET ONLY NO SERVICING REQUIRED | 2 | 2-Good
OXFT2396 | WARNEFORD HOSPITAL | PHYSICAL HEALTH LEADS | THERMOMETER | ET-100A | TIMESCO | ASSET ONLY NO SERVICING REQUIRED | 2 | 2-Good
OXFT2397 | WARNEFORD HOSPITAL | PHYSICAL HEALTH LEADS | THERMOMETER | ET-100A | TIMESCO | ASSET ONLY NO SERVICING REQUIRED | 2 | 2-Good
OXFT2386 | WARNEFORD HOSPITAL | PHYSICAL HEALTH LEADS | THERMOMETER | ET-100A | TIMESCO | ASSET ONLY NO SERVICING REQUIRED | 2 | 2-Good
OXFT2387 | WARNEFORD HOSPITAL | PHYSICAL HEALTH LEADS | THERMOMETER | ET-100A | TIMESCO | ASSET ONLY NO SERVICING REQUIRED | 2 | 2-Good
OXFT2388 | WARNEFORD HOSPITAL | PHYSICAL HEALTH LEADS | THERMOMETER | ET-100A | TIMESCO | ASSET ONLY NO SERVICING REQUIRED | 2 | 2-Good
OXFT2389 | WARNEFORD HOSPITAL | PHYSICAL HEALTH LEADS | THERMOMETER | ET-100A | TIMESCO | ASSET ONLY NO SERVICING REQUIRED | 2 | 2-Good
OXFT2402 | WARNEFORD HOSPITAL | PHYSICAL HEALTH LEADS | THERMOMETER | ET-100A | TIMESCO | ASSET ONLY NO SERVICING REQUIRED | 2 | 2-Good
OXFT2403 | WARNEFORD HOSPITAL | PHYSICAL HEALTH LEADS | THERMOMETER | ET-100A | TIMESCO | ASSET ONLY NO SERVICING REQUIRED | 2 | 2-Good
OXFT2392 | WARNEFORD HOSPITAL | PHYSICAL HEALTH LEADS | THERMOMETER | ET-100A | TIMESCO | ASSET ONLY NO SERVICING REQUIRED | 2 | 2-Good
OXFT2393 | WARNEFORD HOSPITAL | PHYSICAL HEALTH LEADS | THERMOMETER | ET-100A | TIMESCO | ASSET ONLY NO SERVICING REQUIRED | 2 | 2-Good
OXFT2394 | WARNEFORD HOSPITAL | PHYSICAL HEALTH LEADS | THERMOMETER | ET-100A | TIMESCO | ASSET ONLY NO SERVICING REQUIRED | 2 | 2-Good
OXFT2395 | WARNEFORD HOSPITAL | PHYSICAL HEALTH LEADS | THERMOMETER | ET-100A | TIMESCO | ASSET ONLY NO SERVICING REQUIRED | 2 | 2-Good
OXFT2408 | WARNEFORD HOSPITAL | PHYSICAL HEALTH LEADS | THERMOMETER | ET-100A | TIMESCO | ASSET ONLY NO SERVICING REQUIRED | 2 | 2-Good
OXFT2409 | WARNEFORD HOSPITAL | PHYSICAL HEALTH LEADS | THERMOMETER | ET-100A | TIMESCO | ASSET ONLY NO SERVICING REQUIRED | 2 | 2-Good
OXFT2398 | WARNEFORD HOSPITAL | PHYSICAL HEALTH LEADS | THERMOMETER | ET-100A | TIMESCO | ASSET ONLY NO SERVICING REQUIRED | 2 | 2-Good
OXFT2399 | WARNEFORD HOSPITAL | PHYSICAL HEALTH LEADS | THERMOMETER | ET-100A | TIMESCO | ASSET ONLY NO SERVICING REQUIRED | 2 | 2-Good
OXFT2400 | WARNEFORD HOSPITAL | PHYSICAL HEALTH LEADS | THERMOMETER | ET-100A | TIMESCO | ASSET ONLY NO SERVICING REQUIRED | 2 | 2-Good
OXFT2401 | WARNEFORD HOSPITAL | PHYSICAL HEALTH LEADS | THERMOMETER | ET-100A | TIMESCO | ASSET ONLY NO SERVICING REQUIRED | 2 | 2-Good
OXFT2414 | WARNEFORD HOSPITAL | PHYSICAL HEALTH LEADS | THERMOMETER | ET-100A | TIMESCO | ASSET ONLY NO SERVICING REQUIRED | 2 | 2-Good
OXFT2415 | WARNEFORD HOSPITAL | PHYSICAL HEALTH LEADS | THERMOMETER | ET-100A | TIMESCO | ASSET ONLY NO SERVICING REQUIRED | 2 | 2-Good
OXFT2404 | WARNEFORD HOSPITAL | PHYSICAL HEALTH LEADS | THERMOMETER | ET-100A | TIMESCO | ASSET ONLY NO SERVICING REQUIRED | 2 | 2-Good
OXFT2405 | WARNEFORD HOSPITAL | PHYSICAL HEALTH LEADS | THERMOMETER | ET-100A | TIMESCO | ASSET ONLY NO SERVICING REQUIRED | 2 | 2-Good
OXFT2406 | WARNEFORD HOSPITAL | PHYSICAL HEALTH LEADS | THERMOMETER | ET-100A | TIMESCO | ASSET ONLY NO SERVICING REQUIRED | 2 | 2-Good
OXFT2407 | WARNEFORD HOSPITAL | PHYSICAL HEALTH LEADS | THERMOMETER | ET-100A | TIMESCO | ASSET ONLY NO SERVICING REQUIRED | 2 | 2-Good
OXFT2420 | WARNEFORD HOSPITAL | PHYSICAL HEALTH LEADS | THERMOMETER | ET-100A | TIMESCO | ASSET ONLY NO SERVICING REQUIRED | 2 | 2-Good
OXFT2421 | WARNEFORD HOSPITAL | PHYSICAL HEALTH LEADS | THERMOMETER | ET-100A | TIMESCO | ASSET ONLY NO SERVICING REQUIRED | 2 | 2-Good
OXFT2410 | WARNEFORD HOSPITAL | PHYSICAL HEALTH LEADS | THERMOMETER | ET-100A | TIMESCO | ASSET ONLY NO SERVICING REQUIRED | 2 | 2-Good
OXFT2411 | WARNEFORD HOSPITAL | PHYSICAL HEALTH LEADS | THERMOMETER | ET-100A | TIMESCO | ASSET ONLY NO SERVICING REQUIRED | 2 | 2-Good
OXFT2412 | WARNEFORD HOSPITAL | PHYSICAL HEALTH LEADS | THERMOMETER | ET-100A | TIMESCO | ASSET ONLY NO SERVICING REQUIRED | 2 | 2-Good
OXFT2413 | WARNEFORD HOSPITAL | PHYSICAL HEALTH LEADS | THERMOMETER | ET-100A | TIMESCO | ASSET ONLY NO SERVICING REQUIRED | 2 | 2-Good
OXFT2426 | WARNEFORD HOSPITAL | PHYSICAL HEALTH LEADS | THERMOMETER | ET-100A | TIMESCO | ASSET ONLY NO SERVICING REQUIRED | 2 | 2-Good
OXFT2427 | WARNEFORD HOSPITAL | PHYSICAL HEALTH LEADS | THERMOMETER | ET-100A | TIMESCO | ASSET ONLY NO SERVICING REQUIRED | 2 | 2-Good
OXFT2416 | WARNEFORD HOSPITAL | PHYSICAL HEALTH LEADS | THERMOMETER | ET-100A | TIMESCO | ASSET ONLY NO SERVICING REQUIRED | 2 | 2-Good
OXFT2417 | WARNEFORD HOSPITAL | PHYSICAL HEALTH LEADS | THERMOMETER | ET-100A | TIMESCO | ASSET ONLY NO SERVICING REQUIRED | 2 | 2-Good
OXFT2418 | WARNEFORD HOSPITAL | PHYSICAL HEALTH LEADS | THERMOMETER | ET-100A | TIMESCO | ASSET ONLY NO SERVICING REQUIRED | 2 | 2-Good
OXFT2419 | WARNEFORD HOSPITAL | PHYSICAL HEALTH LEADS | THERMOMETER | ET-100A | TIMESCO | ASSET ONLY NO SERVICING REQUIRED | 2 | 2-Good
OXFT6207 | SAFFRON HOUSE | OACMHT | THERMOMETER | ET-100A | TIMESCO | ASSET ONLY NO SERVICING REQUIRED | 2 | 2-Good
OXFT6208 | SAFFRON HOUSE | OACMHT | THERMOMETER | ET-100A | TIMESCO | ASSET ONLY NO SERVICING REQUIRED | 2 | 2-Good
OXFT2422 | WARNEFORD HOSPITAL | PHYSICAL HEALTH LEADS | THERMOMETER | ET-100A | TIMESCO | ASSET ONLY NO SERVICING REQUIRED | 2 | 2-Good
OXFT2423 | WARNEFORD HOSPITAL | PHYSICAL HEALTH LEADS | THERMOMETER | ET-100A | TIMESCO | ASSET ONLY NO SERVICING REQUIRED | 2 | 2-Good
OXFT2424 | WARNEFORD HOSPITAL | PHYSICAL HEALTH LEADS | THERMOMETER | ET-100A | TIMESCO | ASSET ONLY NO SERVICING REQUIRED | 2 | 2-Good
OXFT2425 | WARNEFORD HOSPITAL | PHYSICAL HEALTH LEADS | THERMOMETER | ET-100A | TIMESCO | ASSET ONLY NO SERVICING REQUIRED | 2 | 2-Good
OXFT3410 | WARNEFORD HOSPITAL | EATING DISORDER DEPARTMENT | THERMOMETER | ET-100A | TIMESCO | ASSET ONLY NO SERVICING REQUIRED | 2 | 2-Good
OXFT3411 | WARNEFORD HOSPITAL | EATING DISORDER DEPARTMENT | THERMOMETER | ET-100A | TIMESCO | ASSET ONLY NO SERVICING REQUIRED | 2 | 2-Good
OXFT2428 | WARNEFORD HOSPITAL | PHYSICAL HEALTH LEADS | THERMOMETER | ET-100A | TIMESCO | ASSET ONLY NO SERVICING REQUIRED | 2 | 2-Good
OXFT2429 | WARNEFORD HOSPITAL | PHYSICAL HEALTH LEADS | THERMOMETER | ET-100A | TIMESCO | ASSET ONLY NO SERVICING REQUIRED | 2 | 2-Good
OXFT2430 | WARNEFORD HOSPITAL | PHYSICAL HEALTH LEADS | THERMOMETER | ET-100A | TIMESCO | ASSET ONLY NO SERVICING REQUIRED | 2 | 2-Good
OXFT2431 | WARNEFORD HOSPITAL | PHYSICAL HEALTH LEADS | THERMOMETER | ET-100A | TIMESCO | ASSET ONLY NO SERVICING REQUIRED | 2 | 2-Good
OXFT3471 | LITTLEMORE MENTAL HEALTH CENTRE | SPECIALIST COMMUNITY FORENSIC TEAM | THERMOMETER | ET-100A | TIMESCO | ASSET ONLY NO SERVICING REQUIRED | 1 | 2-Good
OXFT3483 | SAVERNAKE HOSPITAL | COTSWOLD HOUSE | THERMOMETER | ET-100A | TIMESCO | ASSET ONLY NO SERVICING REQUIRED | 1 | 2-Good
OXFT3260 | WARNEFORD HOSPITAL | EATING DISORDER DEPARTMENT | THERMOMETER | ET-100A | TIMESCO | ASSET ONLY NO SERVICING REQUIRED | 2 | 2-Good
OXFT3261 | WARNEFORD HOSPITAL | EATING DISORDER DEPARTMENT | THERMOMETER | ET-100A | TIMESCO | ASSET ONLY NO SERVICING REQUIRED | 2 | 2-Good
OXFT3262 | WARNEFORD HOSPITAL | EATING DISORDER DEPARTMENT | THERMOMETER | ET-100A | TIMESCO | ASSET ONLY NO SERVICING REQUIRED | 2 | 2-Good
OXFT3263 | WARNEFORD HOSPITAL | EATING DISORDER DEPARTMENT | THERMOMETER | ET-100A | TIMESCO | ASSET ONLY NO SERVICING REQUIRED | 2 | 2-Good
OXFT3660 | MARLBOROUGH HOUSE-MILTON KEYNES | CHAFFRON WARD | THERMOMETER | ET-100A | TIMESCO | ASSET ONLY NO SERVICING REQUIRED | 1 | 2-Good
OXFT3661 | MARLBOROUGH HOUSE-MILTON KEYNES | CHAFFRON WARD | THERMOMETER | ET-100A | TIMESCO | ASSET ONLY NO SERVICING REQUIRED | 1 | 2-Good
OXFT3446 | LITTLEMORE MENTAL HEALTH CENTRE | ASHURST WARD | THERMOMETER | ET-100A | TIMESCO | ASSET ONLY NO SERVICING REQUIRED | 2 | 2-Good
OXFT3447 | LITTLEMORE MENTAL HEALTH CENTRE | ASHURST WARD | THERMOMETER | ET-100A | TIMESCO | ASSET ONLY NO SERVICING REQUIRED | 2 | 2-Good
OXFT3466 | WHITELEAF CENTRE | EARLY INTERVENTION SERVICE | THERMOMETER | ET-100A | TIMESCO | ASSET ONLY NO SERVICING REQUIRED | 1 | 2-Good
OXFT3470 | LITTLEMORE MENTAL HEALTH CENTRE | SPECIALIST COMMUNITY FORENSIC TEAM | THERMOMETER | ET-100A | TIMESCO | ASSET ONLY NO SERVICING REQUIRED | 1 | 2-Good
OXFT3723 | UNIPART HOUSE | LEARNING & DEVELOPMENT | THERMOMETER | ET-100A | TIMESCO | ASSET ONLY NO SERVICING REQUIRED | 1 | 2-Good
OXFT3724 | UNIPART HOUSE | LEARNING & DEVELOPMENT | THERMOMETER | ET-100A | TIMESCO | ASSET ONLY NO SERVICING REQUIRED | 1 | 2-Good
OXFT3520 | WHITELEAF CENTRE | OACMHT | THERMOMETER | ET-100A | TIMESCO | ASSET ONLY NO SERVICING REQUIRED | 1 | 2-Good
OXFT3521 | WHITELEAF CENTRE | OACMHT | THERMOMETER | ET-100A | TIMESCO | ASSET ONLY NO SERVICING REQUIRED | 1 | 2-Good
OXFT3522 | WHITELEAF CENTRE | OACMHT | THERMOMETER | ET-100A | TIMESCO | ASSET ONLY NO SERVICING REQUIRED | 1 | 2-Good
OXFT3523 | WHITELEAF CENTRE | OACMHT | THERMOMETER | ET-100A | TIMESCO | ASSET ONLY NO SERVICING REQUIRED | 1 | 2-Good
OXFT4294 | MANZIL WAY, OXFORD | CRHTT | THERMOMETER | ET-100A | TIMESCO | ASSET ONLY NO SERVICING REQUIRED | 1 | 2-Good
OXFT4295 | MANZIL WAY, OXFORD | CRHTT | THERMOMETER | ET-100A | TIMESCO | ASSET ONLY NO SERVICING REQUIRED | 1 | 2-Good
OXFT3719 | UNIPART HOUSE | LEARNING & DEVELOPMENT | THERMOMETER | ET-100A | TIMESCO | ASSET ONLY NO SERVICING REQUIRED | 1 | 2-Good
OXFT3720 | UNIPART HOUSE | LEARNING & DEVELOPMENT | THERMOMETER | ET-100A | TIMESCO | ASSET ONLY NO SERVICING REQUIRED | 1 | 2-Good
OXFT3721 | UNIPART HOUSE | LEARNING & DEVELOPMENT | THERMOMETER | ET-100A | TIMESCO | ASSET ONLY NO SERVICING REQUIRED | 3 | 3-Average
OXFT3722 | UNIPART HOUSE | LEARNING & DEVELOPMENT | THERMOMETER | ET-100A | TIMESCO | ASSET ONLY NO SERVICING REQUIRED | 1 | 2-Good
OXFT4408 | MARLBOROUGH HOUSE-MILTON KEYNES | CHAFFRON WARD | THERMOMETER | ET-100A | TIMESCO | ASSET ONLY NO SERVICING REQUIRED | 1 | 2-Good
OXFT4409 | MARLBOROUGH HOUSE-MILTON KEYNES | CHAFFRON WARD | THERMOMETER | ET-100A | TIMESCO | ASSET ONLY NO SERVICING REQUIRED | 1 | 2-Good
OXFT3725 | UNIPART HOUSE | LEARNING & DEVELOPMENT | THERMOMETER | ET-100A | TIMESCO | ASSET ONLY NO SERVICING REQUIRED | 1 | 2-Good
OXFT3726 | UNIPART HOUSE | LEARNING & DEVELOPMENT | THERMOMETER | ET-100A | TIMESCO | ASSET ONLY NO SERVICING REQUIRED | 1 | 2-Good
OXFT3727 | UNIPART HOUSE | LEARNING & DEVELOPMENT | THERMOMETER | ET-100A | TIMESCO | ASSET ONLY NO SERVICING REQUIRED | 1 | 2-Good
OXFT3728 | UNIPART HOUSE | LEARNING & DEVELOPMENT | THERMOMETER | ET-100A | TIMESCO | ASSET ONLY NO SERVICING REQUIRED | 1 | 2-Good
OHFT2344 | ABINGDON COMMUNITY HOSPITAL | DENTAL CLINIC | THERMOMETER | ET-100A | TIMESCO | ASSET ONLY NO SERVICING REQUIRED | 3 | 3-Average
OHFT0135 | DIDCOT HEALTH CENTRE | DISTRICT NURSES | THERMOMETER | ET-100A | TIMESCO | ASSET ONLY NO SERVICING REQUIRED | 3 | 3-Average
OXFT4296 | MANZIL WAY, OXFORD | CRHTT | THERMOMETER | ET-100A | TIMESCO | ASSET ONLY NO SERVICING REQUIRED | 1 | 2-Good
OXFT4297 | MANZIL WAY, OXFORD | CRHTT | THERMOMETER | ET-100A | TIMESCO | ASSET ONLY NO SERVICING REQUIRED | 1 | 2-Good
OXFT4406 | MARLBOROUGH HOUSE-MILTON KEYNES | CHAFFRON WARD | THERMOMETER | ET-100A | TIMESCO | ASSET ONLY NO SERVICING REQUIRED | 1 | 2-Good
OXFT4407 | MARLBOROUGH HOUSE-MILTON KEYNES | CHAFFRON WARD | THERMOMETER | ET-100A | TIMESCO | ASSET ONLY NO SERVICING REQUIRED | 1 | 2-Good
OXFT1274 | EAST OXFORD HEALTH CENTRE | OUT OF HOURS CLINIC | THERMOMETER | THERMOSCAN PRO 6000 | WELCH ALLYN | PLANNED PREVENTATIVE (REGULAR SERVICING) | 3 | 2-Good | 2021
OXFT1270 | BICESTER COMMUNITY HOSPITAL | OUT OF HOURS CLINIC | THERMOMETER | THERMOSCAN PRO 6000 | WELCH ALLYN | PLANNED PREVENTATIVE (REGULAR SERVICING) | 3 | 2-Good | 2021
OHFT0588 | ABINGDON COMMUNITY HOSPITAL | ABBEY WARD | THERMOMETER | ET-100A | TIMESCO | ASSET ONLY NO SERVICING REQUIRED | 3 | 3-Average
OHFT0590 | ABINGDON COMMUNITY HOSPITAL | ABBEY WARD | THERMOMETER | ET-100A | TIMESCO | ASSET ONLY NO SERVICING REQUIRED | 3 | 3-Average
OHFT0591 | ABINGDON COMMUNITY HOSPITAL | ABBEY WARD | THERMOMETER | ET-100A | TIMESCO | ASSET ONLY NO SERVICING REQUIRED | 3 | 3-Average
OHFT43092 | ABINGDON COMMUNITY HOSPITAL | CONTINUING CARE | THERMOMETER | ET-100A | TIMESCO | ASSET ONLY NO SERVICING REQUIRED | 3 | 2-Good
OXFT0609 | BLACKBIRD LEYS CENTRE | RESPIRATORY | THERMOMETER | THERMOSCAN PRO 6000 | WELCH ALLYN | PLANNED PREVENTATIVE (REGULAR SERVICING) | 3 | 2-Good | 2021
OXFT0612 | BLACKBIRD LEYS CENTRE | RESPIRATORY | THERMOMETER | THERMOSCAN PRO 6000 | WELCH ALLYN | PLANNED PREVENTATIVE (REGULAR SERVICING) | 3 | 2-Good | 2021
OXFT1541 | EAST OXFORD HEALTH CENTRE | OUT OF HOURS CLINIC | THERMOMETER | THERMOSCAN PRO 6000 | WELCH ALLYN | PLANNED PREVENTATIVE (REGULAR SERVICING) | 3 | 2-Good | 2021
OXFT1264 | WITNEY COMMUNITY HOSPITAL | MINOR INJURIES UNIT | THERMOMETER | THERMOSCAN PRO 6000 | WELCH ALLYN | PLANNED PREVENTATIVE (REGULAR SERVICING) | 3 | 2-Good | 2021
OXFT1265 | WITNEY COMMUNITY HOSPITAL | MINOR INJURIES UNIT | THERMOMETER | THERMOSCAN PRO 6000 | WELCH ALLYN | PLANNED PREVENTATIVE (REGULAR SERVICING) | 3 | 2-Good | 2021
OXFT1543 | ABINGDON COMMUNITY HOSPITAL | MINOR INJURIES UNIT | THERMOMETER | THERMOSCAN PRO 6000 | WELCH ALLYN | PLANNED PREVENTATIVE (REGULAR SERVICING) | 3 | 2-Good | 2021
OXFT2044 | WINDRUSH HOUSE-WITNEY | DISTRICT NURSES | THERMOMETER | THERMOSCAN PRO 6000 | WELCH ALLYN | PLANNED PREVENTATIVE (REGULAR SERVICING) | 3 | 2-Good | 2021
OXFT2045 | BROADSHIRES HEALTH CENTRE | DISTRICT NURSES | THERMOMETER | THERMOSCAN PRO 6000 | WELCH ALLYN | PLANNED PREVENTATIVE (REGULAR SERVICING) | 3 | 2-Good | 2021
OXFT1277 | TOWNLANDS COMMUNITY HOSPITAL | OUT OF HOURS CLINIC | THERMOMETER | THERMOSCAN PRO 6000 | WELCH ALLYN | PLANNED PREVENTATIVE (REGULAR SERVICING) | 3 | 2-Good | 2021
OHFT1281 | TOWNLANDS COMMUNITY HOSPITAL | OUT OF HOURS CLINIC | THERMOMETER | THERMOSCAN PRO 6000 | WELCH ALLYN | PLANNED PREVENTATIVE (REGULAR SERVICING) | 3 | 2-Good | 2021
OXFT0553 | EAST OXFORD HEALTH CENTRE | DISTRICT NURSES | THERMOMETER | THERMOSCAN PRO 6000 | WELCH ALLYN | PLANNED PREVENTATIVE (REGULAR SERVICING) | 4 | 2-Good | 2021
OXFT0608 | BLACKBIRD LEYS CENTRE | RESPIRATORY | THERMOMETER | THERMOSCAN PRO 6000 | WELCH ALLYN | PLANNED PREVENTATIVE (REGULAR SERVICING) | 4 | 2-Good | 2021
OHFT46779 | ABINGDON COMMUNITY HOSPITAL | DISTRICT NURSES | THERMOMETER | THERMOSCAN PRO 6000 | WELCH ALLYN | PLANNED PREVENTATIVE (REGULAR SERVICING) | 4 | 2-Good | 2021
OXFT1949 | ABINGDON COMMUNITY HOSPITAL | EMU | THERMOMETER | THERMOSCAN PRO 6000 | WELCH ALLYN | PLANNED PREVENTATIVE (REGULAR SERVICING) | 3 | 2-Good | 2022
OHFT47156 | JERICHO HEALTH CENTRE | DISTRICT NURSES | THERMOMETER | THERMOSCAN PRO 6000 | WELCH ALLYN | PLANNED PREVENTATIVE (REGULAR SERVICING) | 4 | 2-Good | 2021
OXFT2040 | ABINGDON COMMUNITY HOSPITAL | ABBEY WARD | THERMOMETER | THERMOSCAN PRO 6000 | WELCH ALLYN | PLANNED PREVENTATIVE (REGULAR SERVICING) | 3 | 2-Good
OXFT2042 | WANTAGE HEALTH CENTRE | DISTRICT NURSES | THERMOMETER | THERMOSCAN PRO 6000 | WELCH ALLYN | PLANNED PREVENTATIVE (REGULAR SERVICING) | 3 | 2-Good | 2021
OXFT2043 | WANTAGE HEALTH CENTRE | DISTRICT NURSES | THERMOMETER | THERMOSCAN PRO 6000 | WELCH ALLYN | PLANNED PREVENTATIVE (REGULAR SERVICING) | 3 | 2-Good | 2021
OXFT2951 | WINDRUSH HOUSE-WITNEY | COMMUNITY THERAPY SERVICES | THERMOMETER | THERMOSCAN PRO 6000 | WELCH ALLYN | PLANNED PREVENTATIVE (REGULAR SERVICING) | 2 | 2-Good | 2022
OXFT2952 | WINDRUSH HOUSE-WITNEY | COMMUNITY THERAPY SERVICES | THERMOMETER | THERMOSCAN PRO 6000 | WELCH ALLYN | PLANNED PREVENTATIVE (REGULAR SERVICING) | 2 | 2-Good | 2022
OXFT2046 | WINDRUSH HOUSE-WITNEY | DISTRICT NURSES | THERMOMETER | THERMOSCAN PRO 6000 | WELCH ALLYN | PLANNED PREVENTATIVE (REGULAR SERVICING) | 3 | 2-Good | 2021
OXFT2047 | WINDRUSH HOUSE-WITNEY | DISTRICT NURSES | THERMOMETER | THERMOSCAN PRO 6000 | WELCH ALLYN | PLANNED PREVENTATIVE (REGULAR SERVICING) | 3 | 2-Good | 2021
OHFT46580 | THE LEYS HEALTH CENTRE | DISTRICT NURSES | THERMOMETER | THERMOSCAN PRO 6000 | WELCH ALLYN | PLANNED PREVENTATIVE (REGULAR SERVICING) | 4 | 2-Good | 2021
OHFT46775 | ABINGDON COMMUNITY HOSPITAL | DISTRICT NURSES | THERMOMETER | THERMOSCAN PRO 6000 | WELCH ALLYN | PLANNED PREVENTATIVE (REGULAR SERVICING) | 4 | 2-Good | 2021
OXFT2957 | ABINGDON COMMUNITY HOSPITAL | COMMUNITY THERAPY SERVICES | THERMOMETER | THERMOSCAN PRO 6000 | WELCH ALLYN | PLANNED PREVENTATIVE (REGULAR SERVICING) | 2 | 2-Good | 2022
OXFT2958 | WINDRUSH HOUSE-WITNEY | COMMUNITY THERAPY SERVICES | THERMOMETER | THERMOSCAN PRO 6000 | WELCH ALLYN | PLANNED PREVENTATIVE (REGULAR SERVICING) | 2 | 2-Good | 2021
OXFT1948 | WINDRUSH HOUSE-WITNEY | UCR-URGENT COMMUNITY RESPONSE | THERMOMETER | THERMOSCAN PRO 6000 | WELCH ALLYN | PLANNED PREVENTATIVE (REGULAR SERVICING) | 3 | 2-Good | 2021
OXFT1946 | WINDRUSH HOUSE-WITNEY | UCR-URGENT COMMUNITY RESPONSE | THERMOMETER | THERMOSCAN PRO 6000 | WELCH ALLYN | PLANNED PREVENTATIVE (REGULAR SERVICING) | 3 | 2-Good | 2022
OXFT1945 | WINDRUSH HOUSE-WITNEY | UCR-URGENT COMMUNITY RESPONSE | THERMOMETER | THERMOSCAN PRO 6000 | WELCH ALLYN | PLANNED PREVENTATIVE (REGULAR SERVICING) | 3 | 2-Good | 2021
OXFT2950 | WINDRUSH HOUSE-WITNEY | COMMUNITY THERAPY SERVICES | THERMOMETER | THERMOSCAN PRO 6000 | WELCH ALLYN | PLANNED PREVENTATIVE (REGULAR SERVICING) | 2 | 2-Good | 2022
OXFT2963 | WINDRUSH HOUSE-WITNEY | COMMUNITY THERAPY SERVICES | THERMOMETER | THERMOSCAN PRO 6000 | WELCH ALLYN | PLANNED PREVENTATIVE (REGULAR SERVICING) | 2 | 2-Good | 2021
OXFT2964 | WINDRUSH HOUSE-WITNEY | COMMUNITY THERAPY SERVICES | THERMOMETER | THERMOSCAN PRO 6000 | WELCH ALLYN | PLANNED PREVENTATIVE (REGULAR SERVICING) | 2 | 2-Good | 2021
OXFT2953 | WINDRUSH HOUSE-WITNEY | DISTRICT NURSES | THERMOMETER | THERMOSCAN PRO 6000 | WELCH ALLYN | PLANNED PREVENTATIVE (REGULAR SERVICING) | 2 | 2-Good | 2022
OXFT2954 | WINDRUSH HOUSE-WITNEY | COMMUNITY THERAPY SERVICES | THERMOMETER | THERMOSCAN PRO 6000 | WELCH ALLYN | PLANNED PREVENTATIVE (REGULAR SERVICING) | 2 | 2-Good | 2022
OXFT2955 | WINDRUSH HOUSE-WITNEY | COMMUNITY THERAPY SERVICES | THERMOMETER | THERMOSCAN PRO 6000 | WELCH ALLYN | PLANNED PREVENTATIVE (REGULAR SERVICING) | 2 | 2-Good | 2022
OXFT2956 | WINDRUSH HOUSE-WITNEY | COMMUNITY THERAPY SERVICES | THERMOMETER | THERMOSCAN PRO 6000 | WELCH ALLYN | PLANNED PREVENTATIVE (REGULAR SERVICING) | 2 | 2-Good | 2022
OXFT2969 | BICESTER COMMUNITY HOSPITAL | COMMUNITY THERAPY SERVICES | THERMOMETER | THERMOSCAN PRO 6000 | WELCH ALLYN | PLANNED PREVENTATIVE (REGULAR SERVICING) | 2 | 2-Good | 2021
OXFT2970 | BROADSHIRES HEALTH CENTRE | DISTRICT NURSES | THERMOMETER | THERMOSCAN PRO 6000 | WELCH ALLYN | PLANNED PREVENTATIVE (REGULAR SERVICING) | 2 | 2-Good | 2021
OXFT2959 | WINDRUSH HOUSE-WITNEY | COMMUNITY THERAPY SERVICES | THERMOMETER | THERMOSCAN PRO 6000 | WELCH ALLYN | PLANNED PREVENTATIVE (REGULAR SERVICING) | 2 | 2-Good | 2021
OXFT2960 | WINDRUSH HOUSE-WITNEY | COMMUNITY THERAPY SERVICES | THERMOMETER | THERMOSCAN PRO 6000 | WELCH ALLYN | PLANNED PREVENTATIVE (REGULAR SERVICING) | 2 | 2-Good | 2021
OXFT2961 | WINDRUSH HOUSE-WITNEY | COMMUNITY THERAPY SERVICES | THERMOMETER | THERMOSCAN PRO 6000 | WELCH ALLYN | PLANNED PREVENTATIVE (REGULAR SERVICING) | 2 | 2-Good | 2021
OXFT2962 | WINDRUSH HOUSE-WITNEY | COMMUNITY THERAPY SERVICES | THERMOMETER | THERMOSCAN PRO 6000 | WELCH ALLYN | PLANNED PREVENTATIVE (REGULAR SERVICING) | 2 | 2-Good | 2021
OXFT2975 | BROADSHIRES HEALTH CENTRE | DISTRICT NURSES | THERMOMETER | THERMOSCAN PRO 6000 | WELCH ALLYN | PLANNED PREVENTATIVE (REGULAR SERVICING) | 2 | 2-Good | 2022
OXFT2976 | BROADSHIRES HEALTH CENTRE | DISTRICT NURSES | THERMOMETER | THERMOSCAN PRO 6000 | WELCH ALLYN | PLANNED PREVENTATIVE (REGULAR SERVICING) | 2 | 2-Good | 2022
OXFT2965 | WINDRUSH HOUSE-WITNEY | DISTRICT NURSES | THERMOMETER | THERMOSCAN PRO 6000 | WELCH ALLYN | PLANNED PREVENTATIVE (REGULAR SERVICING) | 2 | 2-Good | 2021
OXFT2966 | WINDRUSH HOUSE-WITNEY | COMMUNITY THERAPY SERVICES | THERMOMETER | THERMOSCAN PRO 6000 | WELCH ALLYN | PLANNED PREVENTATIVE (REGULAR SERVICING) | 2 | 2-Good | 2021
OXFT2967 | WINDRUSH HOUSE-WITNEY | COMMUNITY THERAPY SERVICES | THERMOMETER | THERMOSCAN PRO 6000 | WELCH ALLYN | PLANNED PREVENTATIVE (REGULAR SERVICING) | 2 | 2-Good | 2021
OXFT2968 | WINDRUSH HOUSE-WITNEY | COMMUNITY THERAPY SERVICES | THERMOMETER | THERMOSCAN PRO 6000 | WELCH ALLYN | PLANNED PREVENTATIVE (REGULAR SERVICING) | 2 | 2-Good | 2021
OXFT2983 | WINDRUSH HOUSE-WITNEY | DELEGATED HEALTHCARE NURSE TRAINERS | THERMOMETER | THERMOSCAN PRO 6000 | WELCH ALLYN | PLANNED PREVENTATIVE (REGULAR SERVICING) | 2 | 2-Good | 2021
OXFT2984 | WINDRUSH HOUSE-WITNEY | DISTRICT NURSES | THERMOMETER | THERMOSCAN PRO 6000 | WELCH ALLYN | PLANNED PREVENTATIVE (REGULAR SERVICING) | 2 | 2-Good | 2021
OXFT2971 | WINDRUSH HOUSE-WITNEY | DISTRICT NURSES | THERMOMETER | THERMOSCAN PRO 6000 | WELCH ALLYN | PLANNED PREVENTATIVE (REGULAR SERVICING) | 2 | 2-Good | 2022
OXFT2972 | BROADSHIRES HEALTH CENTRE | DISTRICT NURSES | THERMOMETER | THERMOSCAN PRO 6000 | WELCH ALLYN | PLANNED PREVENTATIVE (REGULAR SERVICING) | 2 | 2-Good | 2022
OXFT2973 | BROADSHIRES HEALTH CENTRE | DISTRICT NURSES | THERMOMETER | THERMOSCAN PRO 6000 | WELCH ALLYN | PLANNED PREVENTATIVE (REGULAR SERVICING) | 2 | 2-Good | 2022
OXFT2974 | BROADSHIRES HEALTH CENTRE | DISTRICT NURSES | THERMOMETER | THERMOSCAN PRO 6000 | WELCH ALLYN | PLANNED PREVENTATIVE (REGULAR SERVICING) | 2 | 2-Good | 2022
OXFT2989 | BROADSHIRES HEALTH CENTRE | DISTRICT NURSES | THERMOMETER | THERMOSCAN PRO 6000 | WELCH ALLYN | PLANNED PREVENTATIVE (REGULAR SERVICING) | 2 | 2-Good | 2021
OXFT0809 | TOWNLANDS COMMUNITY HOSPITAL | RAPID ACCESS CARE UNIT (RACU) | THERMOMETER | THERMOSCAN PRO 6000 | WELCH ALLYN | PLANNED PREVENTATIVE (REGULAR SERVICING) | 2 | 2-Good | 2022
OXFT2977 | WINDRUSH HOUSE-WITNEY | DISTRICT NURSES | THERMOMETER | THERMOSCAN PRO 6000 | WELCH ALLYN | PLANNED PREVENTATIVE (REGULAR SERVICING) | 2 | 2-Good | 2021
OXFT2978 | WINDRUSH HOUSE-WITNEY | DISTRICT NURSES | THERMOMETER | THERMOSCAN PRO 6000 | WELCH ALLYN | PLANNED PREVENTATIVE (REGULAR SERVICING) | 2 | 2-Good | 2021
OXFT2981 | BROADSHIRES HEALTH CENTRE | DISTRICT NURSES | THERMOMETER | THERMOSCAN PRO 6000 | WELCH ALLYN | PLANNED PREVENTATIVE (REGULAR SERVICING) | 2 | 2-Good | 2022
OXFT2982 | BROADSHIRES HEALTH CENTRE | DISTRICT NURSES | THERMOMETER | THERMOSCAN PRO 6000 | WELCH ALLYN | PLANNED PREVENTATIVE (REGULAR SERVICING) | 2 | 2-Good | 2022
OXFT0833 | WINDRUSH HOUSE-WITNEY | UCR-URGENT COMMUNITY RESPONSE | THERMOMETER | THERMOSCAN PRO 6000 | WELCH ALLYN | PLANNED PREVENTATIVE (REGULAR SERVICING) | 2 | 2-Good | 2022
OXFT0834 | WATLINGTON & CHALGROVE | DISTRICT NURSES | THERMOMETER | THERMOSCAN PRO 6000 | WELCH ALLYN | PLANNED PREVENTATIVE (REGULAR SERVICING) | 2 | 2-Good | 2022
OXFT2985 | BROADSHIRES HEALTH CENTRE | DISTRICT NURSES | THERMOMETER | THERMOSCAN PRO 6000 | WELCH ALLYN | PLANNED PREVENTATIVE (REGULAR SERVICING) | 2 | 2-Good | 2021
OXFT2986 | BROADSHIRES HEALTH CENTRE | DISTRICT NURSES | THERMOMETER | THERMOSCAN PRO 6000 | WELCH ALLYN | PLANNED PREVENTATIVE (REGULAR SERVICING) | 2 | 2-Good | 2021
OXFT2987 | WINDRUSH HOUSE-WITNEY | DISTRICT NURSES | THERMOMETER | THERMOSCAN PRO 6000 | WELCH ALLYN | PLANNED PREVENTATIVE (REGULAR SERVICING) | 2 | 2-Good | 2021
OXFT2988 | WINDRUSH HOUSE-WITNEY | DISTRICT NURSES | THERMOMETER | THERMOSCAN PRO 6000 | WELCH ALLYN | PLANNED PREVENTATIVE (REGULAR SERVICING) | 2 | 2-Good | 2021
OXFT0839 | TOWNLANDS COMMUNITY HOSPITAL | DISTRICT NURSES | THERMOMETER | THERMOSCAN PRO 6000 | WELCH ALLYN | PLANNED PREVENTATIVE (REGULAR SERVICING) | 2 | 2-Good | 2022
OXFT0840 | TOWNLANDS COMMUNITY HOSPITAL | DISTRICT NURSES | THERMOMETER | THERMOSCAN PRO 6000 | WELCH ALLYN | PLANNED PREVENTATIVE (REGULAR SERVICING) | 2 | 2-Good | 2022
OXFT0829 | ABINGDON COMMUNITY HOSPITAL | HOSPITAL AT HOME | THERMOMETER | THERMOSCAN PRO 6000 | WELCH ALLYN | PLANNED PREVENTATIVE (REGULAR SERVICING) | 2 | 2-Good | 2022
OXFT0830 | ABINGDON COMMUNITY HOSPITAL | HOSPITAL AT HOME | THERMOMETER | THERMOSCAN PRO 6000 | WELCH ALLYN | PLANNED PREVENTATIVE (REGULAR SERVICING) | 2 | 2-Good | 2022
OXFT0831 | ABINGDON COMMUNITY HOSPITAL | HOSPITAL AT HOME | THERMOMETER | THERMOSCAN PRO 6000 | WELCH ALLYN | PLANNED PREVENTATIVE (REGULAR SERVICING) | 2 | 2-Good | 2022
OXFT0832 | ABINGDON COMMUNITY HOSPITAL | HOSPITAL AT HOME | THERMOMETER | THERMOSCAN PRO 6000 | WELCH ALLYN | PLANNED PREVENTATIVE (REGULAR SERVICING) | 2 | 2-Good | 2022
OXFT0845 | WALLINGFORD COMMUNITY HOSPITAL | DISTRICT NURSES | THERMOMETER | THERMOSCAN PRO 6000 | WELCH ALLYN | PLANNED PREVENTATIVE (REGULAR SERVICING) | 2 | 2-Good | 2022
OXFT0846 | WATLINGTON & CHALGROVE | DISTRICT NURSES | THERMOMETER | THERMOSCAN PRO 6000 | WELCH ALLYN | PLANNED PREVENTATIVE (REGULAR SERVICING) | 2 | 2-Good | 2022
OXFT0835 | WATLINGTON & CHALGROVE | DISTRICT NURSES | THERMOMETER | THERMOSCAN PRO 6000 | WELCH ALLYN | PLANNED PREVENTATIVE (REGULAR SERVICING) | 2 | 2-Good | 2022
OXFT0836 | WATLINGTON & CHALGROVE | DISTRICT NURSES | THERMOMETER | THERMOSCAN PRO 6000 | WELCH ALLYN | PLANNED PREVENTATIVE (REGULAR SERVICING) | 2 | 2-Good | 2022
OXFT0837 | WATLINGTON & CHALGROVE | DISTRICT NURSES | THERMOMETER | THERMOSCAN PRO 6000 | WELCH ALLYN | PLANNED PREVENTATIVE (REGULAR SERVICING) | 2 | 2-Good | 2022
OXFT0838 | WATLINGTON & CHALGROVE | DISTRICT NURSES | THERMOMETER | THERMOSCAN PRO 6000 | WELCH ALLYN | PLANNED PREVENTATIVE (REGULAR SERVICING) | 2 | 2-Good | 2022
OXFT0862 | WARNEFORD HOSPITAL | PHYSICAL HEALTH-SERIOUS MENTAL ILLNESS | THERMOMETER | THERMOSCAN PRO 6000 | WELCH ALLYN | PLANNED PREVENTATIVE (REGULAR SERVICING) | 2 | 2-Good | 2023
OXFT0841 | TOWNLANDS COMMUNITY HOSPITAL | DISTRICT NURSES | THERMOMETER | THERMOSCAN PRO 6000 | WELCH ALLYN | PLANNED PREVENTATIVE (REGULAR SERVICING) | 2 | 2-Good | 2022
OXFT0842 | WATLINGTON & CHALGROVE | DISTRICT NURSES | THERMOMETER | THERMOSCAN PRO 6000 | WELCH ALLYN | PLANNED PREVENTATIVE (REGULAR SERVICING) | 2 | 2-Good | 2022
OXFT0843 | WATLINGTON & CHALGROVE | DISTRICT NURSES | THERMOMETER | THERMOSCAN PRO 6000 | WELCH ALLYN | PLANNED PREVENTATIVE (REGULAR SERVICING) | 2 | 2-Good | 2022
OXFT0844 | WALLINGFORD COMMUNITY HOSPITAL | DISTRICT NURSES | THERMOMETER | THERMOSCAN PRO 6000 | WELCH ALLYN | PLANNED PREVENTATIVE (REGULAR SERVICING) | 2 | 2-Good | 2022
OXFT0847 | TOWNLANDS COMMUNITY HOSPITAL | DISTRICT NURSES | THERMOMETER | THERMOSCAN PRO 6000 | WELCH ALLYN | PLANNED PREVENTATIVE (REGULAR SERVICING) | 2 | 2-Good | 2022
OXFT0848 | TOWNLANDS COMMUNITY HOSPITAL | DISTRICT NURSES | THERMOMETER | THERMOSCAN PRO 6000 | WELCH ALLYN | PLANNED PREVENTATIVE (REGULAR SERVICING) | 2 | 2-Good | 2022
OXFT0859 | TOWNLANDS COMMUNITY HOSPITAL | RAPID ACCESS CARE UNIT (RACU) | THERMOMETER | THERMOSCAN PRO 6000 | WELCH ALLYN | PLANNED PREVENTATIVE (REGULAR SERVICING) | 2 | 2-Good | 2022
OXFT0861 | WITNEY COMMUNITY HOSPITAL | LINFOOT WARD | THERMOMETER | THERMOSCAN PRO 6000 | WELCH ALLYN | PLANNED PREVENTATIVE (REGULAR SERVICING) | 2 | 2-Good | 2022
OXFT0876 | FARINGDON MEDICAL CENTRE | DISTRICT NURSES-FARINGDON & SHRIVENHAM | THERMOMETER | THERMOSCAN PRO 6000 | WELCH ALLYN | PLANNED PREVENTATIVE (REGULAR SERVICING) | 2 | 2-Good | 2021
OXFT0877 | FARINGDON MEDICAL CENTRE | DISTRICT NURSES-FARINGDON & SHRIVENHAM | THERMOMETER | THERMOSCAN PRO 6000 | WELCH ALLYN | PLANNED PREVENTATIVE (REGULAR SERVICING) | 2 | 2-Good | 2021
OXFT0866 | WARNEFORD HOSPITAL | PHYSICAL HEALTH-SERIOUS MENTAL ILLNESS | THERMOMETER | THERMOSCAN PRO 6000 | WELCH ALLYN | PLANNED PREVENTATIVE (REGULAR SERVICING) | 2 | 2-Good | 2023
OXFT0867 | WARNEFORD HOSPITAL | PHYSICAL HEALTH-SERIOUS MENTAL ILLNESS | THERMOMETER | THERMOSCAN PRO 6000 | WELCH ALLYN | PLANNED PREVENTATIVE (REGULAR SERVICING) | 2 | 2-Good | 2023
OXFT6173 | KIDLINGTON HEALTH CENTRE | DISTRICT NURSES | THERMOMETER | THERMOSCAN PRO 6000 | WELCH ALLYN | PLANNED PREVENTATIVE (REGULAR SERVICING) | 2 | 2-Good | 2021
OXFT6174 | KIDLINGTON HEALTH CENTRE | DISTRICT NURSES | THERMOMETER | THERMOSCAN PRO 6000 | WELCH ALLYN | PLANNED PREVENTATIVE (REGULAR SERVICING) | 2 | 2-Good | 2021
OXFT0874 | ABINGDON COMMUNITY HOSPITAL | HOSPITAL AT HOME | THERMOMETER | THERMOSCAN PRO 6000 | WELCH ALLYN | PLANNED PREVENTATIVE (REGULAR SERVICING) | 2 | 2-Good | 2022
OXFT0875 | FARINGDON MEDICAL CENTRE | DISTRICT NURSES-FARINGDON & SHRIVENHAM | THERMOMETER | THERMOSCAN PRO 6000 | WELCH ALLYN | PLANNED PREVENTATIVE (REGULAR SERVICING) | 2 | 2-Good | 2021
OXFT6179 | KIDLINGTON HEALTH CENTRE | DISTRICT NURSES | THERMOMETER | THERMOSCAN PRO 6000 | WELCH ALLYN | PLANNED PREVENTATIVE (REGULAR SERVICING) | 2 | 2-Good | 2022
OXFT6180 | KIDLINGTON HEALTH CENTRE | DISTRICT NURSES | THERMOMETER | THERMOSCAN PRO 6000 | WELCH ALLYN | PLANNED PREVENTATIVE (REGULAR SERVICING) | 2 | 2-Good | 2021
OXFT0878 | SAVERNAKE HOSPITAL | COTSWOLD HOUSE | THERMOMETER | THERMOSCAN PRO 6000 | WELCH ALLYN | PLANNED PREVENTATIVE (REGULAR SERVICING) | 2 | 2-Good | 2022
OXFT6170 | BICESTER INNOVATION CENTRE | DISTRICT NURSES | THERMOMETER | THERMOSCAN PRO 6000 | WELCH ALLYN | PLANNED PREVENTATIVE (REGULAR SERVICING) | 2 | 2-Good | 2021
OXFT6171 | KIDLINGTON HEALTH CENTRE | DISTRICT NURSES | THERMOMETER | THERMOSCAN PRO 6000 | WELCH ALLYN | PLANNED PREVENTATIVE (REGULAR SERVICING) | 2 | 2-Good | 2021
OXFT6172 | KIDLINGTON HEALTH CENTRE | DISTRICT NURSES | THERMOMETER | THERMOSCAN PRO 6000 | WELCH ALLYN | PLANNED PREVENTATIVE (REGULAR SERVICING) | 2 | 2-Good | 2021
OXFT6186 | KIDLINGTON HEALTH CENTRE | DISTRICT NURSES | THERMOMETER | THERMOSCAN PRO 6000 | WELCH ALLYN | PLANNED PREVENTATIVE (REGULAR SERVICING) | 2 | 2-Good | 2021
OXFT6187 | KIDLINGTON HEALTH CENTRE | DISTRICT NURSES | THERMOMETER | THERMOSCAN PRO 6000 | WELCH ALLYN | PLANNED PREVENTATIVE (REGULAR SERVICING) | 2 | 2-Good | 2021
OXFT6175 | KIDLINGTON HEALTH CENTRE | DISTRICT NURSES | THERMOMETER | THERMOSCAN PRO 6000 | WELCH ALLYN | PLANNED PREVENTATIVE (REGULAR SERVICING) | 2 | 2-Good | 2021
OXFT6176 | KIDLINGTON HEALTH CENTRE | DISTRICT NURSES | THERMOMETER | THERMOSCAN PRO 6000 | WELCH ALLYN | PLANNED PREVENTATIVE (REGULAR SERVICING) | 2 | 2-Good | 2021
OXFT6177 | KIDLINGTON HEALTH CENTRE | DISTRICT NURSES | THERMOMETER | THERMOSCAN PRO 6000 | WELCH ALLYN | PLANNED PREVENTATIVE (REGULAR SERVICING) | 2 | 2-Good | 2021
OXFT6178 | KIDLINGTON HEALTH CENTRE | DISTRICT NURSES | THERMOMETER | THERMOSCAN PRO 6000 | WELCH ALLYN | PLANNED PREVENTATIVE (REGULAR SERVICING) | 2 | 2-Good | 2021
OXFT6248 | LITTLEMORE MENTAL HEALTH CENTRE | KENNET WARD | THERMOMETER | THERMOSCAN PRO 6000 | WELCH ALLYN | PLANNED PREVENTATIVE (REGULAR SERVICING) | 2 | 2-Good | 2022
OXFT6249 | LITTLEMORE MENTAL HEALTH CENTRE | ASSESSMENT HUB | THERMOMETER | THERMOSCAN PRO 6000 | WELCH ALLYN | PLANNED PREVENTATIVE (REGULAR SERVICING) | 2 | 2-Good | 2022
OXFT6181 | KIDLINGTON HEALTH CENTRE | DISTRICT NURSES | THERMOMETER | THERMOSCAN PRO 6000 | WELCH ALLYN | PLANNED PREVENTATIVE (REGULAR SERVICING) | 2 | 2-Good | 2021
OXFT6182 | KIDLINGTON HEALTH CENTRE | DISTRICT NURSES | THERMOMETER | THERMOSCAN PRO 6000 | WELCH ALLYN | PLANNED PREVENTATIVE (REGULAR SERVICING) | 2 | 2-Good | 2021
OXFT6183 | KIDLINGTON HEALTH CENTRE | DISTRICT NURSES | THERMOMETER | THERMOSCAN PRO 6000 | WELCH ALLYN | PLANNED PREVENTATIVE (REGULAR SERVICING) | 2 | 2-Good | 2021
OXFT6185 | KIDLINGTON HEALTH CENTRE | DISTRICT NURSES | THERMOMETER | THERMOSCAN PRO 6000 | WELCH ALLYN | PLANNED PREVENTATIVE (REGULAR SERVICING) | 2 | 2-Good | 2021
OHFT46768 | ABINGDON COMMUNITY HOSPITAL | DISTRICT NURSES | THERMOMETER | THERMOSCAN PRO 6000 | WELCH ALLYN | PLANNED PREVENTATIVE (REGULAR SERVICING) | 4 | 2-Good | 2021
OHFT46763 | ABINGDON COMMUNITY HOSPITAL | DISTRICT NURSES | THERMOMETER | THERMOSCAN PRO 6000 | WELCH ALLYN | PLANNED PREVENTATIVE (REGULAR SERVICING) | 4 | 2-Good | 2021
OXFT6189 | KIDLINGTON HEALTH CENTRE | DISTRICT NURSES | THERMOMETER | THERMOSCAN PRO 6000 | WELCH ALLYN | PLANNED PREVENTATIVE (REGULAR SERVICING) | 2 | 2-Good | 2021
OXFT6192 | KIDLINGTON HEALTH CENTRE | DISTRICT NURSES | THERMOMETER | THERMOSCAN PRO 6000 | WELCH ALLYN | PLANNED PREVENTATIVE (REGULAR SERVICING) | 2 | 2-Good | 2021
OXFT6193 | KIDLINGTON HEALTH CENTRE | DISTRICT NURSES | THERMOMETER | THERMOSCAN PRO 6000 | WELCH ALLYN | PLANNED PREVENTATIVE (REGULAR SERVICING) | 2 | 2-Good | 2021
OXFT6194 | KIDLINGTON HEALTH CENTRE | DISTRICT NURSES | THERMOMETER | THERMOSCAN PRO 6000 | WELCH ALLYN | PLANNED PREVENTATIVE (REGULAR SERVICING) | 2 | 2-Good | 2021
OHFT46803 | LUTHER STREET MEDICAL CENTRE | TREATMENT ROOM | THERMOMETER | THERMOSCAN PRO 6000 | WELCH ALLYN | PLANNED PREVENTATIVE (REGULAR SERVICING) | 4 | 2-Good | 2021
OXFT0350 | LITTLEMORE MENTAL HEALTH CENTRE | EVENLODE WARD | THERMOMETER | THERMOSCAN PRO 6000 | WELCH ALLYN | PLANNED PREVENTATIVE (REGULAR SERVICING) | 4 | 2-Good | 2021
OXFT6250 | LITTLEMORE MENTAL HEALTH CENTRE | KENNET WARD | THERMOMETER | THERMOSCAN PRO 6000 | WELCH ALLYN | PLANNED PREVENTATIVE (REGULAR SERVICING) | 2 | 2-Good | 2022
OXFT3251 | LITTLEMORE MENTAL HEALTH CENTRE | KENNET WARD | THERMOMETER | THERMOSCAN PRO 6000 | WELCH ALLYN | PLANNED PREVENTATIVE (REGULAR SERVICING) | 2 | 2-Good | 2022
OHFT46771 | ABINGDON COMMUNITY HOSPITAL | DELEGATED HEALTHCARE NURSE TRAINERS | THERMOMETER | THERMOSCAN PRO 6000 | WELCH ALLYN | PLANNED PREVENTATIVE (REGULAR SERVICING) | 4 | 2-Good | 2021
OHFT46767 | ABINGDON COMMUNITY HOSPITAL | DISTRICT NURSES | THERMOMETER | THERMOSCAN PRO 6000 | WELCH ALLYN | PLANNED PREVENTATIVE (REGULAR SERVICING) | 4 | 2-Good | 2021
OXFT1536 | BICESTER COMMUNITY HOSPITAL | OUTPATIENTS DEPT | THERMOMETER | THERMOSCAN PRO 6000 | WELCH ALLYN | PLANNED PREVENTATIVE (REGULAR SERVICING) | 3 | 2-Good | 2021
OXFT1537 | ABINGDON COMMUNITY HOSPITAL | MINOR INJURIES UNIT | THERMOMETER | THERMOSCAN PRO 6000 | WELCH ALLYN | PLANNED PREVENTATIVE (REGULAR SERVICING) | 3 | 2-Good | 2021
OXFT1539 | THE FIENNES CENTRE | OUT OF HOURS CLINIC | THERMOMETER | THERMOSCAN PRO 6000 | WELCH ALLYN | PLANNED PREVENTATIVE (REGULAR SERVICING) | 3 | 2-Good | 2021
OXFT1540 | ABINGDON COMMUNITY HOSPITAL | MINOR INJURIES UNIT | THERMOMETER | THERMOSCAN PRO 6000 | WELCH ALLYN | PLANNED PREVENTATIVE (REGULAR SERVICING) | 3 | 2-Good | 2021
OXFT0147 | WITNEY COMMUNITY HOSPITAL | EMU | THERMOMETER | THERMOSCAN PRO 6000 | WELCH ALLYN | PLANNED PREVENTATIVE (REGULAR SERVICING) | 1 | 2-Good | 2023
OXFT3662 | SAVERNAKE HOSPITAL | COMMUNITY SERVICES | THERMOMETER | THERMOSCAN PRO 6000 | WELCH ALLYN | PLANNED PREVENTATIVE (REGULAR SERVICING) | 1 | 2-Good | 2023
OHFT46502 | THE SLADE BUILDING | JOHN SHARICH HOUSE | THERMOMETER | ET-100A | SCIAN | ASSET ONLY NO SERVICING REQUIRED | 3 | 3-Average
OXFT1202 | VICTORIA HOUSE SURGERY | COMMUNITY DIABETES SERVICE | THERMOMETER | IRT3030 | BRAUN | PLANNED PREVENTATIVE (REGULAR SERVICING) | 2 | 2-Good
OHFT44294 | WALLINGFORD COMMUNITY HOSPITAL | PODIATRY | THERMOMETER | FS-700 | HUBDIC | ASSET ONLY NO SERVICING REQUIRED | 3 | 3-Average
OHFT45085 | WHITELEAF CENTRE | ECT | THERMOMETER | FS-700 | HUBDIC | ASSET ONLY NO SERVICING REQUIRED | 3 | 2-Good
OXFT1533 | ABINGDON COMMUNITY HOSPITAL | MINOR INJURIES UNIT | THERMOMETER | THERMOSCAN PRO 6000 | WELCH ALLYN | PLANNED PREVENTATIVE (REGULAR SERVICING) | 3 | 2-Good | 2021
OXFT1258 | THE FIENNES CENTRE | OUT OF HOURS CLINIC | THERMOMETER | THERMOSCAN PRO 6000 | WELCH ALLYN | PLANNED PREVENTATIVE (REGULAR SERVICING) | 3 | 2-Good | 2021
OXFT1941 | WHITELEAF CENTRE | CMHT OLDER ADULTS | THERMOMETER | ET-100A | SCIAN | ASSET ONLY NO SERVICING REQUIRED | 3 | 2-Good
OHFT43072 | ORCHARD HEALTH CENTRE | COMMUNITY HEART FAILURE TEAM | THERMOMETER | ET-100A | SCIAN | ASSET ONLY NO SERVICING REQUIRED | 3 | 3-Average
OHFT43074 | ORCHARD HEALTH CENTRE | COMMUNITY HEART FAILURE TEAM | THERMOMETER | ET-100A | SCIAN | ASSET ONLY NO SERVICING REQUIRED | 3 | 3-Average
OHFT43097 | THE FIENNES CENTRE | DISTRICT NURSES | THERMOMETER | ET-100A | SCIAN | ASSET ONLY NO SERVICING REQUIRED | 3 | 3-Average
OHFT46500 | THE SLADE BUILDING | JOHN SHARICH HOUSE | THERMOMETER | ET-100A | SCIAN | ASSET ONLY NO SERVICING REQUIRED | 3 | 3-Average
OHFT46501 | THE SLADE BUILDING | JOHN SHARICH HOUSE | THERMOMETER | ET-100A | SCIAN | ASSET ONLY NO SERVICING REQUIRED | 3 | 3-Average
OXFT2795 | WARNEFORD HOSPITAL | CITY AMHT | THERMOMETER | ET-100A | SCIAN | ASSET ONLY NO SERVICING REQUIRED | 3 | 2-Good
OHFT46503 | THE SLADE BUILDING | JOHN SHARICH HOUSE | THERMOMETER | ET-100A | SCIAN | ASSET ONLY NO SERVICING REQUIRED | 3 | 3-Average
OXFT1879 | WITNEY COMMUNITY HOSPITAL | COMMUNITY BLADDER AND BOWEL SERVICE | THERMOMETER | ET-100A | SCIAN | ASSET ONLY NO SERVICING REQUIRED | 3 | 2-Good
OXFT1880 | WITNEY COMMUNITY HOSPITAL | COMMUNITY BLADDER AND BOWEL SERVICE | THERMOMETER | ET-100A | SCIAN | ASSET ONLY NO SERVICING REQUIRED | 3 | 2-Good
OXFT1318 | FULBROOK CENTRE | CHERWELL WARD | THERMOMETER | ET-100A | SCIAN | ASSET ONLY NO SERVICING REQUIRED | 3 | 2-Good
OXFT1319 | FULBROOK CENTRE | CHERWELL WARD | THERMOMETER | ET-100A | SCIAN | ASSET ONLY NO SERVICING REQUIRED | 3 | 2-Good
OXFT2796 | WARNEFORD HOSPITAL | CITY AMHT | THERMOMETER | ET-100A | SCIAN | ASSET ONLY NO SERVICING REQUIRED | 3 | 2-Good
OXFT1942 | WHITELEAF CENTRE | CMHT OLDER ADULTS | THERMOMETER | ET-100A | SCIAN | ASSET ONLY NO SERVICING REQUIRED | 3 | 2-Good
OXFT2790 | NORTHWAY COMMUNITY CENTRE | COMMUNITY CHILDRENS NURSING TEAM | THERMOMETER | ET-100A | SCIAN | ASSET ONLY NO SERVICING REQUIRED | 3 | 2-Good
OXFT2792 | WARNEFORD HOSPITAL | CITY AMHT | THERMOMETER | ET-100A | SCIAN | ASSET ONLY NO SERVICING REQUIRED | 3 | 2-Good
OXFT2793 | WARNEFORD HOSPITAL | CITY AMHT | THERMOMETER | ET-100A | SCIAN | ASSET ONLY NO SERVICING REQUIRED | 3 | 2-Good
OXFT2794 | WARNEFORD HOSPITAL | CITY AMHT | THERMOMETER | ET-100A | SCIAN | ASSET ONLY NO SERVICING REQUIRED | 3 | 2-Good
OHFT43078 | ABINGDON COMMUNITY HOSPITAL | CMHT OLDER ADULTS | THERMOMETER | ET-100A | SCIAN | ASSET ONLY NO SERVICING REQUIRED | 3 | 3-Average
OHFT43079 | ABINGDON COMMUNITY HOSPITAL | CMHT OLDER ADULTS | THERMOMETER | ET-100A | SCIAN | ASSET ONLY NO SERVICING REQUIRED | 3 | 3-Average
OHFT43080 | ABINGDON COMMUNITY HOSPITAL | CMHT OLDER ADULTS | THERMOMETER | ET-100A | SCIAN | ASSET ONLY NO SERVICING REQUIRED | 3 | 3-Average
OHFT43062 | LITTLEMORE MENTAL HEALTH CENTRE | ASHURST WARD/KESTREL WARD | THERMOMETER | ET-100A | SCIAN | ASSET ONLY NO SERVICING REQUIRED | 3 | 3-Average
OHFT43063 | LITTLEMORE MENTAL HEALTH CENTRE | ASHURST WARD/KESTREL WARD | THERMOMETER | ET-100A | SCIAN | ASSET ONLY NO SERVICING REQUIRED | 3 | 3-Average
OHFT43070 | ORCHARD HEALTH CENTRE | NORTH OXFORD CAMHS | THERMOMETER | ET-100A | SCIAN | ASSET ONLY NO SERVICING REQUIRED | 3 | 3-Average
OXFT4572 | ABINGDON COMMUNITY HOSPITAL | ADULT MENTAL HEALTH UNIT | THERMOMETER | THERMOSCAN | WELCH ALLYN | PLANNED PREVENTATIVE (REGULAR SERVICING) | 3 | 3-Average | 2019
OXFT6230 | DIDCOT COMMUNITY HOSPITAL | PODIATRY | THERMOMETER | JXB-178 | BERRCOM | ASSET ONLY NO SERVICING REQUIRED | 2 | 2-Good
OXFT4279 | JULIER CENTRE | PODIATRY | THERMOMETER | JXB-178 | BERRCOM | ASSET ONLY NO SERVICING REQUIRED | 1 | 2-Good
OXFT2129 | WHITELEAF CENTRE | ECT | THERMOMETER | EXAC TEMP | WELCH ALLYN | ASSET ONLY NO SERVICING REQUIRED | 3 | 2-Good | 2020
OHFT45526 | SAVERNAKE HOSPITAL | COTSWOLD HOUSE | THERMOMETER | FR1DM1 | MICROLIFE HEALTH | ASSET ONLY NO SERVICING REQUIRED | 3 | 3-Average
OHFT45528 | SAVERNAKE HOSPITAL | COTSWOLD HOUSE | THERMOMETER | FR1DM1 | MICROLIFE HEALTH | ASSET ONLY NO SERVICING REQUIRED | 3 | 3-Average
OHFT41942 | ABINGDON COMMUNITY HOSPITAL | HOSPITAL AT HOME | THERMOMETER | THERMOSCAN | BRAUN | ASSET ONLY NO SERVICING REQUIRED | 10 | 4-Poor | 2015
OHFT44875 | DIDCOT COMMUNITY HOSPITAL | DIDCOT WARD | THERMOMETER | THERMOSCAN | BRAUN | ASSET ONLY NO SERVICING REQUIRED | 9 | 4-Poor | 2016
OHFT46698 | LITTLEMORE MENTAL HEALTH CENTRE | GLYME WARD | THERMOMETER | THERMOSCAN | BRAUN | ASSET ONLY NO SERVICING REQUIRED | 3 | 3-Average
OHFT42258 | WITNEY COMMUNITY HOSPITAL | BASE BOX | THERMOMETER | THERMOSCAN | BRAUN | ASSET ONLY NO SERVICING REQUIRED | 10 | 4-Poor | 2015
OHFT44885 | WINDRUSH HOUSE-WITNEY | CARE HOME SUPPORT SERVICE | THERMOMETER | THERMOSCAN | BRAUN | ASSET ONLY NO SERVICING REQUIRED | 10 | 4-Poor | 2015
OHFT44873 | WINDRUSH HOUSE-WITNEY | CARE HOME SUPPORT SERVICE | THERMOMETER | THERMOSCAN | BRAUN | ASSET ONLY NO SERVICING REQUIRED | 6 | 3-Average | 2019
OHFT41933 | ABINGDON COMMUNITY HOSPITAL | HOSPITAL AT HOME | THERMOMETER | THERMOSCAN | BRAUN | ASSET ONLY NO SERVICING REQUIRED | 10 | 4-Poor | 2015
OHFT41935 | ABINGDON COMMUNITY HOSPITAL | HOSPITAL AT HOME | THERMOMETER | THERMOSCAN | BRAUN | ASSET ONLY NO SERVICING REQUIRED | 10 | 4-Poor | 2015
OHFT41939 | ABINGDON COMMUNITY HOSPITAL | HOSPITAL AT HOME | THERMOMETER | THERMOSCAN | BRAUN | ASSET ONLY NO SERVICING REQUIRED | 10 | 4-Poor | 2015
OHFT44872 | WINDRUSH HOUSE-WITNEY | COMMUNITY THERAPY SERVICES | THERMOMETER | THERMOSCAN | BRAUN | PLANNED PREVENTATIVE (REGULAR SERVICING) | 10 | 4-Poor | 2015
OHFT44874 | WINDRUSH HOUSE-WITNEY | CARE HOME SUPPORT SERVICE | THERMOMETER | THERMOSCAN | BRAUN | ASSET ONLY NO SERVICING REQUIRED | 6 | 3-Average | 2019
OHFT42257 | THE FIENNES CENTRE | OUT OF HOURS CLINIC | THERMOMETER | THERMOSCAN | BRAUN | ASSET ONLY NO SERVICING REQUIRED | 10 | 4-Poor | 2015
OHFT40105 | THE ELMS CENTRE BANBURY | CMHT | THERMOMETER | THERMOSCAN | BRAUN | ASSET ONLY NO SERVICING REQUIRED | 3 | 3-Average
OHFT40271 | WINDRUSH HOUSE-WITNEY | DISTRICT NURSES | THERMOMETER | THERMOSCAN | BRAUN | ASSET ONLY NO SERVICING REQUIRED | 3 | 3-Average
OHFT40272 | WINDRUSH HOUSE-WITNEY | DISTRICT NURSES | THERMOMETER | THERMOSCAN | BRAUN | ASSET ONLY NO SERVICING REQUIRED | 3 | 3-Average
OHFT41924 | ABINGDON COMMUNITY HOSPITAL | HOSPITAL AT HOME | THERMOMETER | THERMOSCAN | BRAUN | ASSET ONLY NO SERVICING REQUIRED | 10 | 4-Poor | 2015
OHFT41928 | ABINGDON COMMUNITY HOSPITAL | HOSPITAL AT HOME | THERMOMETER | THERMOSCAN | BRAUN | ASSET ONLY NO SERVICING REQUIRED | 10 | 4-Poor | 2015
OHFT41930 | ABINGDON COMMUNITY HOSPITAL | HOSPITAL AT HOME | THERMOMETER | THERMOSCAN | BRAUN | ASSET ONLY NO SERVICING REQUIRED | 10 | 4-Poor | 2015
OHFT2148 | WARNEFORD HOSPITAL | CITY AMHT | THERMOMETER | ACT8000 | ZEAL | ASSET ONLY NO SERVICING REQUIRED | 3 | 3-Average
OHFT2214 | LITTLEMORE MENTAL HEALTH CENTRE | EVENLODE WARD | THERMOMETER | THERMOSCAN | BRAUN | ASSET ONLY NO SERVICING REQUIRED | 3 | 3-Average
OHFT3797 | LUTHER STREET MEDICAL CENTRE | TREATMENT ROOM | THERMOMETER | THERMOSCAN | BRAUN | ASSET ONLY NO SERVICING REQUIRED | 3 | 3-Average
OHFT41959 | MABEL PRICHARD SCHOOL | COMMUNITY CHILDRENS NURSING TEAM | THERMOMETER | THERMOSCAN | BRAUN | ASSET ONLY NO SERVICING REQUIRED | 3 | 3-Average
OHFT41958 | MABEL PRICHARD SCHOOL | COMMUNITY CHILDRENS NURSING TEAM | THERMOMETER | THERMOSCAN | BRAUN | ASSET ONLY NO SERVICING REQUIRED | 3 | 3-Average
OHFT41957 | MABEL PRICHARD SCHOOL | COMMUNITY CHILDRENS NURSING TEAM | THERMOMETER | THERMOSCAN | BRAUN | ASSET ONLY NO SERVICING REQUIRED | 3 | 3-Average
OHFT44120 | UNIPART HOUSE | LEARNING & DEVELOPMENT | THERMOMETER | ACT8000 | ZEAL | ASSET ONLY NO SERVICING REQUIRED | 3 | 3-Average
OHFT0431 | DIDCOT COMMUNITY HOSPITAL | DIDCOT WARD | THERMOMETER | ACT8000 | ZEAL | ASSET ONLY NO SERVICING REQUIRED | 3 | 3-Average
OHFT44118 | FULBROOK CENTRE | SANDFORD WARD | THERMOMETER | ACT8000 | ZEAL | ASSET ONLY NO SERVICING REQUIRED | 3 | 3-Average
OHFT44121 | FULBROOK CENTRE | SANDFORD WARD | THERMOMETER | ACT8000 | ZEAL | ASSET ONLY NO SERVICING REQUIRED | 3 | 3-Average
OHFT43211 | LITTLEMORE MENTAL HEALTH CENTRE | WENRIC HOUSE | THERMOMETER | ACT8000 | ZEAL | ASSET ONLY NO SERVICING REQUIRED | 3 | 3-Average
OHFT42701 | LITTLEMORE MENTAL HEALTH CENTRE | PHOENIX WARD | THERMOMETER | ACT8000 | ZEAL | ASSET ONLY NO SERVICING REQUIRED | 3 | 3-Average
OHFT44115 | UNIPART HOUSE | LEARNING & DEVELOPMENT | THERMOMETER | ACT8000 | ZEAL | ASSET ONLY NO SERVICING REQUIRED | 3 | 3-Average
OHFT2117 | WHITELEAF CENTRE | BUCKS ADHD SERVICE | THERMOMETER | ACT8000 | ZEAL | ASSET ONLY NO SERVICING REQUIRED | 3 | 3-Average
OHFT42823 | WARNEFORD HOSPITAL | CITY AMHT | THERMOMETER | ACT8000 | ZEAL | ASSET ONLY NO SERVICING REQUIRED | 3 | 3-Average
OHFT42822 | WARNEFORD HOSPITAL | DAY HOSPITAL | THERMOMETER | ACT8000 | ZEAL | ASSET ONLY NO SERVICING REQUIRED | 3 | 3-Average
OHFT43713 | UNIPART HOUSE | LEARNING & DEVELOPMENT | THERMOMETER | ACT8000 | ZEAL | ASSET ONLY NO SERVICING REQUIRED | 3 | 3-Average
OHFT44113 | UNIPART HOUSE | LEARNING & DEVELOPMENT | THERMOMETER | ACT8000 | ZEAL | ASSET ONLY NO SERVICING REQUIRED | 3 | 3-Average
OHFT45606 | WHITELEAF CENTRE | OPAL WARD | THERMOMETER | ACT8000 | ZEAL | ASSET ONLY NO SERVICING REQUIRED | 3 | 3-Average
OHFT44116 | UNIPART HOUSE | LEARNING & DEVELOPMENT | THERMOMETER | ACT8000 | ZEAL | ASSET ONLY NO SERVICING REQUIRED | 3 | 3-Average
OHFT44114 | UNIPART HOUSE | LEARNING & DEVELOPMENT | THERMOMETER | ACT8000 | ZEAL | ASSET ONLY NO SERVICING REQUIRED | 3 | 3-Average
OHFT44119 | UNIPART HOUSE | LEARNING & DEVELOPMENT | THERMOMETER | ACT8000 | ZEAL | ASSET ONLY NO SERVICING REQUIRED | 3 | 3-Average
OHFT44117 | UNIPART HOUSE | LEARNING & DEVELOPMENT | THERMOMETER | ACT8000 | ZEAL | ASSET ONLY NO SERVICING REQUIRED | 3 | 3-Average
OHFT44122 | UNIPART HOUSE | LEARNING & DEVELOPMENT | THERMOMETER | ACT8000 | ZEAL | ASSET ONLY NO SERVICING REQUIRED | 3 | 3-Average
OHFT42548 | WITNEY COMMUNITY HOSPITAL | WENRISC WARD | THERMOMETER | ACT8000 | ZEAL | ASSET ONLY NO SERVICING REQUIRED | 3 | 3-Average
OHFT43708 | UNIPART HOUSE | LEARNING & DEVELOPMENT | THERMOMETER | ACT8000 | ZEAL | ASSET ONLY NO SERVICING REQUIRED | 3 | 3-Average
OHFT43710 | UNIPART HOUSE | LEARNING & DEVELOPMENT | THERMOMETER | ACT8000 | ZEAL | ASSET ONLY NO SERVICING REQUIRED | 3 | 3-Average
OHFT43709 | UNIPART HOUSE | LEARNING & DEVELOPMENT | THERMOMETER | ACT8000 | ZEAL | ASSET ONLY NO SERVICING REQUIRED | 3 | 3-Average
OHFT43712 | UNIPART HOUSE | LEARNING & DEVELOPMENT | THERMOMETER | ACT8000 | ZEAL | ASSET ONLY NO SERVICING REQUIRED | 3 | 3-Average
OHFT45605 | WHITELEAF CENTRE | OPAL WARD | THERMOMETER | ACT8000 | ZEAL | ASSET ONLY NO SERVICING REQUIRED | 3 | 3-Average
OHFT43086 TBA | ABINGDON COMMUNITY HOSPITAL | OSRU | THERMOMETER | ACT8000 | ZEAL | ASSET ONLY NO SERVICING REQUIRED | 3 | 3-Average
OHFT43087 | ABINGDON COMMUNITY HOSPITAL | OSRU | THERMOMETER | ACT8000 | ZEAL | ASSET ONLY NO SERVICING REQUIRED | 3 | 3-Average
OHFT43088 | ABINGDON COMMUNITY HOSPITAL | OSRU | THERMOMETER | ACT8000 | ZEAL | ASSET ONLY NO SERVICING REQUIRED | 3 | 3-Average
OHFT43089 | ABINGDON COMMUNITY HOSPITAL | OSRU | THERMOMETER | ACT8000 | ZEAL | ASSET ONLY NO SERVICING REQUIRED | 3 | 3-Average
OHFT43090 | ABINGDON COMMUNITY HOSPITAL | OSRU | THERMOMETER | ACT8000 | ZEAL | ASSET ONLY NO SERVICING REQUIRED | 3 | 3-Average
OHFT42162 | WHITELEAF CENTRE | OPAL WARD | THERMOMETER | ACT8000 | ZEAL | ASSET ONLY NO SERVICING REQUIRED | 3 | 3-Average
OHFT0584 | THE FIENNES CENTRE | DISTRICT NURSES | THERMOMETER | ET-100A | SHANGHAI INTERNATIONAL | ASSET ONLY NO SERVICING REQUIRED | 3 | 3-Average
OHFT0587 | THE FIENNES CENTRE | DISTRICT NURSES | THERMOMETER | ET-100A | SHANGHAI INTERNATIONAL | ASSET ONLY NO SERVICING REQUIRED | 3 | 3-Average
OHFT0578 | WHITELEAF CENTRE | EARLY INTERVENTION SERVICE | THERMOMETER | ET-100A | SHANGHAI INTERNATIONAL | ASSET ONLY NO SERVICING REQUIRED | 3 | 3-Average
OHFT44320 | WHITELEAF CENTRE | EARLY INTERVENTION SERVICE | THERMOMETER | ET-100A | SHANGHAI INTERNATIONAL | ASSET ONLY NO SERVICING REQUIRED | 3 | 3-Average
OHFT44321 | WHITELEAF CENTRE | EARLY INTERVENTION SERVICE | THERMOMETER | ET-100A | SHANGHAI INTERNATIONAL | ASSET ONLY NO SERVICING REQUIRED | 3 | 3-Average
OHFT43086 | ABINGDON COMMUNITY HOSPITAL | OSRU | THERMOMETER | ACT8000 | ZEAL | ASSET ONLY NO SERVICING REQUIRED | 3 | 3-Average
OHFT1325 | HORTON GENERAL HOSPITAL | PCT RESPIRATORY | THERMOMETER | GENTLE TEMP 510 | OMRON HEALTHCARE | ASSET ONLY NO SERVICING REQUIRED | 13 | 4-Poor | 2012
OHFT40077 | JERICHO HEALTH CENTRE | DISTRICT NURSES | THERMOMETER | GENTLE TEMP 510 | OMRON HEALTHCARE | ASSET ONLY NO SERVICING REQUIRED | 13 | 4-Poor | 2012
OHFT40078 | JERICHO HEALTH CENTRE | DISTRICT NURSES | THERMOMETER | GENTLE TEMP 510 | OMRON HEALTHCARE | ASSET ONLY NO SERVICING REQUIRED | 15 | 4-Poor | 2010
OHFT40079 | JERICHO HEALTH CENTRE | DISTRICT NURSES | THERMOMETER | GENTLE TEMP 510 | OMRON HEALTHCARE | ASSET ONLY NO SERVICING REQUIRED | 12 | 4-Poor | 2013
OHFT0585 | CHIPPING NORTON COMMUNITY HOSPITAL | DISTRICT NURSES | THERMOMETER | ET-100A | SHANGHAI INTERNATIONAL | ASSET ONLY NO SERVICING REQUIRED | 3 | 3-Average
OHFT2268 | FULBROOK CENTRE | SANDFORD WARD | THERMOMETER | ET-100A | SHANGHAI INTERNATIONAL | ASSET ONLY NO SERVICING REQUIRED | 3 | 3-Average
OHFT3161 | LITTLEMORE MENTAL HEALTH CENTRE | ASHURST WARD | THERMOMETER | GENTLE TEMP 510 | OMRON HEALTHCARE | ASSET ONLY NO SERVICING REQUIRED | 12 | 4-Poor | 2013
OHFT41956 | MABEL PRICHARD SCHOOL | COMMUNITY CHILDRENS NURSING TEAM | THERMOMETER | GENTLE TEMP 510 | OMRON HEALTHCARE | ASSET ONLY NO SERVICING REQUIRED | 13 | 4-Poor | 2012
OHFT43098 | WINDRUSH HOUSE-WITNEY | CARE HOME SUPPORT SERVICE | THERMOMETER | GENTLE TEMP 510 | OMRON HEALTHCARE | ASSET ONLY NO SERVICING REQUIRED | 7 | 4-Poor | 2018
OHFT40758 | TEMPLE HOUSE, KEYNSHAM | CAMHS | THERMOMETER | GENTLE TEMP 510 | OMRON HEALTHCARE | ASSET ONLY NO SERVICING REQUIRED | 13 | 4-Poor | 2012
OHFT3934 | EAST OXFORD HEALTH CENTRE | DISTRICT NURSES | THERMOMETER | GENTLE TEMP 510 | OMRON HEALTHCARE | ASSET ONLY NO SERVICING REQUIRED | 12 | 4-Poor | 2013
OHFT3935 | EAST OXFORD HEALTH CENTRE | DISTRICT NURSES | THERMOMETER | GENTLE TEMP 510 | OMRON HEALTHCARE | ASSET ONLY NO SERVICING REQUIRED | 12 | 4-Poor | 2013
OHFT44150 | THE FIENNES CENTRE | DISTRICT NURSES | THERMOMETER | GENTLE TEMP 510 | OMRON HEALTHCARE | ASSET ONLY NO SERVICING REQUIRED | 13 | 4-Poor | 2012
OHFT45221 | THE LEYS HEALTH CENTRE | DISTRICT NURSES | THERMOMETER | GENTLE TEMP 510 | OMRON HEALTHCARE | ASSET ONLY NO SERVICING REQUIRED | 5 | 3-Average | 2020
OHFT0279 | THE LEYS HEALTH CENTRE | DISTRICT NURSES | THERMOMETER | GENTLE TEMP 510 | OMRON HEALTHCARE | ASSET ONLY NO SERVICING REQUIRED | 3 | 3-Average
OHFT40775 | WALLINGFORD COMMUNITY HOSPITAL | DISTRICT NURSES | THERMOMETER | GENTLE TEMP 510 | OMRON HEALTHCARE | ASSET ONLY NO SERVICING REQUIRED | 3 | 3-Average
OHFT40091 | JERICHO HEALTH CENTRE | DISTRICT NURSES | THERMOMETER | GENTLE TEMP 510 | OMRON HEALTHCARE | ASSET ONLY NO SERVICING REQUIRED | 12 | 4-Poor | 2013
OHFT41985 | JERICHO HEALTH CENTRE | DISTRICT NURSES | THERMOMETER | GENTLE TEMP 510 | OMRON HEALTHCARE | ASSET ONLY NO SERVICING REQUIRED | 15 | 4-Poor | 2010
OHFT2078 | WINDRUSH HOUSE-WITNEY | DISTRICT NURSES | THERMOMETER | GENTLE TEMP 510 | OMRON HEALTHCARE | ASSET ONLY NO SERVICING REQUIRED | 10 | 4-Poor | 2015
OHFT40247 | WINDRUSH HOUSE-WITNEY | DISTRICT NURSES | THERMOMETER | GENTLE TEMP 510 | OMRON HEALTHCARE | ASSET ONLY NO SERVICING REQUIRED | 14 | 4-Poor | 2011
OHFT42937 | WINDRUSH HOUSE-WITNEY | DISTRICT NURSES | THERMOMETER | GENTLE TEMP 510 | OMRON HEALTHCARE | ASSET ONLY NO SERVICING REQUIRED | 14 | 4-Poor | 2011
OHFT40250 | WINDRUSH HOUSE-WITNEY | DISTRICT NURSES | THERMOMETER | GENTLE TEMP 510 | OMRON HEALTHCARE | ASSET ONLY NO SERVICING REQUIRED | 14 | 4-Poor | 2011
OHFT40759 | TEMPLE HOUSE, KEYNSHAM | CAMHS | THERMOMETER | GENTLE TEMP 510 | OMRON HEALTHCARE | ASSET ONLY NO SERVICING REQUIRED | 13 | 4-Poor | 2012
OHFT2803 | WARNEFORD HOSPITAL | COTSWOLD HOUSE | THERMOMETER | GENTLE TEMP 510 | OMRON HEALTHCARE | ASSET ONLY NO SERVICING REQUIRED | 3 | 3-Average
OHFT2929 | WHITELEAF CENTRE | ECT | THERMOMETER | GENTLE TEMP 510 | OMRON HEALTHCARE | ASSET ONLY NO SERVICING REQUIRED | 12 | 4-Poor | 2013
OHFT1108 | TOWNLANDS COMMUNITY HOSPITAL | MINOR INJURIES UNIT | THERMOMETER | GENTLE TEMP 510 | OMRON HEALTHCARE | ASSET ONLY NO SERVICING REQUIRED | 3 | 3-Average
OHFT1812 | TOWNLANDS COMMUNITY HOSPITAL | MINOR INJURIES UNIT | THERMOMETER | GENTLE TEMP 510 | OMRON HEALTHCARE | ASSET ONLY NO SERVICING REQUIRED | 13 | 4-Poor | 2012
OHFT1091 | TOWNLANDS COMMUNITY HOSPITAL | MINOR INJURIES UNIT | THERMOMETER | GENTLE TEMP 510 | OMRON HEALTHCARE | ASSET ONLY NO SERVICING REQUIRED | 13 | 4-Poor | 2012
OHFT40246 | WINDRUSH HOUSE-WITNEY | DISTRICT NURSES | THERMOMETER | GENTLE TEMP 510 | OMRON HEALTHCARE | ASSET ONLY NO SERVICING REQUIRED | 16 | 4-Poor | 2009
OHFT42936 | WINDRUSH HOUSE-WITNEY | DISTRICT NURSES | THERMOMETER | GENTLE TEMP 510 | OMRON HEALTHCARE | ASSET ONLY NO SERVICING REQUIRED | 14 | 4-Poor | 2011
OHFT42459 | ABINGDON COMMUNITY HOSPITAL | LOCALITY TEAM (MENTAL HEALTH BUILDING) | THERMOMETER | GENTLE TEMP 510 | OMRON HEALTHCARE | ASSET ONLY NO SERVICING REQUIRED | 3 | 3-Average
OHFT41542 | BLACKBIRD LEYS CENTRE | RESPIRATORY | THERMOMETER | GENTLE TEMP 510 | OMRON HEALTHCARE | ASSET ONLY NO SERVICING REQUIRED | 3 | 3-Average
OHFT45384 | BROADSHIRES HEALTH CENTRE | DISTRICT NURSES | THERMOMETER | GENTLE TEMP 510 | OMRON HEALTHCARE | ASSET ONLY NO SERVICING REQUIRED | 10 | 4-Poor | 2015
OHFT43993 | BURY KNOWLE HEALTH CENTRE | DISTRICT NURSES | THERMOMETER | GENTLE TEMP 510 | OMRON HEALTHCARE | ASSET ONLY NO SERVICING REQUIRED | 13 | 4-Poor | 2012
OHFT41914 | CHIPPING NORTON COMMUNITY HOSPITAL | DISTRICT NURSES | THERMOMETER | GENTLE TEMP 510 | OMRON HEALTHCARE | ASSET ONLY NO SERVICING REQUIRED | 3 | 3-Average
OHFT3930 | EAST OXFORD HEALTH CENTRE | DISTRICT NURSES | THERMOMETER | GENTLE TEMP 510 | OMRON HEALTHCARE | ASSET ONLY NO SERVICING REQUIRED | 16 | 4-Poor | 2009
OHFT45604 | WITNEY COMMUNITY HOSPITAL | LINFOOT WARD | THERMOMETER | IR150 | MICROLIFE HEALTH | ASSET ONLY NO SERVICING REQUIRED | 3 | 3-Average
OHFT42460 | ABINGDON COMMUNITY HOSPITAL | CTS SOUTH TEAM | THERMOMETER | THERMOSCAN | BRAUN | PLANNED PREVENTATIVE (REGULAR SERVICING) | 3 | 3-Average
OHFT43374 | DIDCOT COMMUNITY HOSPITAL | DIDCOT WARD | THERMOMETER | THERMOSCAN | BRAUN | PLANNED PREVENTATIVE (REGULAR SERVICING) | 3 | 3-Average
OHFT3764 | LUTHER STREET MEDICAL CENTRE | TREATMENT ROOM | THERMOMETER | THERMOSCAN | BRAUN | PLANNED PREVENTATIVE (REGULAR SERVICING) | 3 | 3-Average
OHFT3779 | LUTHER STREET MEDICAL CENTRE | TREATMENT ROOM | THERMOMETER | THERMOSCAN | BRAUN | PLANNED PREVENTATIVE (REGULAR SERVICING) | 3 | 3-Average
OHFT3838 | SUE NICHOLLS CENTRE | CAMHS AYLESBURY | THERMOMETER | THERMOSCAN | BRAUN | PLANNED PREVENTATIVE (REGULAR SERVICING) | 3 | 3-Average
OHFT1636 | ABINGDON COMMUNITY HOSPITAL | MINOR INJURIES UNIT | COUCH-EXAMINATION | COUCH | SEERS MEDICAL | PLANNED PREVENTATIVE (REGULAR SERVICING) | 3 | 3-Average
OHFT46670 | ABINGDON COMMUNITY HOSPITAL | MINOR INJURIES UNIT | COUCH-EXAMINATION | COUCH | SEERS MEDICAL | PLANNED PREVENTATIVE (REGULAR SERVICING) | 3 | 2-Good
OHFT40977 | BICESTER COMMUNITY HOSPITAL | FIRST AID UNIT | STRETCHER | LG20/C4/EU | HUNTLEIGH HEALTHCARE | Fully Comprehensive includes any repair costs | 3 | 3-Average
OHFT40703 | CHIPPING NORTON COMMUNITY HOSPITAL | OUTPATIENTS DEPT | STRETCHER | LG20/C4/EU | HUNTLEIGH HEALTHCARE | Fully Comprehensive includes any repair costs | 3 | 3-Average
OHFT1816 | TOWNLANDS COMMUNITY HOSPITAL | MINOR INJURIES UNIT | STRETCHER | LG20/C4/EU | HUNTLEIGH HEALTHCARE | Fully Comprehensive includes any repair costs | 3 | 3-Average
OHFT2213 | BICESTER COMMUNITY HOSPITAL | FIRST AID UNIT | STRETCHER | LG20/C4/EU | HUNTLEIGH HEALTHCARE | Fully Comprehensive includes any repair costs | 3 | 3-Average
OHFT42361 | TOWNLANDS COMMUNITY HOSPITAL | MINOR INJURIES UNIT | STRETCHER | HEARTSCA | HUNTLEIGH HEALTHCARE | Fully Comprehensive includes any repair costs | 3 | 3-Average
OHFT44295 | UNIPART HOUSE | RESUSCITATION TEAM | ANALYSER-DEFIBRILLATOR | AED PRO Simulator | ZOLL MEDICAL | Fully Comprehensive includes any repair costs | 8 | 4-Poor | 2017
OHFT43739 | UNIPART HOUSE | RESUSCITATION TEAM | ANALYSER-DEFIBRILLATOR | AED PRO Simulator | ZOLL MEDICAL | Fully Comprehensive includes any repair costs | 8 | 4-Poor | 2017
OHFT44305 | UNIPART HOUSE | RESUSCITATION TEAM | ANALYSER-DEFIBRILLATOR | AED PRO Simulator | ZOLL MEDICAL | Fully Comprehensive includes any repair costs | 8 | 4-Poor | 2017
OHFT45110 | UNIPART HOUSE | RESUSCITATION TEAM | ANALYSER-DEFIBRILLATOR | AED PRO Simulator | ZOLL MEDICAL | Fully Comprehensive includes any repair costs | 8 | 4-Poor | 2017
OHFT45108 | UNIPART HOUSE | RESUSCITATION TEAM | ANALYSER-DEFIBRILLATOR | AED PRO Simulator | ZOLL MEDICAL | Fully Comprehensive includes any repair costs | 8 | 4-Poor | 2017
OHFT45109 | UNIPART HOUSE | RESUSCITATION TEAM | ANALYSER-DEFIBRILLATOR | AED PRO Simulator | ZOLL MEDICAL | Fully Comprehensive includes any repair costs | 7 | 4-Poor | 2018
OHFT45844 | UNIPART HOUSE | RESUSCITATION TEAM | ANALYSER-DEFIBRILLATOR | AED PRO Simulator | ZOLL MEDICAL | Fully Comprehensive includes any repair costs | 7 | 4-Poor | 2018
OHFT45793 | UNIPART HOUSE | RESUSCITATION TEAM | ANALYSER-DEFIBRILLATOR | AED PRO Simulator | ZOLL MEDICAL | Fully Comprehensive includes any repair costs | 7 | 4-Poor | 2018
OXFT0404 | UNIPART HOUSE | RESUSCITATION TEAM | ANALYSER-DEFIBRILLATOR | AED PRO Simulator | ZOLL MEDICAL | Fully Comprehensive includes any repair costs | 2 | 2-Good | 2020
OXFT0405 | UNIPART HOUSE | RESUSCITATION TEAM | ANALYSER-DEFIBRILLATOR | AED PRO Simulator | ZOLL MEDICAL | Fully Comprehensive includes any repair costs | 2 | 2-Good | 2017
OHFT45417 | UNIPART HOUSE | RESUSCITATION TEAM | ANALYSER-DEFIBRILLATOR | CS1202 | SYMBIO CORPORATION | Fully Comprehensive includes any repair costs | 3 | 3-Average
OXFT1169 | EAST OXFORD HEALTH CENTRE | DENTAL CLINIC | CHAIR-EVACUATION | NONE | EXIT MASTER | PLANNED PREVENTATIVE (REGULAR SERVICING) | 2 | 2-Good
OHFT0352 | EAST OXFORD HEALTH CENTRE | DENTAL CLINIC | CHAIR-EVACUATION | 300H | EVAC CHAIR | PLANNED PREVENTATIVE (REGULAR SERVICING) | 3 | 3-Average
OHFT2191 | BICESTER COMMUNITY HOSPITAL | COMMUNITY THERAPY SERVICES | TENS MACHINE | TPN200PLUS | PHYSIO MED | PLANNED PREVENTATIVE (REGULAR SERVICING) | 3 | 3-Average
OHFT46694 | BICESTER COMMUNITY HOSPITAL | INTEGRATED LOCALITY TEAM-COM THERAPY & OXFORD | TENS MACHINE | TPN300 | EVERYWAY MEDICAL | PLANNED PREVENTATIVE (REGULAR SERVICING) | 3 | 3-Average
OHFT46695 | BICESTER COMMUNITY HOSPITAL | INTEGRATED LOCALITY TEAM-COM THERAPY & OXFORD | TENS MACHINE | TPN300 | EVERYWAY MEDICAL | PLANNED PREVENTATIVE (REGULAR SERVICING) | 3 | 3-Average
OHFT41348 | BICESTER COMMUNITY HOSPITAL | INTEGRATED LOCALITY TEAM-COM THERAPY & OXFORD | TENS MACHINE | TPN300 | PHYSIO MED | PLANNED PREVENTATIVE (REGULAR SERVICING) | 3 | 3-Average
OHFT41350 | BICESTER COMMUNITY HOSPITAL | INTEGRATED LOCALITY TEAM-COM THERAPY & OXFORD | TENS MACHINE | N607 | EVERYWAY MEDICAL | PLANNED PREVENTATIVE (REGULAR SERVICING) | 3 | 3-Average
OHFT43802 | THE FIENNES CENTRE | COMMUNITY THERAPY SERVICES | TENS MACHINE | TPN800 | PHYSIO MED | PLANNED PREVENTATIVE (REGULAR SERVICING) | 3 | 3-Average
OHFT1599 | THE FIENNES CENTRE | COMMUNITY THERAPY SERVICES | TENS MACHINE | TPN800 | PHYSIO MED | PLANNED PREVENTATIVE (REGULAR SERVICING) | 3 | 3-Average
OXFT0854 | ABINGDON COMMUNITY HOSPITAL | OSRU | TENS MACHINE | NEUROTRACK REHAB | VERITY MEDICAL | PLANNED PREVENTATIVE (REGULAR SERVICING) | 2 | 2-Good
OXFT0855 | ABINGDON COMMUNITY HOSPITAL | OSRU | TENS MACHINE | NEUROTRACK REHAB | VERITY MEDICAL | PLANNED PREVENTATIVE (REGULAR SERVICING) | 2 | 2-Good
OHFT0335 | ABINGDON COMMUNITY HOSPITAL | OUTPATIENTS DEPT | VISION CHART | VISION CHART | KEELER | PLANNED PREVENTATIVE (REGULAR SERVICING) | 3 | 3-Average
OHFT0550 | ABINGDON COMMUNITY HOSPITAL | OUTPATIENTS DEPT | VISION CHART | VISION CHART | KEELER | PLANNED PREVENTATIVE (REGULAR SERVICING) | 3 | 3-Average
OHFT44774 | WARNEFORD HOSPITAL | ECT | DEFIBRILLATOR | R SERIES PLUS | ZOLL MEDICAL | Fully Comprehensive includes any repair costs | 6 | 3-Average | 2019
OHFT3331 | WHITELEAF CENTRE | ECT | DEFIBRILLATOR | LIFEPAK 20 | PHYSIO CONTROL | Fully Comprehensive includes any repair costs | 3 | 3-Average
OHFT43183 | CHIPPING NORTON COMMUNITY HOSPITAL | OUTPATIENTS DEPT | PEAK FLOWMETER | PEAK FLOW | MICRO MEDICAL | ASSET ONLY NO SERVICING REQUIRED | 3 | 3-Average
OXFT1381 | WINDRUSH HOUSE-WITNEY | UCR-URGENT COMMUNITY RESPONSE | AIR COMPRESSOR-LIFTING CUSHION | AIRFLO 24 | MANGAR | PLANNED PREVENTATIVE (REGULAR SERVICING) | 3 | 2-Good
OXFT1386 | WINDRUSH HOUSE-WITNEY | UCR-URGENT COMMUNITY RESPONSE | AIR COMPRESSOR-LIFTING CUSHION | AIRFLO 24 | MANGAR | PLANNED PREVENTATIVE (REGULAR SERVICING) | 3 | 2-Good
OXFT1383 | WINDRUSH HOUSE-WITNEY | UCR-URGENT COMMUNITY RESPONSE | AIR COMPRESSOR-LIFTING CUSHION | AIRFLO 24 | MANGAR | PLANNED PREVENTATIVE (REGULAR SERVICING) | 3 | 2-Good
OXFT1388 | WINDRUSH HOUSE-WITNEY | UCR-URGENT COMMUNITY RESPONSE | AIR COMPRESSOR-LIFTING CUSHION | AIRFLO 24 | MANGAR | PLANNED PREVENTATIVE (REGULAR SERVICING) | 3 | 2-Good
OXFT1653 | WINDRUSH HOUSE-WITNEY | UCR-URGENT COMMUNITY RESPONSE | AIR COMPRESSOR-LIFTING CUSHION | AIRFLO 24 | MANGAR | PLANNED PREVENTATIVE (REGULAR SERVICING) | 3 | 2-Good
OXFT1382 | ABINGDON COMMUNITY HOSPITAL | UCR-URGENT COMMUNITY RESPONSE | AIR COMPRESSOR-LIFTING CUSHION | ELK | MANGAR | PLANNED PREVENTATIVE (REGULAR SERVICING) | 3 | 2-Good
OXFT1387 | WINDRUSH HOUSE-WITNEY | UCR-URGENT COMMUNITY RESPONSE | AIR COMPRESSOR-LIFTING CUSHION | ELK | MANGAR | PLANNED PREVENTATIVE (REGULAR SERVICING) | 3 | 2-Good
OXFT1384 | WINDRUSH HOUSE-WITNEY | UCR-URGENT COMMUNITY RESPONSE | AIR COMPRESSOR-LIFTING CUSHION | ELK | MANGAR | PLANNED PREVENTATIVE (REGULAR SERVICING) | 3 | 2-Good
OXFT1389 | WINDRUSH HOUSE-WITNEY | UCR-URGENT COMMUNITY RESPONSE | AIR COMPRESSOR-LIFTING CUSHION | ELK | MANGAR | PLANNED PREVENTATIVE (REGULAR SERVICING) | 3 | 2-Good
OXFT1390 | WINDRUSH HOUSE-WITNEY | UCR-URGENT COMMUNITY RESPONSE | AIR COMPRESSOR-LIFTING CUSHION | EAGLE | MANGAR | PLANNED PREVENTATIVE (REGULAR SERVICING) | 3 | 2-Good
OXFT2123 | THE FIENNES CENTRE | PODIATRY | PLINTH-PODIATRY | PLINTH | PLINTH MEDICAL | PLANNED PREVENTATIVE (REGULAR SERVICING) | 5 | 1-Excellent | 2020
OHFT43260 | WALLINGFORD COMMUNITY HOSPITAL | PODIATRY | PLINTH-PODIATRY | PLINTH | PLINTH MEDICAL | Fully Comprehensive includes any repair costs | 2 | 1-Excellent
OHFT46303 | WARNEFORD HOSPITAL | ECT | VEIN FINDER | KIK | ACCUVEIN | PLANNED PREVENTATIVE (REGULAR SERVICING) | 3 | 3-Average
OXFT4783 | WARNEFORD HOSPITAL | CLINICAL RESEARCH | VEIN FINDER | AV500 | ACCUVEIN | PLANNED PREVENTATIVE (REGULAR SERVICING) | 1 | 2-Good
OXFT3822 | WITNEY COMMUNITY HOSPITAL | LINFOOT WARD | VEIN FINDER | LITE 2 | HELLOVEIN | ASSET ONLY NO SERVICING REQUIRED | 0 | 1-Excellent
OHFT46864 | NORTHWAY COMMUNITY CENTRE | COMMUNITY CHILDRENS NURSING TEAM | COUGH ASSIST MACHINE | CLEARWAY | BREAS MEDICAL | TRUST CONTRACT | 4 | 2-Good
OXFT2120 | NORTHWAY COMMUNITY CENTRE | COMMUNITY CHILDRENS NURSING TEAM | COUGH ASSIST MACHINE | CLEARWAY | BREAS MEDICAL | TRUST CONTRACT | 3 | 2-Good
OXFT1050 | NORTHWAY COMMUNITY CENTRE | COMMUNITY CHILDRENS NURSING TEAM | COUGH ASSIST MACHINE | CLEARWAY | BREAS MEDICAL | TRUST CONTRACT | 2 | 2-Good
OXFT1165 | NORTHWAY COMMUNITY CENTRE | COMMUNITY CHILDRENS NURSING TEAM | COUGH ASSIST MACHINE | CLEARWAY 2 | BREAS MEDICAL | TRUST CONTRACT | 1 | 2-Good
OXFT1166 | NORTHWAY COMMUNITY CENTRE | COMMUNITY CHILDRENS NURSING TEAM | COUGH ASSIST MACHINE | CLEARWAY 2 | BREAS MEDICAL | TRUST CONTRACT | 1 | 2-Good
OXFT1179 | NORTHWAY COMMUNITY CENTRE | COMMUNITY CHILDRENS NURSING TEAM | COUGH ASSIST MACHINE | CLEARWAY 2 | BREAS MEDICAL | TRUST CONTRACT | 1 | 2-Good
OXFT1164 | NORTHWAY COMMUNITY CENTRE | COMMUNITY CHILDRENS NURSING TEAM | COUGH ASSIST MACHINE | CLEARWAY 2 | BREAS MEDICAL | TRUST CONTRACT | 1 | 2-Good
OXFT1673 | NORTHWAY COMMUNITY CENTRE | COMMUNITY CHILDRENS NURSING TEAM | COUGH ASSIST MACHINE | CLEARWAY 2 | BREAS MEDICAL | TRUST CONTRACT | 2 | 2-Good
OXFT0044 | NORTHWAY COMMUNITY CENTRE | COMMUNITY CHILDRENS NURSING TEAM | COUGH ASSIST MACHINE | CLEARWAY 2 | BREAS MEDICAL | TRUST CONTRACT | 2 | 2-Good
OXFT4620 | NORTHWAY COMMUNITY CENTRE | COMMUNITY CHILDRENS NURSING TEAM | COUGH ASSIST MACHINE | CLEARWAY 2 | BREAS MEDICAL | TRUST CONTRACT | 0 | 1-Excellent
OXFT0045 | NORTHWAY COMMUNITY CENTRE | COMMUNITY CHILDRENS NURSING TEAM | COUGH ASSIST MACHINE | CLEARWAY 2 | BREAS MEDICAL | TRUST CONTRACT | 2 | 2-Good
OXFT1157 | NORTHWAY COMMUNITY CENTRE | COMMUNITY CHILDRENS NURSING TEAM | COUGH ASSIST MACHINE | CLEARWAY 2 | BREAS MEDICAL | TRUST CONTRACT | 1 | 2-Good
OXFT1158 | NORTHWAY COMMUNITY CENTRE | COMMUNITY CHILDRENS NURSING TEAM | COUGH ASSIST MACHINE | CLEARWAY 2 | BREAS MEDICAL | TRUST CONTRACT | 1 | 2-Good
OXFT1162 | NORTHWAY COMMUNITY CENTRE | COMMUNITY CHILDRENS NURSING TEAM | COUGH ASSIST MACHINE | CLEARWAY 2 | BREAS MEDICAL | TRUST CONTRACT | 1 | 2-Good
OXFT1163 | NORTHWAY COMMUNITY CENTRE | COMMUNITY CHILDRENS NURSING TEAM | COUGH ASSIST MACHINE | CLEARWAY 2 | BREAS MEDICAL | TRUST CONTRACT | 1 | 2-Good
MEDACO7311 | BICESTER COMMUNITY HOSPITAL | BICESTER WARD | HOIST-BATH | SOVEREIGN | ARJO HUNTLEIGH | Fully Comprehensive includes any repair costs | 3 | 3-Average
CARETECH 33311 | FULBROOK CENTRE | CHERWELL WARD | HOIST-BATH | RHAPSODY | ARJO HUNTLEIGH | Fully Comprehensive includes any repair costs | 3 | 3-Average
CARETECH 33115 | FULBROOK CENTRE | SANDFORD WARD | HOIST-BATH | RHAPSODY | ARJO HUNTLEIGH | Fully Comprehensive includes any repair costs | 3 | 3-Average
OXFT1640 | NORTHWAY COMMUNITY CENTRE | COMMUNITY CHILDRENS NURSING TEAM | BATTERY PACK | NONE | BREAS MEDICAL | TRUST CONTRACT | 3 | 3-Average
OHFT3333 | WHITELEAF CENTRE | ECT | BATTERY PACK | BATTERY | PHILIPS HEALTHCARE | ASSET ONLY NO SERVICING REQUIRED | 3 | 3-Average
MEDACO21076 | WITNEY COMMUNITY HOSPITAL | LINFOOT WARD | HOIST-STANDING | RELIANT 350 | INVACARE | Fully Comprehensive includes any repair costs | 9 | 4-Poor | 2016
CARETECH 12817 | DIDCOT COMMUNITY HOSPITAL | DIDCOT WARD | HOIST-STANDING | ENCORE | ARJO HUNTLEIGH | Fully Comprehensive includes any repair costs | 3 | 3-Average
MEDACO7319 | DIDCOT COMMUNITY HOSPITAL | DIDCOT WARD | HOIST-STANDING | ENCORE | ARJO HUNTLEIGH | Fully Comprehensive includes any repair costs | 3 | 3-Average
MEDACO7197 | ABINGDON COMMUNITY HOSPITAL | ABBEY WARD | HOIST-STANDING | ENCORE | ARJO HUNTLEIGH | Fully Comprehensive includes any repair costs | 3 | 4-Poor
MEDACO14082 | WALLINGFORD COMMUNITY HOSPITAL | ST LEONARDS WARD | HOIST-STANDING | ENCORE | ARJO HUNTLEIGH | Fully Comprehensive includes any repair costs | 3 | 3-Average
MEDACO7543 | WALLINGFORD COMMUNITY HOSPITAL | ST LEONARDS WARD | HOIST-STANDING | ENCORE | ARJO HUNTLEIGH | Fully Comprehensive includes any repair costs | 3 | 3-Average
OXFT4595 | WITNEY COMMUNITY HOSPITAL | LINFOOT WARD | HOIST-STANDING | MINILIFT 200 | SYSTEMROMEDIC | Fully Comprehensive includes any repair costs | 0 | 1-Excellent
28435 | ABINGDON COMMUNITY HOSPITAL | ABBEY WARD | HOIST-STANDING | RISE AND GO | BURE | Fully Comprehensive includes any repair costs | 1 | 2-Good
MEDACO7262 | WITNEY COMMUNITY HOSPITAL | LINFOOT WARD | HOIST-STANDING | SARA PLUS | ARJO HUNTLEIGH | Fully Comprehensive includes any repair costs | 3 | 3-Average
OXFT1312 | WITNEY COMMUNITY HOSPITAL | WENRISC WARD | HOIST-STANDING | SARA PLUS | ARJO HUNTLEIGH | Fully Comprehensive includes any repair costs | 3 | 3-Average
MEDACO7310 | BICESTER COMMUNITY HOSPITAL | BICESTER WARD | HOIST-STANDING | SARA PLUS | ARJO HUNTLEIGH | Fully Comprehensive includes any repair costs | 3 | 3-Average
CARETECH 39499 | FULBROOK CENTRE | CITY COMMUNITY HOSPITAL | HOIST-STANDING | SARA PLUS | ARJO HUNTLEIGH | Fully Comprehensive includes any repair costs | 3 | 3-Average
P0374557 | FULBROOK CENTRE | CHERWELL WARD | HOIST-STANDING | SARA PLUS | ARJO HUNTLEIGH | Fully Comprehensive includes any repair costs | 3 | 3-Average
OHFT7202 | ABINGDON COMMUNITY HOSPITAL | OSRU | HOIST-STANDING | SARA PLUS | ARJO HUNTLEIGH | Fully Comprehensive includes any repair costs | 4 | 2-Good
OHFT164253 | BICESTER COMMUNITY HOSPITAL | BICESTER WARD | EXERCISER-LEG PRESS | MOTOMED VIVA4 | RECK TECHNIK | PLANNED PREVENTATIVE (REGULAR SERVICING) | 3 | 3-Average
OHFT46352 | WITNEY COMMUNITY HOSPITAL | LINFOOT WARD | EXERCISER-LEG PRESS | MOTOMED VIVA3 | RECK TECHNIK | PLANNED PREVENTATIVE (REGULAR SERVICING) | 3 | 3-Average
OHFT40324 | MARLBOROUGH HOUSE-SWINDON | CAMHS | BLOOD PRESSURE MONITOR | HEM-907E | OMRON HEALTHCARE | PLANNED PREVENTATIVE (REGULAR SERVICING) | 11 | 4-Poor | 2014
OXFT0421 | SAFFRON HOUSE | CLINIC ROOM | BLOOD PRESSURE MONITOR | JEWEL MOVEMENT | WELCH ALLYN | PLANNED PREVENTATIVE (REGULAR SERVICING) | 11 | 4-Poor | 2014
OHFT40260 | WINDRUSH HOUSE-WITNEY | DISTRICT NURSES | BLOOD PRESSURE MONITOR | PRESSOSTABIL | WELCH ALLYN | PLANNED PREVENTATIVE (REGULAR SERVICING) | 3 | 3-Average
OHFT2211 | LITTLEMORE MENTAL HEALTH CENTRE | EVENLODE WARD | BLOOD PRESSURE MONITOR | MEM-1016 | PRIMA | PLANNED PREVENTATIVE (REGULAR SERVICING) | 3 | 3-Average
OHFT42852 | WALLINGFORD COMMUNITY HOSPITAL | DISTRICT NURSES | BLOOD PRESSURE MONITOR | 7051T | OMRON HEALTHCARE | PLANNED PREVENTATIVE (REGULAR SERVICING) | 3 | 3-Average
OHFT0394 | TOWNLANDS COMMUNITY HOSPITAL | DISTRICT NURSES | BLOOD PRESSURE MONITOR | 7051T | OMRON HEALTHCARE | PLANNED PREVENTATIVE (REGULAR SERVICING) | 3 | 3-Average
OXFT4508 | WANTAGE HEALTH CENTRE | SCHOOL NURSING | BLOOD PRESSURE MONITOR | M6 | OMRON HEALTHCARE | PLANNED PREVENTATIVE (REGULAR SERVICING) | 18 | 4-Poor | 2007
OXFT1183 | ABINGDON COMMUNITY HOSPITAL | MINOR INJURIES UNIT | BLOOD PRESSURE MONITOR | DURASHOCK DS-54 | WELCH ALLYN | PLANNED PREVENTATIVE (REGULAR SERVICING) | 1 | 2-Good | 2023
OXFT1545 | CLOCK HOUSE | CAMHS SOUTH OXON | BLOOD PRESSURE MONITOR | M2 | OMRON HEALTHCARE | PLANNED PREVENTATIVE (REGULAR SERVICING) | 4 | 2-Good | 2021
OXFT3816 | NORTHWAY COMMUNITY CENTRE | HEALTH VISITORS | BLOOD PRESSURE MONITOR | M10-IT (HEM-7080IT-E) | OMRON HEALTHCARE | PLANNED PREVENTATIVE (REGULAR SERVICING) | 14 | 4-Poor | 2011
OXFT1142 | SAVERNAKE HOSPITAL | CAMHS | BLOOD PRESSURE MONITOR | M6 | OMRON HEALTHCARE | PLANNED PREVENTATIVE (REGULAR SERVICING) | 11 | 4-Poor | 2014
OXFT4782 | WARNEFORD HOSPITAL | CLINICAL RESEARCH | BLOOD PRESSURE MONITOR | MICROLIFE | IHB TECHNOLOGY | PLANNED PREVENTATIVE (REGULAR SERVICING) | 1 | 2-Good
OXFT3805 | UNIPART HOUSE | RESUSCITATION TEAM | BLOOD PRESSURE MONITOR | M3 | OMRON HEALTHCARE | PLANNED PREVENTATIVE (REGULAR SERVICING) | 3 | 3-Average | 2019
OHFT42703 | THE SLADE BUILDING | JOHN SHARICH HOUSE | BLOOD PRESSURE MONITOR | DURASHOCK DS-54 | WELCH ALLYN | PLANNED PREVENTATIVE (REGULAR SERVICING) | 8 | 4-Poor | 2017
OXFT6149 | JERICHO HEALTH CENTRE | DISTRICT NURSES | BLOOD PRESSURE MONITOR | DURASHOCK DS-54 | WELCH ALLYN | PLANNED PREVENTATIVE (REGULAR SERVICING) | 3 | 2-Good | 2022
OXFT6151 | JERICHO HEALTH CENTRE | DISTRICT NURSES | BLOOD PRESSURE MONITOR | DURASHOCK DS-54 | WELCH ALLYN | PLANNED PREVENTATIVE (REGULAR SERVICING) | 3 | 2-Good | 2022
OXFT6148 | JERICHO HEALTH CENTRE | DISTRICT NURSES | BLOOD PRESSURE MONITOR | DURASHOCK DS-54 | WELCH ALLYN | PLANNED PREVENTATIVE (REGULAR SERVICING) | 3 | 2-Good | 2022
OHFT164452 | THE FIENNES CENTRE | DISTRICT NURSES | BLOOD PRESSURE MONITOR | DURASHOCK DS-54 | WELCH ALLYN | PLANNED PREVENTATIVE (REGULAR SERVICING) | 4 | 2-Good | 2021
OHFT43607 | ABINGDON COMMUNITY HOSPITAL | HOSPITAL AT HOME | BLOOD PRESSURE MONITOR | DURASHOCK DS-54 | WELCH ALLYN | PLANNED PREVENTATIVE (REGULAR SERVICING) | 4 | 4-Poor | 2018
OXFT5212 | WHITELEAF CENTRE | OACMHT | BLOOD PRESSURE MONITOR | UA-767S | A&D INSTRUMENTS | PLANNED PREVENTATIVE (REGULAR SERVICING) | 0 | 1-Excellent
OXFT5231 | LITTLEMORE MENTAL HEALTH CENTRE | GLYME WARD | BLOOD PRESSURE MONITOR | UA-767S | A&D INSTRUMENTS | PLANNED PREVENTATIVE (REGULAR SERVICING) | 0 | 1-Excellent
OXFT2991 | WITNEY COMMUNITY HOSPITAL | LINFOOT WARD | BLOOD PRESSURE MONITOR | 767 DESK GAGE | WELCH ALLYN | PLANNED PREVENTATIVE (REGULAR SERVICING) | 2 | 2-Good | 2022
OXFT2997 | ABINGDON COMMUNITY HOSPITAL | EMU | BLOOD PRESSURE MONITOR | 767 DESK GAGE | WELCH ALLYN | PLANNED PREVENTATIVE (REGULAR SERVICING) | 2 | 2-Good | 2022
OXFT2440 | WHITELEAF CENTRE | ADULT AUTISTIC SERVICES | BLOOD PRESSURE MONITOR | 767 DESK GAGE | WELCH ALLYN | PLANNED PREVENTATIVE (REGULAR SERVICING) | 2 | 2-Good | 2022
OXFT6150 | JERICHO HEALTH CENTRE | DISTRICT NURSES | BLOOD PRESSURE MONITOR | DURASHOCK DS-54 | WELCH ALLYN | PLANNED PREVENTATIVE (REGULAR SERVICING) | 3 | 2-Good | 2022
OXFT5250 | MARLBOROUGH HOUSE-MILTON KEYNES | CHAFFON WARD | BLOOD PRESSURE MONITOR | UA-767S | A&D INSTRUMENTS | PLANNED PREVENTATIVE (REGULAR SERVICING) | 0 | 1-Excellent
OXFT5258 | SAFFRON HOUSE | OACMHT | BLOOD PRESSURE MONITOR | UA-767S | A&D INSTRUMENTS | PLANNED PREVENTATIVE (REGULAR SERVICING) | 0 | 1-Excellent
OXFT5208 | WHITELEAF CENTRE | OACMHT | BLOOD PRESSURE MONITOR | UA-767S | A&D INSTRUMENTS | PLANNED PREVENTATIVE (REGULAR SERVICING) | 0 | 1-Excellent
OXFT5209 | WHITELEAF CENTRE | OACMHT | BLOOD PRESSURE MONITOR | UA-767S | A&D INSTRUMENTS | PLANNED PREVENTATIVE (REGULAR SERVICING) | 0 | 1-Excellent
OXFT5210 | WHITELEAF CENTRE | OACMHT | BLOOD PRESSURE MONITOR | UA-767S | A&D INSTRUMENTS | PLANNED PREVENTATIVE (REGULAR SERVICING) | 0 | 1-Excellent
OXFT5211 | WHITELEAF CENTRE | OACMHT | BLOOD PRESSURE MONITOR | UA-767S | A&D INSTRUMENTS | PLANNED PREVENTATIVE (REGULAR SERVICING) | 0 | 1-Excellent
OXFT5259 | SAFFRON HOUSE | OACMHT | BLOOD PRESSURE MONITOR | UA-767S | A&D INSTRUMENTS | PLANNED PREVENTATIVE (REGULAR SERVICING) | 0 | 1-Excellent
OXFT5260 | SAFFRON HOUSE | OACMHT | BLOOD PRESSURE MONITOR | UA-767S | A&D INSTRUMENTS | PLANNED PREVENTATIVE (REGULAR SERVICING) | 0 | 1-Excellent
OXFT5230 | SAMULESON HOUSE | LEARNING DISABILITY SERVICE | BLOOD PRESSURE MONITOR | UA-767S | A&D INSTRUMENTS | PLANNED PREVENTATIVE (REGULAR SERVICING) | 0 | 1-Excellent
OXFT5246 | MARLBOROUGH HOUSE-SWINDON | CAMHS | BLOOD PRESSURE MONITOR | UA-767S | A&D INSTRUMENTS | PLANNED PREVENTATIVE (REGULAR SERVICING) | 0 | 1-Excellent
OXFT5247 | MARLBOROUGH HOUSE-SWINDON | CAMHS | BLOOD PRESSURE MONITOR | UA-767S | A&D INSTRUMENTS | PLANNED PREVENTATIVE (REGULAR SERVICING) | 0 | 1-Excellent
OXFT5248 | MARLBOROUGH HOUSE-SWINDON | CAMHS | BLOOD PRESSURE MONITOR | UA-767S | A&D INSTRUMENTS | PLANNED PREVENTATIVE (REGULAR SERVICING) | 0 | 1-Excellent
OHFT1475 | WHITELEAF CENTRE | OACMHT | BLOOD PRESSURE MONITOR | HMP1300 | OMRON HEALTHCARE | PLANNED PREVENTATIVE (REGULAR SERVICING) | 3 | 3-Average
OXFT5203 | WHITELEAF CENTRE | OACMHT | BLOOD PRESSURE MONITOR | UA-767S | A&D INSTRUMENTS | PLANNED PREVENTATIVE (REGULAR SERVICING) | 0 | 1-Excellent
OXFT5204 | WHITELEAF CENTRE | OACMHT | BLOOD PRESSURE MONITOR | UA-767S | A&D INSTRUMENTS | PLANNED PREVENTATIVE (REGULAR SERVICING) | 0 | 1-Excellent
OXFT5205 | WHITELEAF CENTRE | OACMHT | BLOOD PRESSURE MONITOR | UA-767S | A&D INSTRUMENTS | PLANNED PREVENTATIVE (REGULAR SERVICING) | 0 | 1-Excellent
OXFT5206 | WHITELEAF CENTRE | OACMHT | BLOOD PRESSURE MONITOR | UA-767S | A&D INSTRUMENTS | PLANNED PREVENTATIVE (REGULAR SERVICING) | 0 | 1-Excellent
OXFT5207 | WHITELEAF CENTRE | OACMHT | BLOOD PRESSURE MONITOR | UA-767S | A&D INSTRUMENTS | PLANNED PREVENTATIVE (REGULAR SERVICING) | 0 | 1-Excellent
OHFT1716 | TEMPLE HOUSE, KEYNSHAM | CAMHS | BLOOD PRESSURE MONITOR | UA-767 | A&D INSTRUMENTS | PLANNED PREVENTATIVE (REGULAR SERVICING) | 3 | 3-Average
OHFT40896 | TEMPLE HOUSE, KEYNSHAM | CAMHS | BLOOD PRESSURE MONITOR | UA-767 | A&D INSTRUMENTS | PLANNED PREVENTATIVE (REGULAR SERVICING) | 3 | 3-Average
OHFT42856 | THE CHILTERN SURGERY | DISTRICT NURSES | BLOOD PRESSURE MONITOR | UA-767 | A&D INSTRUMENTS | PLANNED PREVENTATIVE (REGULAR SERVICING) | 3 | 3-Average
OHFT0392 | WALLINGFORD COMMUNITY HOSPITAL | DISTRICT NURSES | BLOOD PRESSURE MONITOR | UA-767 | A&D INSTRUMENTS | PLANNED PREVENTATIVE (REGULAR SERVICING) | 3 | 3-Average
OHFT44384 | THE SLADE BUILDING | SPECIALITY CAMHS | BLOOD PRESSURE MONITOR | CLOCK MODEL | SPHYGMOMANOMETER | PLANNED PREVENTATIVE (REGULAR SERVICING) | 3 | 3-Average
OHFT40670 | TOWNLANDS COMMUNITY HOSPITAL | MINOR INJURIES UNIT | BLOOD PRESSURE MONITOR | D05 | TIMESCO | PLANNED PREVENTATIVE (REGULAR SERVICING) | 3 | 3-Average
OHFT0987 | DIDCOT COMMUNITY HOSPITAL | DIDCOT WARD | BLOOD PRESSURE MONITOR | UA-705 | A&D INSTRUMENTS | PLANNED PREVENTATIVE (REGULAR SERVICING) | 3 | 3-Average
OHFT0989 | DIDCOT COMMUNITY HOSPITAL | DIDCOT WARD | BLOOD PRESSURE MONITOR | UA-705 | A&D INSTRUMENTS | PLANNED PREVENTATIVE (REGULAR SERVICING) | 3 | 3-Average
OHFT44226 | BLACKBIRD LEYS CENTRE | RESPIRATORY | BLOOD PRESSURE MONITOR | UA-767 | A&D INSTRUMENTS | PLANNED PREVENTATIVE (REGULAR SERVICING) | 3 | 3-Average
OHFT42233 | CHIPPING NORTON COMMUNITY HOSPITAL | DISTRICT NURSES | BLOOD PRESSURE MONITOR | UA-767 | A&D INSTRUMENTS | PLANNED PREVENTATIVE (REGULAR SERVICING) | 3 | 3-Average
OHFT42602 | CLOCK HOUSE | CAMHS SOUTH OXON | BLOOD PRESSURE MONITOR | UA-767 | A&D INSTRUMENTS | PLANNED PREVENTATIVE (REGULAR SERVICING) | 2 | 2-Good
OHFT40527 | MELKSHAM HOSPITAL | CAMHS | BLOOD PRESSURE MONITOR | UA-767 | A&D INSTRUMENTS | PLANNED PREVENTATIVE (REGULAR SERVICING) | 3 | 3-Average
OHFT40728 | ABINGDON COMMUNITY HOSPITAL | HOSPITAL AT HOME | BLOOD PRESSURE MONITOR | CLOCK FACE | WELCH ALLYN | PLANNED PREVENTATIVE (REGULAR SERVICING) | 3 | 3-Average
OHFT40736 | ABINGDON COMMUNITY HOSPITAL | HOSPITAL AT HOME | BLOOD PRESSURE MONITOR | CLOCK FACE | WELCH ALLYN | PLANNED PREVENTATIVE (REGULAR SERVICING) | 3 | 3-Average
OHFT42248 | ABINGDON COMMUNITY HOSPITAL | HOSPITAL AT HOME | BLOOD PRESSURE MONITOR | CLOCK FACE | WELCH ALLYN | PLANNED PREVENTATIVE (REGULAR SERVICING) | 10 | 4-Poor | 2015
OHFT43612 | ABINGDON COMMUNITY HOSPITAL | HOSPITAL AT HOME | BLOOD PRESSURE MONITOR | CLOCK FACE | WELCH ALLYN | PLANNED PREVENTATIVE (REGULAR SERVICING) | 7 | 4-Poor | 2018
OHFT43613 | ABINGDON COMMUNITY HOSPITAL | HOSPITAL AT HOME | BLOOD PRESSURE MONITOR | CLOCK FACE | WELCH ALLYN | PLANNED PREVENTATIVE (REGULAR SERVICING) | 7 | 4-Poor | 2018
OHFT0986 | DIDCOT COMMUNITY HOSPITAL | DIDCOT WARD | BLOOD PRESSURE MONITOR | UA-705 | A&D INSTRUMENTS | PLANNED PREVENTATIVE (REGULAR SERVICING) | 3 | 3-Average
OHFT43604 | WINDRUSH HOUSE-WITNEY | UCR-URGENT COMMUNITY RESPONSE | BLOOD PRESSURE MONITOR | CLOCK FACE | WELCH ALLYN | PLANNED PREVENTATIVE (REGULAR SERVICING) | 3 | 3-Average
OHFT0755 | ABINGDON COMMUNITY HOSPITAL | MINOR INJURIES UNIT | BLOOD PRESSURE MONITOR | CLOCK FACE | WELCH ALLYN | PLANNED PREVENTATIVE (REGULAR SERVICING) | 3 | 3-Average
OHFT46677 | EAST OXFORD HEALTH CENTRE | OUT OF HOURS CLINIC | BLOOD PRESSURE MONITOR | CLOCK FACE | WELCH ALLYN | PLANNED PREVENTATIVE (REGULAR SERVICING) | 3 | 3-Average
OHFT45567 | ABINGDON COMMUNITY HOSPITAL | OUTPATIENTS DEPT | BLOOD PRESSURE MONITOR | CLOCK FACE | WELCH ALLYN | PLANNED PREVENTATIVE (REGULAR SERVICING) | 3 | 3-Average
OHFT3099 | ABINGDON COMMUNITY HOSPITAL | TISSUE VIABILITY | BLOOD PRESSURE MONITOR | CLOCK FACE | WELCH ALLYN | PLANNED PREVENTATIVE (REGULAR SERVICING) | 3 | 3-Average
OHFT45429 | JERICHO HEALTH CENTRE | DISTRICT NURSES | BLOOD PRESSURE MONITOR | CLOCK FACE | WELCH ALLYN | PLANNED PREVENTATIVE (REGULAR SERVICING) | 3 | 3-Average
OHFT45114 | ABINGDON COMMUNITY HOSPITAL | TISSUE VIABILITY | BLOOD PRESSURE MONITOR | CLOCK FACE | WELCH ALLYN | PLANNED PREVENTATIVE (REGULAR SERVICING) | 3 | 3-Average
OHFT0466 | AMERSHAM HEALTH CENTRE | ROOM 1A26 | BLOOD PRESSURE MONITOR | CLOCK FACE | WELCH ALLYN | PLANNED PREVENTATIVE (REGULAR SERVICING) | 3 | 3-Average
OHFT42762 | ABINGDON COMMUNITY HOSPITAL | DISTRICT NURSES | BLOOD PRESSURE MONITOR | CLOCK FACE | WELCH ALLYN | PLANNED PREVENTATIVE (REGULAR SERVICING) | 3 | 3-Average
OHFT45709 | BICESTER COMMUNITY HOSPITAL | INTEGRATED LOCALITY TEAM-COM THERAPY & OXFORD | BLOOD PRESSURE MONITOR | CLOCK FACE | WELCH ALLYN | PLANNED PREVENTATIVE (REGULAR SERVICING) | 3 | 3-Average
OHFT45935 | BICESTER COMMUNITY HOSPITAL | INTEGRATED LOCALITY TEAM-COM THERAPY & OXFORD | BLOOD PRESSURE MONITOR | CLOCK FACE | WELCH ALLYN | PLANNED PREVENTATIVE (REGULAR SERVICING) | 3 | 3-Average
OHFT45465 | ABINGDON COMMUNITY HOSPITAL | HOSPITAL AT HOME | BLOOD PRESSURE MONITOR | CLOCK FACE | WELCH ALLYN | PLANNED PREVENTATIVE (REGULAR SERVICING) | 3 | 2-Good
OHFT46689 | WINDRUSH HOUSE-WITNEY | COMMUNITY THERAPY SERVICES | BLOOD PRESSURE MONITOR | CLOCK FACE | WELCH ALLYN | PLANNED PREVENTATIVE (REGULAR SERVICING) | 3 | 3-Average
OHFT46692 | BICESTER COMMUNITY HOSPITAL | INTEGRATED LOCALITY TEAM-COM THERAPY & OXFORD | BLOOD PRESSURE MONITOR | CLOCK FACE | WELCH ALLYN | PLANNED PREVENTATIVE (REGULAR SERVICING) | 3 | 3-Average
OHFT40387 | THE FIENNES CENTRE | DISTRICT NURSES | BLOOD PRESSURE MONITOR | CLOCK FACE | WELCH ALLYN | PLANNED PREVENTATIVE (REGULAR SERVICING) | 3 | 3-Average
OHFT45994(BBL) | EAST OXFORD HEALTH CENTRE | DISTRICT NURSES | BLOOD PRESSURE MONITOR | CLOCK FACE | WELCH ALLYN | PLANNED PREVENTATIVE (REGULAR SERVICING) | 3 | 3-Average
OHFT45995 | BURY KNOWLE HEALTH CENTRE | DISTRICT NURSES | BLOOD PRESSURE MONITOR | CLOCK FACE | WELCH ALLYN | PLANNED PREVENTATIVE (REGULAR SERVICING) | 3 | 3-Average
OHFT44678 | ABINGDON COMMUNITY HOSPITAL | TISSUE VIABILITY | BLOOD PRESSURE MONITOR | CLOCK FACE | WELCH ALLYN | PLANNED PREVENTATIVE (REGULAR SERVICING) | 3 | 3-Average
OHFT45386 | WINDRUSH HOUSE-WITNEY | DISTRICT NURSES | BLOOD PRESSURE MONITOR | CLOCK FACE | WELCH ALLYN | PLANNED PREVENTATIVE (REGULAR SERVICING) | 3 | 3-Average
OHFT0759 | CHIPPING NORTON COMMUNITY HOSPITAL | DISTRICT NURSES | BLOOD PRESSURE MONITOR | CLOCK FACE | WELCH ALLYN | PLANNED PREVENTATIVE (REGULAR SERVICING) | 3 | 3-Average
OHFT45213 | CHIPPING NORTON COMMUNITY HOSPITAL | DISTRICT NURSES | BLOOD PRESSURE MONITOR | CLOCK FACE | WELCH ALLYN | PLANNED PREVENTATIVE (REGULAR SERVICING) | 3 | 3-Average
OHFT45440 | DIDCOT COMMUNITY HOSPITAL | DISTRICT NURSES | BLOOD PRESSURE MONITOR | CLOCK FACE | WELCH ALLYN | PLANNED PREVENTATIVE (REGULAR SERVICING) | 3 | 3-Average
OHFT40310 | DIDCOT HEALTH CENTRE | DISTRICT NURSES | BLOOD PRESSURE MONITOR | CLOCK FACE | WELCH ALLYN | PLANNED PREVENTATIVE (REGULAR SERVICING) | 16 | 4-Poor | 2009
OHFT46683 | BICESTER COMMUNITY HOSPITAL | INTEGRATED LOCALITY TEAM-COM THERAPY & OXFORD | BLOOD PRESSURE MONITOR | CLOCK FACE | WELCH ALLYN | PLANNED PREVENTATIVE (REGULAR SERVICING) | 3 | 3-Average
OHFT46211 | EAST OXFORD HEALTH CENTRE | DISTRICT NURSES | BLOOD PRESSURE MONITOR | CLOCK FACE | WELCH ALLYN | PLANNED PREVENTATIVE (REGULAR SERVICING) | 3 | 3-Average
OHFT46213 | EAST OXFORD HEALTH CENTRE | DISTRICT NURSES | BLOOD PRESSURE MONITOR | CLOCK FACE | WELCH ALLYN | PLANNED PREVENTATIVE (REGULAR SERVICING) | 3 | 3-Average
OHFT45387 | FARINGDON MEDICAL CENTRE | DISTRICT NURSES-FARINGDON & SHRIVENHAM | BLOOD PRESSURE MONITOR | CLOCK FACE | WELCH ALLYN | PLANNED PREVENTATIVE (REGULAR SERVICING) | 3 | 3-Average
OHFT45428 | FARINGDON MEDICAL CENTRE | DISTRICT NURSES-FARINGDON & SHRIVENHAM | BLOOD PRESSURE MONITOR | CLOCK FACE | WELCH ALLYN | PLANNED PREVENTATIVE (REGULAR SERVICING) | 3 | 3-Average
OHFT3818 | BROADSHIRES HEALTH CENTRE | DISTRICT NURSES | BLOOD PRESSURE MONITOR | CLOCK FACE | WELCH ALLYN | PLANNED PREVENTATIVE (REGULAR SERVICING) | 12 | 4-Poor | 2013
OHFT2286 | BROADSHIRES HEALTH CENTRE | DISTRICT NURSES | BLOOD PRESSURE MONITOR | CLOCK FACE | WELCH ALLYN | PLANNED PREVENTATIVE (REGULAR SERVICING) | 3 | 3-Average
OHFT41549 | FARINGDON MEDICAL CENTRE | DISTRICT NURSES | BLOOD PRESSURE MONITOR | CLOCK FACE | WELCH ALLYN | PLANNED PREVENTATIVE (REGULAR SERVICING) | 12 | 4-Poor | 2013
OHFT41551 | BROADSHIRES HEALTH CENTRE | DISTRICT NURSES | BLOOD PRESSURE MONITOR | CLOCK FACE | WELCH ALLYN | PLANNED PREVENTATIVE (REGULAR SERVICING) | 13 | 4-Poor | 2012
OHFT44860 | FARINGDON MEDICAL CENTRE | DISTRICT NURSES | BLOOD PRESSURE MONITOR | CLOCK FACE | WELCH ALLYN | PLANNED PREVENTATIVE (REGULAR SERVICING) | 3 | 3-Average
OHFT45602 | FARINGDON MEDICAL CENTRE | DISTRICT NURSES-FARINGDON & SHRIVENHAM | BLOOD PRESSURE MONITOR | CLOCK FACE | WELCH ALLYN | PLANNED PREVENTATIVE (REGULAR SERVICING) | 3 | 3-Average
OHFT44965 | BLACKBIRD LEYS CENTRE | CTS SOUTH TEAM | BLOOD PRESSURE MONITOR | CLOCK FACE | WELCH ALLYN | PLANNED PREVENTATIVE (REGULAR SERVICING) | 3 | 3-Average
OHFT46209 | BURY KNOWLE HEALTH CENTRE | DISTRICT NURSES | BLOOD PRESSURE MONITOR | CLOCK FACE | WELCH ALLYN | PLANNED PREVENTATIVE (REGULAR SERVICING) | 3 | 3-Average
OHFT44967 | BLACKBIRD LEYS CENTRE | COMMUNITY THERAPY SERVICES | BLOOD PRESSURE MONITOR | CLOCK FACE | WELCH ALLYN | PLANNED PREVENTATIVE (REGULAR SERVICING) | 3 | 3-Average
OHFT44968 | BLACKBIRD LEYS CENTRE | COMMUNITY THERAPY SERVICES | BLOOD PRESSURE MONITOR | CLOCK FACE | WELCH ALLYN | PLANNED PREVENTATIVE (REGULAR SERVICING) | 3 | 3-Average
OHFT44970 | JERICHO HEALTH CENTRE | DISTRICT NURSES | BLOOD PRESSURE MONITOR | CLOCK FACE | WELCH ALLYN | PLANNED PREVENTATIVE (REGULAR SERVICING) | 3 | 3-Average
OHFT44972 | THE LEYS HEALTH CENTRE | DISTRICT NURSES | BLOOD PRESSURE MONITOR | CLOCK FACE | WELCH ALLYN | PLANNED PREVENTATIVE (REGULAR SERVICING) | 3 | 3-Average
OHFT44973 | THE LEYS HEALTH CENTRE | DISTRICT NURSES | BLOOD PRESSURE MONITOR | CLOCK FACE | WELCH ALLYN | PLANNED PREVENTATIVE (REGULAR SERVICING) | 3 | 3-Average
OHFT41548 | FARINGDON MEDICAL CENTRE | DISTRICT NURSES | BLOOD PRESSURE MONITOR | CLOCK FACE | WELCH ALLYN | PLANNED PREVENTATIVE (REGULAR SERVICING) | 13 | 4-Poor | 2012
OHFT44975 | JERICHO HEALTH CENTRE | DISTRICT NURSES | BLOOD PRESSURE MONITOR | CLOCK FACE | WELCH ALLYN | PLANNED PREVENTATIVE (REGULAR SERVICING) | 3 | 3-Average
OHFT44976 | THE LEYS HEALTH CENTRE | OUT OF HOURS CLINIC | BLOOD PRESSURE MONITOR | CLOCK FACE | WELCH ALLYN | PLANNED PREVENTATIVE (REGULAR SERVICING) | 3 | 3-Average
OHFT42928 | ABINGDON COMMUNITY HOSPITAL | DISTRICT NURSES | BLOOD PRESSURE MONITOR | CLOCK FACE | WELCH ALLYN | PLANNED PREVENTATIVE (REGULAR SERVICING) | 3 | 3-Average
OHFT42931 | JULIER CENTRE | DISTRICT NURSES | BLOOD PRESSURE MONITOR | CLOCK FACE | WELCH ALLYN | PLANNED PREVENTATIVE (REGULAR SERVICING) | 3 | 3-Average
OHFT42932 | JULIER CENTRE | DISTRICT NURSES | BLOOD PRESSURE MONITOR | CLOCK FACE | WELCH ALLYN | PLANNED PREVENTATIVE (REGULAR SERVICING) | 3 | 3-Average
OHFT44966 | THE LEYS HEALTH CENTRE | DISTRICT NURSES | BLOOD PRESSURE MONITOR | CLOCK FACE | WELCH ALLYN | PLANNED PREVENTATIVE (REGULAR SERVICING) | 3 | 3-Average
OHFT0102 | BICESTER INNOVATION CENTRE | DISTRICT NURSES | BLOOD PRESSURE MONITOR | CLOCK FACE | WELCH ALLYN | PLANNED PREVENTATIVE (REGULAR SERVICING) | 3 | 3-Average
OHFT0190 | THE SLADE BUILDING | LEARNING DISABILITY SERVICE | BLOOD PRESSURE MONITOR | CLOCK FACE | WELCH ALLYN | PLANNED PREVENTATIVE (REGULAR SERVICING) | 9 | 4-Poor | 2016
OHFT0191 | THE SLADE BUILDING | LEARNING DISABILITY SERVICE | BLOOD PRESSURE MONITOR | CLOCK FACE | WELCH ALLYN | PLANNED PREVENTATIVE (REGULAR SERVICING) | 10 | 4-Poor | 2015
OHFT0690 | LITTLEMORE MENTAL HEALTH CENTRE | GLYME WARD | BLOOD PRESSURE MONITOR | CLOCK FACE | WELCH ALLYN | PLANNED PREVENTATIVE (REGULAR SERVICING) | 3 | 3-Average
OHFT0691 | LITTLEMORE MENTAL HEALTH CENTRE | GLYME WARD | BLOOD PRESSURE MONITOR | CLOCK FACE | WELCH ALLYN | PLANNED PREVENTATIVE (REGULAR SERVICING) | 3 | 3-Average
OHFT44974 | BLACKBIRD LEYS CENTRE | COMMUNITY THERAPY SERVICES | BLOOD PRESSURE MONITOR | CLOCK FACE | WELCH ALLYN | PLANNED PREVENTATIVE (REGULAR SERVICING) | 3 | 3-Average
OHFT0693 | LITTLEMORE MENTAL HEALTH CENTRE | GLYME WARD | BLOOD PRESSURE MONITOR | CLOCK FACE | WELCH ALLYN | PLANNED PREVENTATIVE (REGULAR SERVICING) | 3 | 3-Average
OHFT0694 | LITTLEMORE MENTAL HEALTH CENTRE | GLYME WARD | BLOOD PRESSURE MONITOR | CLOCK FACE | WELCH ALLYN | PLANNED PREVENTATIVE (REGULAR SERVICING) | 3 | 3-Average
OHFT45458 | MANZIL WAY, OXFORD | CRHTT | BLOOD PRESSURE MONITOR | CLOCK FACE | WELCH ALLYN | PLANNED PREVENTATIVE (REGULAR SERVICING) | 5 | 3-Average | 2020
OHFT45459 | LITTLEMORE MENTAL HEALTH CENTRE | ASSESSMENT HUB | BLOOD PRESSURE MONITOR | CLOCK FACE | WELCH ALLYN | PLANNED PREVENTATIVE (REGULAR SERVICING) | 3 | 3-Average
OHFT0765 | MARLBOROUGH HOUSE-MILTON KEYNES | WATLING WARD | BLOOD PRESSURE MONITOR | CLOCK FACE | WELCH ALLYN | PLANNED PREVENTATIVE (REGULAR SERVICING) | 3 | 3-Average
OHFT40341 | BICESTER INNOVATION CENTRE | DISTRICT NURSES | BLOOD PRESSURE MONITOR | CLOCK FACE | WELCH ALLYN | PLANNED PREVENTATIVE (REGULAR SERVICING) | 17 | 4-Poor | 2008
OHFT45674 | ORCHARD HEALTH CENTRE | COMMUNITY HEART FAILURE TEAM | BLOOD PRESSURE MONITOR | CLOCK FACE | WELCH ALLYN | PLANNED PREVENTATIVE (REGULAR SERVICING) | 3 | 3-Average
OHFT45806 | ORCHARD HEALTH CENTRE | COMMUNITY HEART FAILURE TEAM | BLOOD PRESSURE MONITOR | CLOCK FACE | WELCH ALLYN | PLANNED PREVENTATIVE (REGULAR SERVICING) | 3 | 3-Average
OHFT0658 | WHITELEAF CENTRE | AMBER WARD | BLOOD PRESSURE MONITOR | CLOCK FACE | WELCH ALLYN | PLANNED PREVENTATIVE (REGULAR SERVICING) | 6 | 3-Average | 2019
OHFT2333 | WALLINGFORD COMMUNITY HOSPITAL | COMMUNITY THERAPY SERVICES | BLOOD PRESSURE MONITOR | CLOCK FACE | WELCH ALLYN | PLANNED PREVENTATIVE (REGULAR SERVICING) | 3 | 3-Average
OHFT2335 | WALLINGFORD COMMUNITY HOSPITAL | ADULT MENTAL HEALTH UNIT | BLOOD PRESSURE MONITOR | CLOCK FACE | WELCH ALLYN | PLANNED PREVENTATIVE (REGULAR SERVICING) | 3 | 3-Average
OHFT0692 | LITTLEMORE MENTAL HEALTH CENTRE | GLYME WARD | BLOOD PRESSURE MONITOR | CLOCK FACE | WELCH ALLYN | PLANNED PREVENTATIVE (REGULAR SERVICING) | 3 | 3-Average
OHFT45703 | THE FIENNES CENTRE | COMMUNITY THERAPY SERVICES | BLOOD PRESSURE MONITOR | CLOCK FACE | WELCH ALLYN | PLANNED PREVENTATIVE (REGULAR SERVICING) | 3 | 3-Average
OHFT45704 | THE FIENNES CENTRE | COMMUNITY THERAPY SERVICES | BLOOD PRESSURE MONITOR | CLOCK FACE | WELCH ALLYN | PLANNED PREVENTATIVE (REGULAR SERVICING) | 3 | 3-Average
OHFT45705 | THE FIENNES CENTRE | CMHT | BLOOD PRESSURE MONITOR | CLOCK FACE | WELCH ALLYN | PLANNED PREVENTATIVE (REGULAR SERVICING) | 3 | 3-Average
OHFT45706 | THE FIENNES CENTRE | COMMUNITY THERAPY SERVICES | BLOOD PRESSURE MONITOR | CLOCK FACE | WELCH ALLYN | PLANNED PREVENTATIVE (REGULAR SERVICING) | 3 | 3-Average
OHFT45707 | THE FIENNES CENTRE | COMMUNITY THERAPY SERVICES | BLOOD PRESSURE MONITOR | CLOCK FACE | WELCH ALLYN | PLANNED PREVENTATIVE (REGULAR SERVICING) | 3 | 3-Average
OHFT44886 | ORCHARD HEALTH CENTRE | COMMUNITY HEART FAILURE TEAM | BLOOD PRESSURE MONITOR | CLOCK FACE | WELCH ALLYN | PLANNED PREVENTATIVE (REGULAR SERVICING) | 5 | 3-Average | 2020
OHFT0467 | SAFFRON HOUSE | CAMHS HIGH WYCOMBE | BLOOD PRESSURE MONITOR | CLOCK FACE | WELCH ALLYN | PLANNED PREVENTATIVE (REGULAR SERVICING) | 3 | 3-Average
2008041833 | WARNEFORD HOSPITAL | CLINICAL RESEARCH | BLOOD PRESSURE MONITOR | CLOCK FACE | WELCH ALLYN | PLANNED PREVENTATIVE (REGULAR SERVICING) | 5 | 3-Average | 2020
OHFT45648 | WINDRUSH HOUSE-WITNEY | COMMUNITY THERAPY SERVICES | BLOOD PRESSURE MONITOR | CLOCK FACE | WELCH ALLYN | PLANNED PREVENTATIVE (REGULAR SERVICING) | 3 | 3-Average
OHFT45649 | WINDRUSH HOUSE-WITNEY | CARE HOME SUPPORT SERVICE | BLOOD PRESSURE MONITOR | CLOCK FACE | WELCH ALLYN | PLANNED PREVENTATIVE (REGULAR SERVICING) | 3 | 3-Average
OHFT45650 | WINDRUSH HOUSE-WITNEY | COMMUNITY THERAPY SERVICES | BLOOD PRESSURE MONITOR | CLOCK FACE | WELCH ALLYN | PLANNED PREVENTATIVE (REGULAR SERVICING) | 3 | 3-Average
OHFT45702 | THE FIENNES CENTRE | COMMUNITY THERAPY SERVICES | BLOOD PRESSURE MONITOR | CLOCK FACE | WELCH ALLYN | PLANNED PREVENTATIVE (REGULAR SERVICING) | 3 | 3-Average
OHFT45652 | WINDRUSH HOUSE-WITNEY | DISTRICT NURSES | BLOOD PRESSURE MONITOR | CLOCK FACE | WELCH ALLYN | PLANNED PREVENTATIVE (REGULAR SERVICING) | 3 | 3-Average
OHFT45653 | WINDRUSH HOUSE-WITNEY | COMMUNITY THERAPY SERVICES | BLOOD PRESSURE MONITOR | CLOCK FACE | WELCH ALLYN | PLANNED PREVENTATIVE (REGULAR SERVICING) | 3 | 3-Average
OHFT45654 | WINDRUSH HOUSE-WITNEY | COMMUNITY THERAPY SERVICES | BLOOD PRESSURE MONITOR | CLOCK FACE | WELCH ALLYN | PLANNED PREVENTATIVE (REGULAR SERVICING) | 3 | 3-Average
OHFT45655 | BICESTER COMMUNITY HOSPITAL | COMMUNITY THERAPY SERVICES | BLOOD PRESSURE MONITOR | CLOCK FACE | WELCH ALLYN | PLANNED PREVENTATIVE (REGULAR SERVICING) | 5 | 3-Average | 2020
OHFT45656 | WINDRUSH HOUSE-WITNEY | COMMUNITY THERAPY SERVICES | BLOOD PRESSURE MONITOR | CLOCK FACE | WELCH ALLYN | PLANNED PREVENTATIVE (REGULAR SERVICING) | 3 | 3-Average
OHFT45708 | THE FIENNES CENTRE | CMHT | BLOOD PRESSURE MONITOR | CLOCK FACE | WELCH ALLYN | PLANNED PREVENTATIVE (REGULAR SERVICING) | 3 | 3-Average
OHFT45719 | WINDRUSH HOUSE-WITNEY | DISTRICT NURSES | BLOOD PRESSURE MONITOR | CLOCK FACE | WELCH ALLYN | PLANNED PREVENTATIVE (REGULAR SERVICING) | 3 | 3-Average
OHFT45720 | WINDRUSH HOUSE-WITNEY | CARE HOME SUPPORT SERVICE | BLOOD PRESSURE MONITOR | CLOCK FACE | WELCH ALLYN | PLANNED PREVENTATIVE (REGULAR SERVICING) | 3 | 3-Average
OHFT45722 | WINDRUSH HOUSE-WITNEY | CARE HOME SUPPORT SERVICE | BLOOD PRESSURE MONITOR | CLOCK FACE | WELCH ALLYN | PLANNED PREVENTATIVE (REGULAR SERVICING) | 3 | 3-Average
OHFT45724 | WINDRUSH HOUSE-WITNEY | CARE HOME SUPPORT SERVICE | BLOOD PRESSURE MONITOR | CLOCK FACE | WELCH ALLYN | PLANNED PREVENTATIVE (REGULAR SERVICING) | 3 | 3-Average
OHFT45725 | WINDRUSH HOUSE-WITNEY | FALLS PREVENTION SERVICE | BLOOD PRESSURE MONITOR | CLOCK FACE | WELCH ALLYN | PLANNED PREVENTATIVE (REGULAR SERVICING) | 3 | 3-Average
OHFT45651 | WINDRUSH HOUSE-WITNEY | CARE HOME SUPPORT SERVICE | BLOOD PRESSURE MONITOR | CLOCK FACE | WELCH ALLYN | PLANNED PREVENTATIVE (REGULAR SERVICING) | 3 | 3-Average
OHFT44826 | WINDRUSH HOUSE-WITNEY | DISTRICT NURSES | BLOOD PRESSURE MONITOR | CLOCK FACE | WELCH ALLYN | PLANNED PREVENTATIVE (REGULAR SERVICING) | 3 | 3-Average
OHFT44828 | WINDRUSH HOUSE-WITNEY | UCR-URGENT COMMUNITY RESPONSE | BLOOD PRESSURE MONITOR | CLOCK FACE | WELCH ALLYN | PLANNED PREVENTATIVE (REGULAR SERVICING) | 3 | 3-Average
OHFT44830 | WINDRUSH HOUSE-WITNEY | COMMUNITY THERAPY SERVICES | BLOOD PRESSURE MONITOR | CLOCK FACE | WELCH ALLYN | PLANNED PREVENTATIVE (REGULAR SERVICING) | 3 | 3-Average
OHFT44831 | THE FIENNES CENTRE | DISTRICT NURSES | BLOOD PRESSURE MONITOR | CLOCK FACE | WELCH ALLYN | PLANNED PREVENTATIVE (REGULAR SERVICING) | 3 | 3-Average
OHFT40191 | THE FIENNES CENTRE | DISTRICT NURSES | BLOOD PRESSURE MONITOR | CLOCK FACE | WELCH ALLYN | PLANNED PREVENTATIVE (REGULAR SERVICING) | 13 | 4-Poor | 2012
OHFT45718 | WINDRUSH HOUSE-WITNEY | COMMUNITY THERAPY SERVICES | BLOOD PRESSURE MONITOR | CLOCK FACE | WELCH ALLYN | PLANNED PREVENTATIVE (REGULAR SERVICING) | 3 | 3-Average
OHFT42760 | ABINGDON COMMUNITY HOSPITAL | DISTRICT NURSES | BLOOD PRESSURE MONITOR | CLOCK FACE | WELCH ALLYN | PLANNED PREVENTATIVE (REGULAR SERVICING) | 3 | 3-Average
OHFT46653 | TOWNLANDS COMMUNITY HOSPITAL | DISTRICT NURSES | BLOOD PRESSURE MONITOR | CLOCK FACE | WELCH ALLYN | PLANNED PREVENTATIVE (REGULAR SERVICING) | 3 | 3-Average
OHFT0952 | WANTAGE HEALTH CENTRE | DISTRICT NURSES | BLOOD PRESSURE MONITOR | CLOCK FACE | WELCH ALLYN | PLANNED PREVENTATIVE (REGULAR SERVICING) | 17 | 4-Poor | 2008
OHFT44935 | WANTAGE HEALTH CENTRE | DISTRICT NURSES | BLOOD PRESSURE MONITOR | CLOCK FACE | WELCH ALLYN | PLANNED PREVENTATIVE (REGULAR SERVICING) | 3 | 3-Average
OHFT44936 | WANTAGE HEALTH CENTRE | DISTRICT NURSES | BLOOD PRESSURE MONITOR | CLOCK FACE | WELCH ALLYN | PLANNED PREVENTATIVE (REGULAR SERVICING) | 3 | 3-Average
OHFT0685 | THE FIENNES CENTRE | DISTRICT NURSES | BLOOD PRESSURE MONITOR | CLOCK FACE | WELCH ALLYN | PLANNED PREVENTATIVE (REGULAR SERVICING) | 6 | 3-Average | 2019
OHFT45164 | ABINGDON COMMUNITY HOSPITAL | DISTRICT NURSES | BLOOD PRESSURE MONITOR | CLOCK FACE | WELCH ALLYN | PLANNED PREVENTATIVE (REGULAR SERVICING) | 3 | 3-Average
OHFT45165 | WANTAGE HEALTH CENTRE | DISTRICT NURSES | BLOOD PRESSURE MONITOR | CLOCK FACE | WELCH ALLYN | PLANNED PREVENTATIVE (REGULAR SERVICING) | 3 | 3-Average
OHFT0420 | WINDRUSH HOUSE-WITNEY | DISTRICT NURSES | BLOOD PRESSURE MONITOR | CLOCK FACE | WELCH ALLYN | PLANNED PREVENTATIVE (REGULAR SERVICING) | 3 | 3-Average
OHFT44832 | WINDRUSH HOUSE-WITNEY | DISTRICT NURSES | BLOOD PRESSURE MONITOR | CLOCK FACE | WELCH ALLYN | PLANNED PREVENTATIVE (REGULAR SERVICING) | 3 | 3-Average
OHFT44833 | WINDRUSH HOUSE-WITNEY | DISTRICT NURSES | BLOOD PRESSURE MONITOR | CLOCK FACE | WELCH ALLYN | PLANNED PREVENTATIVE (REGULAR SERVICING) | 3 | 3-Average
OHFT2348 | MURRAY HOUSE | JERICHO-DISTRICT NURSES | BLOOD PRESSURE MONITOR | CLOCK FACE | WELCH ALLYN | PLANNED PREVENTATIVE (REGULAR SERVICING) | 3 | 3-Average
OHFT44835 | WINDRUSH HOUSE-WITNEY | DISTRICT NURSES | BLOOD PRESSURE MONITOR | CLOCK FACE | WELCH ALLYN | PLANNED PREVENTATIVE (REGULAR SERVICING) | 3 | 3-Average
OHFT44846 | WINDRUSH HOUSE-WITNEY | DISTRICT NURSES | BLOOD PRESSURE MONITOR | CLOCK FACE | WELCH ALLYN | PLANNED PREVENTATIVE (REGULAR SERVICING) | 3 | 3-Average
OHFT44847 | WINDRUSH HOUSE-WITNEY | DISTRICT NURSES | BLOOD PRESSURE MONITOR | CLOCK FACE | WELCH ALLYN | PLANNED PREVENTATIVE (REGULAR SERVICING) | 3 | 3-Average
OHFT44848 | WINDRUSH HOUSE-WITNEY | DISTRICT NURSES | BLOOD PRESSURE MONITOR | CLOCK FACE | WELCH ALLYN | PLANNED PREVENTATIVE (REGULAR SERVICING) | 3 | 3-Average
OHFT45217 | WINDRUSH HOUSE-WITNEY | DISTRICT NURSES | BLOOD PRESSURE MONITOR | CLOCK FACE | WELCH ALLYN | PLANNED PREVENTATIVE (REGULAR SERVICING) | 3 | 3-Average
OHFT44937 | TOWNLANDS COMMUNITY HOSPITAL | DISTRICT NURSES | BLOOD PRESSURE MONITOR | CLOCK FACE | WELCH ALLYN | PLANNED PREVENTATIVE (REGULAR SERVICING) | 3 | 3-Average
OHFT0188 | THE SLADE BUILDING | LEARNING DISABILITY SERVICE | BLOOD PRESSURE MONITOR | CLOCK FACE | WELCH ALLYN | PLANNED PREVENTATIVE (REGULAR SERVICING) | 9 | 4-Poor | 2016
OHFT0189 | THE SLADE BUILDING | LEARNING DISABILITY SERVICE | BLOOD PRESSURE MONITOR | CLOCK FACE | WELCH ALLYN | PLANNED PREVENTATIVE (REGULAR SERVICING) | 9 | 4-Poor | 2016
OHFT45405 | WANTAGE COMMUNITY HOSPITAL | PODIATRY | BLOOD PRESSURE MONITOR | CLOCK FACE | WELCH ALLYN | PLANNED PREVENTATIVE (REGULAR SERVICING) | 3 | 3-Average
OHFT45407 | DIDCOT COMMUNITY HOSPITAL | PODIATRY | BLOOD PRESSURE MONITOR | CLOCK FACE | WELCH ALLYN | PLANNED PREVENTATIVE (REGULAR SERVICING) | 3 | 3-Average
OHFT40798 | THE FIENNES CENTRE | DISTRICT NURSES | BLOOD PRESSURE MONITOR | CLOCK FACE | WELCH ALLYN | PLANNED PREVENTATIVE (REGULAR SERVICING) | 11 | 4-Poor | 2014
OHFT44834 | BROADSHIRES HEALTH CENTRE | DISTRICT NURSES | BLOOD PRESSURE MONITOR | CLOCK FACE | WELCH ALLYN | PLANNED PREVENTATIVE (REGULAR SERVICING) | 3 | 3-Average
OHFT0769 | TOWNLANDS COMMUNITY HOSPITAL | MINOR INJURIES UNIT | BLOOD PRESSURE MONITOR | CLOCK FACE | WELCH ALLYN | PLANNED PREVENTATIVE (REGULAR SERVICING) | 3 | 3-Average
OHFT44939 | UNIPART HOUSE | LEARNING & DEVELOPMENT | BLOOD PRESSURE MONITOR | CLOCK FACE | WELCH ALLYN | PLANNED PREVENTATIVE (REGULAR SERVICING) | 3 | 3-Average
OHFT44940 | UNIPART HOUSE | LEARNING & DEVELOPMENT | BLOOD PRESSURE MONITOR | CLOCK FACE | WELCH ALLYN | PLANNED PREVENTATIVE (REGULAR SERVICING) | 3 | 3-Average
OHFT44941 | UNIPART HOUSE | LEARNING & DEVELOPMENT | BLOOD PRESSURE MONITOR | CLOCK FACE | WELCH ALLYN | PLANNED PREVENTATIVE (REGULAR SERVICING) | 3 | 3-Average
OHFT44942 | UNIPART HOUSE | LEARNING & DEVELOPMENT | BLOOD PRESSURE MONITOR | CLOCK FACE | WELCH ALLYN | PLANNED PREVENTATIVE (REGULAR SERVICING) | 3 | 3-Average
OHFT44699 | WHITELEAF CENTRE | WOODLANDS MANOR HOUSE | BLOOD PRESSURE MONITOR | CLOCK FACE | WELCH ALLYN | PLANNED PREVENTATIVE (REGULAR SERVICING) | 3 | 3-Average
OHFT44944 | UNIPART HOUSE | LEARNING & DEVELOPMENT | BLOOD PRESSURE MONITOR | CLOCK FACE | WELCH ALLYN | PLANNED PREVENTATIVE (REGULAR SERVICING) | 3 | 3-Average
OHFT44945 | UNIPART HOUSE | LEARNING & DEVELOPMENT | BLOOD PRESSURE MONITOR | CLOCK FACE | WELCH ALLYN | PLANNED PREVENTATIVE (REGULAR SERVICING) | 3 | 3-Average
OHFT44946 | UNIPART HOUSE | LEARNING & DEVELOPMENT | BLOOD PRESSURE MONITOR | CLOCK FACE | WELCH ALLYN | PLANNED PREVENTATIVE (REGULAR SERVICING) | 3 | 3-Average
OHFT45937 | WALLINGFORD COMMUNITY HOSPITAL | ST LEONARDS WARD | BLOOD PRESSURE MONITOR | CLOCK FACE | WELCH ALLYN | PLANNED PREVENTATIVE (REGULAR SERVICING) | 3 | 3-Average
OHFT45939 | WALLINGFORD COMMUNITY HOSPITAL | ST LEONARDS WARD | BLOOD PRESSURE MONITOR | CLOCK FACE | WELCH ALLYN | PLANNED PREVENTATIVE (REGULAR SERVICING) | 3 | 3-Average
OHFT45094 | TOWNLANDS COMMUNITY HOSPITAL | RAPID ACCESS CARE UNIT (RACU) | BLOOD PRESSURE MONITOR | CLOCK FACE | WELCH ALLYN | PLANNED PREVENTATIVE (REGULAR SERVICING) | 3 | 3-Average
OHFT40928 | WALLINGFORD COMMUNITY HOSPITAL | ST LEONARDS WARD | BLOOD PRESSURE MONITOR | CLOCK FACE | WELCH ALLYN | PLANNED PREVENTATIVE (REGULAR SERVICING) | 12 | 4-Poor | 2013
OHFT44957 | WALLINGFORD COMMUNITY HOSPITAL | ST LEONARDS WARD | BLOOD PRESSURE MONITOR | CLOCK FACE | WELCH ALLYN | PLANNED PREVENTATIVE (REGULAR SERVICING) | 3 | 3-Average
OHFT44958 | WALLINGFORD COMMUNITY HOSPITAL | ST LEONARDS WARD | BLOOD PRESSURE MONITOR | CLOCK FACE | WELCH ALLYN | PLANNED PREVENTATIVE (REGULAR SERVICING) | 3 | 3-Average
OHFT44959 | WALLINGFORD COMMUNITY HOSPITAL | ST LEONARDS WARD | BLOOD PRESSURE MONITOR | CLOCK FACE | WELCH ALLYN | PLANNED PREVENTATIVE (REGULAR SERVICING) | 3 | 3-Average
OHFT44962 | WALLINGFORD COMMUNITY HOSPITAL | ST LEONARDS WARD | BLOOD PRESSURE MONITOR | CLOCK FACE | WELCH ALLYN | PLANNED PREVENTATIVE (REGULAR SERVICING) | 3 | 3-Average
OHFT44943 | UNIPART HOUSE | LEARNING & DEVELOPMENT | BLOOD PRESSURE MONITOR | CLOCK FACE | WELCH ALLYN | PLANNED PREVENTATIVE (REGULAR SERVICING) | 3 | 3-Average
OHFT45608 | WHITELEAF CENTRE | OACMHT | BLOOD PRESSURE MONITOR | CLOCK FACE | WELCH ALLYN | PLANNED PREVENTATIVE (REGULAR SERVICING) | 3 | 3-Average
OHFT45609 | WHITELEAF CENTRE | OACMHT | BLOOD PRESSURE MONITOR | CLOCK FACE | WELCH ALLYN | PLANNED PREVENTATIVE (REGULAR SERVICING) | 3 | 3-Average
OHFT45610 | WHITELEAF CENTRE | OACMHT | BLOOD PRESSURE MONITOR | CLOCK FACE | WELCH ALLYN | PLANNED PREVENTATIVE (REGULAR SERVICING) | 3 | 3-Average
OHFT44790 | WINDRUSH HEALTH CENTRE | PODIATRY | BLOOD PRESSURE MONITOR | CLOCK FACE | WELCH ALLYN | PLANNED PREVENTATIVE (REGULAR SERVICING) | 3 | 3-Average
OHFT45928 | WITNEY COMMUNITY HOSPITAL | LINFOOT WARD | BLOOD PRESSURE MONITOR | CLOCK FACE | WELCH ALLYN | PLANNED PREVENTATIVE (REGULAR SERVICING) | 3 | 3-Average
OHFT45940 | WALLINGFORD COMMUNITY HOSPITAL | ST LEONARDS WARD | BLOOD PRESSURE MONITOR | CLOCK FACE | WELCH ALLYN | PLANNED PREVENTATIVE (REGULAR SERVICING) | 3 | 3-Average
OHFT43543 | ABINGDON COMMUNITY HOSPITAL | HOSPITAL AT HOME | BLOOD PRESSURE MONITOR | CLOCK FACE | WELCH ALLYN | PLANNED PREVENTATIVE (REGULAR SERVICING) | 4 | 4-Poor | 2018
OHFT43608 | ABINGDON COMMUNITY HOSPITAL | HOSPITAL AT HOME | BLOOD PRESSURE MONITOR | CLOCK FACE | WELCH ALLYN | PLANNED PREVENTATIVE (REGULAR SERVICING) | 7 | 4-Poor | 2018
OXFT2064 | BURY KNOWLE HEALTH CENTRE | DISTRICT NURSES | BLOOD PRESSURE MONITOR | CLOCK FACE | WELCH ALLYN | PLANNED PREVENTATIVE (REGULAR SERVICING) | 14 | 4-Poor | 2011
OXFT2090 | UNIPART HOUSE | RESUSCITATION TEAM | BLOOD PRESSURE MONITOR | CLOCK FACE | WELCH ALLYN | PLANNED PREVENTATIVE (REGULAR SERVICING) | 13 | 4-Poor | 2012
OHFT42514 | THE FIENNES CENTRE | DISTRICT NURSES | BLOOD PRESSURE MONITOR | CLOCK FACE | WELCH ALLYN | PLANNED PREVENTATIVE (REGULAR SERVICING) | 3 | 3-Average
OHFT44964 | WALLINGFORD COMMUNITY HOSPITAL | ST LEONARDS WARD | BLOOD PRESSURE MONITOR | CLOCK FACE | WELCH ALLYN | PLANNED PREVENTATIVE (REGULAR SERVICING) | 3 | 3-Average
OHFT45425 | ABINGDON COMMUNITY HOSPITAL | DISTRICT NURSES | BLOOD PRESSURE MONITOR | CLOCK FACE | WELCH ALLYN | PLANNED PREVENTATIVE (REGULAR SERVICING) | 3 | 3-Average
OHFT45426 | FARINGDON MEDICAL CENTRE | DISTRICT NURSES-FARINGDON & SHRIVENHAM | BLOOD PRESSURE MONITOR | CLOCK FACE | WELCH ALLYN | PLANNED PREVENTATIVE (REGULAR SERVICING) | 3 | 3-Average
OHFY42200 | THE FIENNES CENTRE | DISTRICT NURSES | BLOOD PRESSURE MONITOR | CLOCK FACE | WELCH ALLYN | PLANNED PREVENTATIVE (REGULAR SERVICING) | 8 | 4-Poor | 2017
OXFT2122 | THE FIENNES CENTRE | DISTRICT NURSES | BLOOD PRESSURE MONITOR | CLOCK FACE | WELCH ALLYN | PLANNED PREVENTATIVE (REGULAR SERVICING) | 4 | 2-Good
OHFT45220 | THE FIENNES CENTRE | DISTRICT NURSES | BLOOD PRESSURE MONITOR | CLOCK FACE | WELCH ALLYN | PLANNED PREVENTATIVE (REGULAR SERVICING) | 4 | 2-Good
OHFT45847 | THE FIENNES CENTRE | OUT OF HOURS CLINIC | BLOOD PRESSURE MONITOR | CLOCK FACE | WELCH ALLYN | PLANNED PREVENTATIVE (REGULAR SERVICING) | 3 | 3-Average
OHFT0933 | WITNEY COMMUNITY HOSPITAL | CHILDREN & YOUNG ADULT SERVICE | BLOOD PRESSURE MONITOR | RI-SAN | RIESTER RUDOLF | PLANNED PREVENTATIVE (REGULAR SERVICING) | 3 | 3-Average
OHFT0452 | CHIPPING NORTON COMMUNITY HOSPITAL | DISTRICT NURSES | BLOOD PRESSURE MONITOR | ANEROID | GRAHAM FIELDS | PLANNED PREVENTATIVE (REGULAR SERVICING) | 3 | 3-Average
OHFT45421 | ABINGDON COMMUNITY HOSPITAL | DISTRICT NURSES | BLOOD PRESSURE MONITOR | CLOCK FACE | WELCH ALLYN | PLANNED PREVENTATIVE (REGULAR SERVICING) | 3 | 3-Average
OHFT45422 | TOWNLANDS COMMUNITY HOSPITAL | DISTRICT NURSES | BLOOD PRESSURE MONITOR | CLOCK FACE | WELCH ALLYN | PLANNED PREVENTATIVE (REGULAR SERVICING) | 3 | 3-Average
OHFT45423 | DIDCOT HEALTH CENTRE | DISTRICT NURSES | BLOOD PRESSURE MONITOR | CLOCK FACE | WELCH ALLYN | PLANNED PREVENTATIVE (REGULAR SERVICING) | 3 | 3-Average
OHFT45424 | ABINGDON COMMUNITY HOSPITAL | DISTRICT NURSES | BLOOD PRESSURE MONITOR | CLOCK FACE | WELCH ALLYN | PLANNED PREVENTATIVE (REGULAR SERVICING) | 3 | 3-Average
OXFT5034 | THE SLADE BUILDING | LEARNING DISABILITY SERVICE | BLOOD PRESSURE MONITOR | M2 | OMRON HEALTHCARE | PLANNED PREVENTATIVE (REGULAR SERVICING) | 0 | 1-Excellent
OHFT2808 | WARNEFORD HOSPITAL | ECT | BLOOD PRESSURE MONITOR | MINIMUS II | RIESTER RUDOLF | PLANNED PREVENTATIVE (REGULAR SERVICING) | 3 | 3-Average
OHFT43439 | RAGLAN HOUSE | CAMHS | BLOOD PRESSURE MONITOR | PRO BP3400 | WELCH ALLYN | PLANNED PREVENTATIVE (REGULAR SERVICING) | 3 | 3-Average
OHFT43440 | RAGLAN HOUSE | CAMHS | BLOOD PRESSURE MONITOR | PRO BP3400 | WELCH ALLYN | PLANNED PREVENTATIVE (REGULAR SERVICING) | 3 | 3-Average
OHFT43441 | RAGLAN HOUSE | CAMHS | BLOOD PRESSURE MONITOR | PRO BP3400 | WELCH ALLYN | PLANNED PREVENTATIVE (REGULAR SERVICING) | 3 | 3-Average
OHFT43547 | RAGLAN HOUSE | CAMHS | BLOOD PRESSURE MONITOR | PRO BP3400 | WELCH ALLYN | PLANNED PREVENTATIVE (REGULAR SERVICING) | 3 | 3-Average
OXFT3507 | BLACKBIRD LEYS CENTRE | RESPIRATORY | BLOOD PRESSURE MONITOR | DURASHOCK DS-54 | WELCH ALLYN | PLANNED PREVENTATIVE (REGULAR SERVICING) | 1 | 2-Good | 2023
OHFT46143 | BLACKBIRD LEYS CENTRE | COMMUNITY THERAPY SERVICES | BLOOD PRESSURE MONITOR | DS-6501-300 | WELCH ALLYN | PLANNED PREVENTATIVE (REGULAR SERVICING) | 4 | 2-Good | 2021
OHFT46144 | BLACKBIRD LEYS CENTRE | COMMUNITY THERAPY SERVICES | BLOOD PRESSURE MONITOR | DS-6501-300 | WELCH ALLYN | PLANNED PREVENTATIVE (REGULAR SERVICING) | 4 | 2-Good | 2021
OHFT46145 | THE LEYS HEALTH CENTRE | DISTRICT NURSES | BLOOD PRESSURE MONITOR | DS-6501-300 | WELCH ALLYN | PLANNED PREVENTATIVE (REGULAR SERVICING) | 4 | 2-Good | 2021
OXFT1439 | BICESTER HEALTH CENTRE | DENTAL CLINIC | BLOOD PRESSURE MONITOR | M2 | OMRON HEALTHCARE | PLANNED PREVENTATIVE (REGULAR SERVICING) | 5 | 3-Average | 2020
OXFT5033 | THE SLADE BUILDING | LEARNING DISABILITY SERVICE | BLOOD PRESSURE MONITOR | M2 | OMRON HEALTHCARE | PLANNED PREVENTATIVE (REGULAR SERVICING) | 0 | 1-Excellent | 2024
OXFT3538 | ABINGDON COMMUNITY HOSPITAL | OSRU | BLOOD PRESSURE MONITOR | DURASHOCK DS-54 | WELCH ALLYN | PLANNED PREVENTATIVE (REGULAR SERVICING) | 1 | 2-Good | 2023
OXFT3478 | ABINGDON COMMUNITY HOSPITAL | HOSPITAL AT HOME | BLOOD PRESSURE MONITOR | DURASHOCK DS-54 | WELCH ALLYN | PLANNED PREVENTATIVE (REGULAR SERVICING) | 1 | 2-Good | 2023
OXFT3479 | ABINGDON COMMUNITY HOSPITAL | HOSPITAL AT HOME | BLOOD PRESSURE MONITOR | DURASHOCK DS-54 | WELCH ALLYN | PLANNED PREVENTATIVE (REGULAR SERVICING) | 1 | 2-Good | 2023
OXFT3480 | LITTLEMORE MENTAL HEALTH CENTRE | GLYME WARD | BLOOD PRESSURE MONITOR | DURASHOCK DS-54 | WELCH ALLYN | PLANNED PREVENTATIVE (REGULAR SERVICING) | 1 | 2-Good | 2023
OXFT3481 | LITTLEMORE MENTAL HEALTH CENTRE | GLYME WARD | BLOOD PRESSURE MONITOR | DURASHOCK DS-54 | WELCH ALLYN | PLANNED PREVENTATIVE (REGULAR SERVICING) | 1 | 2-Good | 2023
OXFT3499 | WITNEY COMMUNITY HOSPITAL | EMU | BLOOD PRESSURE MONITOR | DURASHOCK DS-54 | WELCH ALLYN | PLANNED PREVENTATIVE (REGULAR SERVICING) | 1 | 2-Good
OXFT3545 | ABINGDON COMMUNITY HOSPITAL | OSRU | BLOOD PRESSURE MONITOR | DURASHOCK DS-54 | WELCH ALLYN | PLANNED PREVENTATIVE (REGULAR SERVICING) | 1 | 2-Good | 2023
OXFT3508 | BLACKBIRD LEYS CENTRE | RESPIRATORY | BLOOD PRESSURE MONITOR | DURASHOCK DS-54 | WELCH ALLYN | PLANNED PREVENTATIVE (REGULAR SERVICING) | 1 | 2-Good | 2023
OXFT3509 | BLACKBIRD LEYS CENTRE | RESPIRATORY | BLOOD PRESSURE MONITOR | DURASHOCK DS-54 | WELCH ALLYN | PLANNED PREVENTATIVE (REGULAR SERVICING) | 1 | 2-Good | 2023
OXFT3518 | WINDRUSH HOUSE-WITNEY | CARE HOME SUPPORT SERVICE | BLOOD PRESSURE MONITOR | DURASHOCK DS-54 | WELCH ALLYN | PLANNED PREVENTATIVE (REGULAR SERVICING) | 1 | 2-Good | 2023
OXFT3519 | WINDRUSH HOUSE-WITNEY | FALLS PREVENTION SERVICE | BLOOD PRESSURE MONITOR | DURASHOCK DS-54 | WELCH ALLYN | PLANNED PREVENTATIVE (REGULAR SERVICING) | 1 | 2-Good | 2023
OXFT3536 | ABINGDON COMMUNITY HOSPITAL | OSRU | BLOOD PRESSURE MONITOR | DURASHOCK DS-54 | WELCH ALLYN | PLANNED PREVENTATIVE (REGULAR SERVICING) | 1 | 2-Good | 2023
OXFT3649 | ABINGDON COMMUNITY HOSPITAL | COMMUNITY THERAPY SERVICES | BLOOD PRESSURE MONITOR | DURASHOCK DS-54 | WELCH ALLYN | PLANNED PREVENTATIVE (REGULAR SERVICING) | 1 | 2-Good | 2023
OXFT3540 | ABINGDON COMMUNITY HOSPITAL | OSRU | BLOOD PRESSURE MONITOR | DURASHOCK DS-54 | WELCH ALLYN | PLANNED PREVENTATIVE (REGULAR SERVICING) | 1 | 2-Good | 2023
OXFT3541 | ABINGDON COMMUNITY HOSPITAL | OSRU | BLOOD PRESSURE MONITOR | DURASHOCK DS-54 | WELCH ALLYN | PLANNED PREVENTATIVE (REGULAR SERVICING) | 1 | 2-Good | 2023
OXFT3542 | ABINGDON COMMUNITY HOSPITAL | OSRU | BLOOD PRESSURE MONITOR | DURASHOCK DS-54 | WELCH ALLYN | PLANNED PREVENTATIVE (REGULAR SERVICING) | 1 | 2-Good | 2023
OXFT3543 | ABINGDON COMMUNITY HOSPITAL | OSRU | BLOOD PRESSURE MONITOR | DURASHOCK DS-54 | WELCH ALLYN | PLANNED PREVENTATIVE (REGULAR SERVICING) | 1 | 2-Good | 2023
OXFT3544 | ABINGDON COMMUNITY HOSPITAL | OSRU | BLOOD PRESSURE MONITOR | DURASHOCK DS-54 | WELCH ALLYN | PLANNED PREVENTATIVE (REGULAR SERVICING) | 1 | 2-Good | 2023
OXFT3688 | THE SLADE BUILDING | LEARNING DISABILITY SERVICE | BLOOD PRESSURE MONITOR | DURASHOCK DS-54 | WELCH ALLYN | PLANNED PREVENTATIVE (REGULAR SERVICING) | 1 | 2-Good | 2023
OXFT3537 | ABINGDON COMMUNITY HOSPITAL | OSRU | BLOOD PRESSURE MONITOR | DURASHOCK DS-54 | WELCH ALLYN | PLANNED PREVENTATIVE (REGULAR SERVICING) | 1 | 2-Good | 2023
OXFT3635 | WINDRUSH HOUSE-WITNEY | CARE HOME SUPPORT SERVICE | BLOOD PRESSURE MONITOR | DURASHOCK DS-54 | WELCH ALLYN | PLANNED PREVENTATIVE (REGULAR SERVICING) | 1 | 2-Good | 2023
OXFT3632 | WINDRUSH HOUSE-WITNEY | CARE HOME SUPPORT SERVICE | BLOOD PRESSURE MONITOR | DURASHOCK DS-54 | WELCH ALLYN | PLANNED PREVENTATIVE (REGULAR SERVICING) | 1 | 2-Good | 2023
OXFT3634 | WINDRUSH HOUSE-WITNEY | CARE HOME SUPPORT SERVICE | BLOOD PRESSURE MONITOR | DURASHOCK DS-54 | WELCH ALLYN | PLANNED PREVENTATIVE (REGULAR SERVICING) | 1 | 2-Good | 2023
OXFT3648 | WHITELEAF CENTRE | RUBY WARD | BLOOD PRESSURE MONITOR | DURASHOCK DS-54 | WELCH ALLYN | PLANNED PREVENTATIVE (REGULAR SERVICING) | 1 | 2-Good | 2023
OXFT4290 | WANTAGE COMMUNITY HOSPITAL | ADULT MENTAL HEALTH UNIT | BLOOD PRESSURE MONITOR | DURASHOCK DS-54 | WELCH ALLYN | PLANNED PREVENTATIVE (REGULAR SERVICING) | 1 | 2-Good | 2024
OXFT3650 | ABINGDON COMMUNITY HOSPITAL | COMMUNITY THERAPY SERVICES | BLOOD PRESSURE MONITOR | DURASHOCK DS-54 | WELCH ALLYN | PLANNED PREVENTATIVE (REGULAR SERVICING) | 1 | 2-Good | 2023
OXFT3651 | ABINGDON COMMUNITY HOSPITAL | COMMUNITY THERAPY SERVICES | BLOOD PRESSURE MONITOR | DURASHOCK DS-54 | WELCH ALLYN | PLANNED PREVENTATIVE (REGULAR SERVICING) | 1 | 2-Good | 2023
OXFT3652 | ABINGDON COMMUNITY HOSPITAL | COMMUNITY THERAPY SERVICES | BLOOD PRESSURE MONITOR | DURASHOCK DS-54 | WELCH ALLYN | PLANNED PREVENTATIVE (REGULAR SERVICING) | 1 | 2-Good | 2023
OXFT3668 | MARLBOROUGH HOUSE-MILTON KEYNES | WATLING WARD | BLOOD PRESSURE MONITOR | DURASHOCK DS-54 | WELCH ALLYN | PLANNED PREVENTATIVE (REGULAR SERVICING) | 1 | 2-Good | 2023
OXFT3665 | WITNEY COMMUNITY HOSPITAL | MINOR INJURIES UNIT | BLOOD PRESSURE MONITOR | DURASHOCK DS-54 | WELCH ALLYN | PLANNED PREVENTATIVE (REGULAR SERVICING) | 2 | 2-Good | 2023
OXFT4305 | FARINGDON MEDICAL CENTRE | DISTRICT NURSES | BLOOD PRESSURE MONITOR | DURASHOCK DS-54 | WELCH ALLYN | PLANNED PREVENTATIVE (REGULAR SERVICING) | 1 | 2-Good | 2023
OXFT3689 | THE SLADE BUILDING | LEARNING DISABILITY SERVICE | BLOOD PRESSURE MONITOR | DURASHOCK DS-54 | WELCH ALLYN | PLANNED PREVENTATIVE (REGULAR SERVICING) | 1 | 2-Good | 2023
OXFT3709 | ABINGDON COMMUNITY HOSPITAL | HOSPITAL AT HOME | BLOOD PRESSURE MONITOR | DURASHOCK DS-54 | WELCH ALLYN | PLANNED PREVENTATIVE (REGULAR SERVICING) | 1 | 2-Good | 2023
OXFT4282 | DIDCOT HEALTH CENTRE | DISTRICT NURSES | BLOOD PRESSURE MONITOR | DURASHOCK DS-54 | WELCH ALLYN | PLANNED PREVENTATIVE (REGULAR SERVICING) | 1 | 2-Good | 2023
OXFT4280 | DIDCOT HEALTH CENTRE | DISTRICT NURSES | BLOOD PRESSURE MONITOR | DURASHOCK DS-54 | WELCH ALLYN | PLANNED PREVENTATIVE (REGULAR SERVICING) | 1 | 2-Good | 2023
OXFT4281 | DIDCOT HEALTH CENTRE | DISTRICT NURSES | BLOOD PRESSURE MONITOR | DURASHOCK DS-54 | WELCH ALLYN | PLANNED PREVENTATIVE (REGULAR SERVICING) | 1 | 2-Good | 2023
OXFT4312 | ABINGDON COMMUNITY HOSPITAL | DISTRICT NURSES | BLOOD PRESSURE MONITOR | DURASHOCK DS-54 | WELCH ALLYN | PLANNED PREVENTATIVE (REGULAR SERVICING) | 1 | 2-Good | 2023
OXFT4300 | WANTAGE HEALTH CENTRE | DISTRICT NURSES | BLOOD PRESSURE MONITOR | DURASHOCK DS-54 | WELCH ALLYN | PLANNED PREVENTATIVE (REGULAR SERVICING) | 1 | 2-Good | 2023
OXFT4301 | FARINGDON MEDICAL CENTRE | DISTRICT NURSES | BLOOD PRESSURE MONITOR | DURASHOCK DS-54 | WELCH ALLYN | PLANNED PREVENTATIVE (REGULAR SERVICING) | 1 | 2-Good | 2023
OXFT4302 | DIDCOT HEALTH CENTRE | DISTRICT NURSES | BLOOD PRESSURE MONITOR | DURASHOCK DS-54 | WELCH ALLYN | PLANNED PREVENTATIVE (REGULAR SERVICING) | 1 | 2-Good | 2023
OXFT4303 | FARINGDON MEDICAL CENTRE | DISTRICT NURSES | BLOOD PRESSURE MONITOR | DURASHOCK DS-54 | WELCH ALLYN | PLANNED PREVENTATIVE (REGULAR SERVICING) | 1 | 2-Good | 2023
OXFT4304 | DIDCOT HEALTH CENTRE | DISTRICT NURSES | BLOOD PRESSURE MONITOR | DURASHOCK DS-54 | WELCH ALLYN | PLANNED PREVENTATIVE (REGULAR SERVICING) | 1 | 2-Good | 2023
OXFT4359 | CHIPPING NORTON COMMUNITY HOSPITAL | DISTRICT NURSES | BLOOD PRESSURE MONITOR | DURASHOCK DS-54 | WELCH ALLYN | PLANNED PREVENTATIVE (REGULAR SERVICING) | 1 | 2-Good | 2023
OXFT4307 | WANTAGE HEALTH CENTRE | DISTRICT NURSES | BLOOD PRESSURE MONITOR | DURASHOCK DS-54 | WELCH ALLYN | PLANNED PREVENTATIVE (REGULAR SERVICING) | 1 | 2-Good | 2023
OXFT4308 | DIDCOT HEALTH CENTRE | DISTRICT NURSES | BLOOD PRESSURE MONITOR | DURASHOCK DS-54 | WELCH ALLYN | PLANNED PREVENTATIVE (REGULAR SERVICING) | 1 | 2-Good | 2023
OXFT4309 | ABINGDON COMMUNITY HOSPITAL | DISTRICT NURSES | BLOOD PRESSURE MONITOR | DURASHOCK DS-54 | WELCH ALLYN | PLANNED PREVENTATIVE (REGULAR SERVICING) | 1 | 2-Good | 2023
OXFT4310 | DIDCOT HEALTH CENTRE | DISTRICT NURSES | BLOOD PRESSURE MONITOR | DURASHOCK DS-54 | WELCH ALLYN | PLANNED PREVENTATIVE (REGULAR SERVICING) | 1 | 2-Good | 2023
OXFT4311 | FARINGDON MEDICAL CENTRE | DISTRICT NURSES | BLOOD PRESSURE MONITOR | DURASHOCK DS-54 | WELCH ALLYN | PLANNED PREVENTATIVE (REGULAR SERVICING) | 1 | 2-Good | 2023
OXFT4373 | WINDRUSH HEALTH CENTRE | CARE HOME SUPPORT SERVICE | BLOOD PRESSURE MONITOR | DURASHOCK DS-54 | WELCH ALLYN | PLANNED PREVENTATIVE (REGULAR SERVICING) | 1 | 2-Good | 2023
OXFT4313 | DIDCOT HEALTH CENTRE | DISTRICT NURSES | BLOOD PRESSURE MONITOR | DURASHOCK DS-54 | WELCH ALLYN | PLANNED PREVENTATIVE (REGULAR SERVICING) | 1 | 2-Good | 2023
OXFT4314 | DIDCOT HEALTH CENTRE | DISTRICT NURSES | BLOOD PRESSURE MONITOR | DURASHOCK DS-54 | WELCH ALLYN | PLANNED PREVENTATIVE (REGULAR SERVICING) | 1 | 2-Good | 2023
OXFT4357 | THE FIENNES CENTRE | DISTRICT NURSES | BLOOD PRESSURE MONITOR | DURASHOCK DS-54 | WELCH ALLYN | PLANNED PREVENTATIVE (REGULAR SERVICING) | 1 | 2-Good | 2024
OXFT4356 | THE FIENNES CENTRE | DISTRICT NURSES | BLOOD PRESSURE MONITOR | DURASHOCK DS-54 | WELCH ALLYN | PLANNED PREVENTATIVE (REGULAR SERVICING) | 1 | 2-Good | 2024
OXFT4358 | CHIPPING NORTON COMMUNITY HOSPITAL | DISTRICT NURSES | BLOOD PRESSURE MONITOR | DURASHOCK DS-54 | WELCH ALLYN | PLANNED PREVENTATIVE (REGULAR SERVICING) | 1 | 2-Good | 2023
OXFT4404 | WINDRUSH HOUSE-WITNEY | UCR-URGENT COMMUNITY RESPONSE | BLOOD PRESSURE MONITOR | DURASHOCK DS-54 | WELCH ALLYN | PLANNED PREVENTATIVE (REGULAR SERVICING) | 1 | 2-Good | 2024
OXFT4360 | CHIPPING NORTON COMMUNITY HOSPITAL | DISTRICT NURSES | BLOOD PRESSURE MONITOR | DURASHOCK DS-54 | WELCH ALLYN | PLANNED PREVENTATIVE (REGULAR SERVICING) | 1 | 2-Good | 2023
OXFT4361 | CHIPPING NORTON COMMUNITY HOSPITAL | DISTRICT NURSES | BLOOD PRESSURE MONITOR | DURASHOCK DS-54 | WELCH ALLYN | PLANNED PREVENTATIVE (REGULAR SERVICING) | 1 | 2-Good | 2023
OXFT4376 | WINDRUSH HEALTH CENTRE | CARE HOME SUPPORT SERVICE | BLOOD PRESSURE MONITOR | DURASHOCK DS-54 | WELCH ALLYN | PLANNED PREVENTATIVE (REGULAR SERVICING) | 1 | 2-Good | 2023
OXFT4371 | WINDRUSH HEALTH CENTRE | CARE HOME SUPPORT SERVICE | BLOOD PRESSURE MONITOR | DURASHOCK DS-54 | WELCH ALLYN | PLANNED PREVENTATIVE (REGULAR SERVICING) | 1 | 2-Good | 2024
OXFT4372 | WINDRUSH HEALTH CENTRE | CARE HOME SUPPORT SERVICE | BLOOD PRESSURE MONITOR | DURASHOCK DS-54 | WELCH ALLYN | PLANNED PREVENTATIVE (REGULAR SERVICING) | 1 | 2-Good | 2023
OXFT4495 | KENNINGTON | PPE HUB | BLOOD PRESSURE MONITOR | DURASHOCK DS-54 | WELCH ALLYN | PLANNED PREVENTATIVE (REGULAR SERVICING) | 0 | 1-Excellent | 2024
OXFT4374 | WINDRUSH HEALTH CENTRE | CARE HOME SUPPORT SERVICE | BLOOD PRESSURE MONITOR | DURASHOCK DS-54 | WELCH ALLYN | PLANNED PREVENTATIVE (REGULAR SERVICING) | 1 | 2-Good | 2023
OXFT4375 | WINDRUSH HEALTH CENTRE | CARE HOME SUPPORT SERVICE | BLOOD PRESSURE MONITOR | DURASHOCK DS-54 | WELCH ALLYN | PLANNED PREVENTATIVE (REGULAR SERVICING) | 1 | 2-Good | 2023
OXFT4401 | WINDRUSH HOUSE-WITNEY | UCR-URGENT COMMUNITY RESPONSE | BLOOD PRESSURE MONITOR | DURASHOCK DS-54 | WELCH ALLYN | PLANNED PREVENTATIVE (REGULAR SERVICING) | 1 | 2-Good | 2024
OXFT4402 | WINDRUSH HOUSE-WITNEY | UCR-URGENT COMMUNITY RESPONSE | BLOOD PRESSURE MONITOR | DURASHOCK DS-54 | WELCH ALLYN | PLANNED PREVENTATIVE (REGULAR SERVICING) | 1 | 2-Good | 2024
OXFT4403 | WINDRUSH HOUSE-WITNEY | UCR-URGENT COMMUNITY RESPONSE | BLOOD PRESSURE MONITOR | DURASHOCK DS-54 | WELCH ALLYN | PLANNED PREVENTATIVE (REGULAR SERVICING) | 1 | 2-Good | 2024
OXFT5021 | KENNINGTON | PPE HUB | BLOOD PRESSURE MONITOR | DURASHOCK DS-54 | WELCH ALLYN | PLANNED PREVENTATIVE (REGULAR SERVICING) | 0 | 1-Excellent | 2024
OXFT4410 | AMERSHAM HEALTH CENTRE | CMHT | BLOOD PRESSURE MONITOR | DURASHOCK DS-54 | WELCH ALLYN | PLANNED PREVENTATIVE (REGULAR SERVICING) | 1 | 2-Good | 2024
OXFT4411 | AMERSHAM HEALTH CENTRE | CMHT | BLOOD PRESSURE MONITOR | DURASHOCK DS-54 | WELCH ALLYN | PLANNED PREVENTATIVE (REGULAR SERVICING) | 1 | 2-Good | 2024
OXFT4492 | KENNINGTON | PPE HUB | BLOOD PRESSURE MONITOR | DURASHOCK DS-54 | WELCH ALLYN | PLANNED PREVENTATIVE (REGULAR SERVICING) | 0 | 1-Excellent | 2024
OXFT4493 | KENNINGTON | PPE HUB | BLOOD PRESSURE MONITOR | DURASHOCK DS-54 | WELCH ALLYN | PLANNED PREVENTATIVE (REGULAR SERVICING) | 0 | 1-Excellent | 2024
OXFT4494 | KENNINGTON | PPE HUB | BLOOD PRESSURE MONITOR | DURASHOCK DS-54 | WELCH ALLYN | PLANNED PREVENTATIVE (REGULAR SERVICING) | 0 | 1-Excellent | 2024
OXFT5065 | WALLINGFORD COMMUNITY HOSPITAL | DISTRICT NURSES | BLOOD PRESSURE MONITOR | DURASHOCK DS-54 | WELCH ALLYN | PLANNED PREVENTATIVE (REGULAR SERVICING) | 0 | 1-Excellent | 2025
OXFT4496 | KENNINGTON | PPE HUB | BLOOD PRESSURE MONITOR | DURASHOCK DS-54 | WELCH ALLYN | PLANNED PREVENTATIVE (REGULAR SERVICING) | 0 | 1-Excellent | 2024
OXFT4497 | KENNINGTON | PPE HUB | BLOOD PRESSURE MONITOR | DURASHOCK DS-54 | WELCH ALLYN | PLANNED PREVENTATIVE (REGULAR SERVICING) | 0 | 1-Excellent | 2024
OXFT4498 | KENNINGTON | PPE HUB | BLOOD PRESSURE MONITOR | DURASHOCK DS-54 | WELCH ALLYN | PLANNED PREVENTATIVE (REGULAR SERVICING) | 0 | 1-Excellent | 2024
OXFT4499 | KENNINGTON | PPE HUB | BLOOD PRESSURE MONITOR | DURASHOCK DS-54 | WELCH ALLYN | PLANNED PREVENTATIVE (REGULAR SERVICING) | 0 | 1-Excellent | 2024
OXFT4500 | KENNINGTON | PPE HUB | BLOOD PRESSURE MONITOR | DURASHOCK DS-54 | WELCH ALLYN | PLANNED PREVENTATIVE (REGULAR SERVICING) | 0 | 1-Excellent | 2024
OXFT5071 | WALLINGFORD COMMUNITY HOSPITAL | DISTRICT NURSES | BLOOD PRESSURE MONITOR | DURASHOCK DS-54 | WELCH ALLYN | PLANNED PREVENTATIVE (REGULAR SERVICING) | 0 | 1-Excellent | 2025
OXFT5022 | KENNINGTON | PPE HUB | BLOOD PRESSURE MONITOR | DURASHOCK DS-54 | WELCH ALLYN | PLANNED PREVENTATIVE (REGULAR SERVICING) | 0 | 1-Excellent | 2024
OXFT5023 | KENNINGTON | PPE HUB | BLOOD PRESSURE MONITOR | DURASHOCK DS-54 | WELCH ALLYN | PLANNED PREVENTATIVE (REGULAR SERVICING) | 0 | 1-Excellent | 2024
OXFT5024 | KENNINGTON | PPE HUB | BLOOD PRESSURE MONITOR | DURASHOCK DS-54 | WELCH ALLYN | PLANNED PREVENTATIVE (REGULAR SERVICING) | 0 | 1-Excellent | 2024
OXFT5025 | KENNINGTON | PPE HUB | BLOOD PRESSURE MONITOR | DURASHOCK DS-54 | WELCH ALLYN | PLANNED PREVENTATIVE (REGULAR SERVICING) | 0 | 1-Excellent | 2024
OXFT5026 | KENNINGTON | PPE HUB | BLOOD PRESSURE MONITOR | DURASHOCK DS-54 | WELCH ALLYN | PLANNED PREVENTATIVE (REGULAR SERVICING) | 0 | 1-Excellent | 2024
OXFT5136 | THE FIENNES CENTRE | DISTRICT NURSES | BLOOD PRESSURE MONITOR | DURASHOCK DS-54 | WELCH ALLYN | PLANNED PREVENTATIVE (REGULAR SERVICING) | 0 | 1-Excellent | 2025
OXFT5066 | WALLINGFORD COMMUNITY HOSPITAL | DISTRICT NURSES | BLOOD PRESSURE MONITOR | DURASHOCK DS-54 | WELCH ALLYN | PLANNED PREVENTATIVE (REGULAR SERVICING) | 0 | 1-Excellent | 2025
OXFT5067 | WALLINGFORD COMMUNITY HOSPITAL | DISTRICT NURSES | BLOOD PRESSURE MONITOR | DURASHOCK DS-54 | WELCH ALLYN | PLANNED PREVENTATIVE (REGULAR SERVICING) | 0 | 1-Excellent | 2025
OXFT5068 | WALLINGFORD COMMUNITY HOSPITAL | DISTRICT NURSES | BLOOD PRESSURE MONITOR | DURASHOCK DS-54 | WELCH ALLYN | PLANNED PREVENTATIVE (REGULAR SERVICING) | 0 | 1-Excellent | 2025
OXFT5069 | WALLINGFORD COMMUNITY HOSPITAL | DISTRICT NURSES | BLOOD PRESSURE MONITOR | DURASHOCK DS-54 | WELCH ALLYN | PLANNED PREVENTATIVE (REGULAR SERVICING) | 0 | 1-Excellent | 2025
OXFT5070 | WALLINGFORD COMMUNITY HOSPITAL | DISTRICT NURSES | BLOOD PRESSURE MONITOR | DURASHOCK DS-54 | WELCH ALLYN | PLANNED PREVENTATIVE (REGULAR SERVICING) | 0 | 1-Excellent | 2025
OXFT5169 | BLACKBIRD LEYS CENTRE | RESPIRATORY | BLOOD PRESSURE MONITOR | DURASHOCK DS-54 | WELCH ALLYN | PLANNED PREVENTATIVE (REGULAR SERVICING) | 0 | 1-Excellent | 2025
OXFT5072 | WALLINGFORD COMMUNITY HOSPITAL | DISTRICT NURSES | BLOOD PRESSURE MONITOR | DURASHOCK DS-54 | WELCH ALLYN | PLANNED PREVENTATIVE (REGULAR SERVICING) | 0 | 1-Excellent | 2025
OXFT5073 | WALLINGFORD COMMUNITY HOSPITAL | DISTRICT NURSES | BLOOD PRESSURE MONITOR | DURASHOCK DS-54 | WELCH ALLYN | PLANNED PREVENTATIVE (REGULAR SERVICING) | 0 | 1-Excellent | 2025
OXFT5074 | WALLINGFORD COMMUNITY HOSPITAL | DISTRICT NURSES | BLOOD PRESSURE MONITOR | DURASHOCK DS-54 | WELCH ALLYN | PLANNED PREVENTATIVE (REGULAR SERVICING) | 0 | 1-Excellent | 2025
OXFT5134 | THE FIENNES CENTRE | DISTRICT NURSES | BLOOD PRESSURE MONITOR | DURASHOCK DS-54 | WELCH ALLYN | PLANNED PREVENTATIVE (REGULAR SERVICING) | 0 | 1-Excellent | 2025
OXFT5135 | THE FIENNES CENTRE | DISTRICT NURSES | BLOOD PRESSURE MONITOR | DURASHOCK DS-54 | WELCH ALLYN | PLANNED PREVENTATIVE (REGULAR SERVICING) | 0 | 1-Excellent | 2025
OXFT5195 | MURRAY HOUSE | DISTRICT NURSES | BLOOD PRESSURE MONITOR | DURASHOCK DS-54 | WELCH ALLYN | PLANNED PREVENTATIVE (REGULAR SERVICING) | 0 | 1-Excellent | 2025
OXFT5130 | BICESTER COMMUNITY HOSPITAL | BICESTER WARD | BLOOD PRESSURE MONITOR | DURASHOCK DS-54 | WELCH ALLYN | PLANNED PREVENTATIVE (REGULAR SERVICING) | 0 | 1-Excellent | 2025
OXFT5131 | BICESTER COMMUNITY HOSPITAL | BICESTER WARD | BLOOD PRESSURE MONITOR | DURASHOCK DS-54 | WELCH ALLYN | PLANNED PREVENTATIVE (REGULAR SERVICING) | 0 | 1-Excellent | 2025
OXFT5132 | BICESTER COMMUNITY HOSPITAL | BICESTER WARD | BLOOD PRESSURE MONITOR | DURASHOCK DS-54 | WELCH ALLYN | PLANNED PREVENTATIVE (REGULAR SERVICING) | 0 | 1-Excellent | 2025
OXFT5133 | BICESTER COMMUNITY HOSPITAL | BICESTER WARD | BLOOD PRESSURE MONITOR | DURASHOCK DS-54 | WELCH ALLYN | PLANNED PREVENTATIVE (REGULAR SERVICING) | 0 | 1-Excellent | 2025
OXFT5168 | BLACKBIRD LEYS CENTRE | RESPIRATORY | BLOOD PRESSURE MONITOR | DURASHOCK DS-54 | WELCH ALLYN | PLANNED PREVENTATIVE (REGULAR SERVICING) | 0 | 1-Excellent | 2025
OXFT5221 | MURRAY HOUSE | KIDLINGTON-DISTRICT NURSES | BLOOD PRESSURE MONITOR | DURASHOCK DS-54 | WELCH ALLYN | PLANNED PREVENTATIVE (REGULAR SERVICING) | 0 | 1-Excellent | 2025
OXFT5190 | MURRAY HOUSE | DISTRICT NURSES | BLOOD PRESSURE MONITOR | DURASHOCK DS-54 | WELCH ALLYN | PLANNED PREVENTATIVE (REGULAR SERVICING) | 0 | 1-Excellent | 2025
OXFT5191 | MURRAY HOUSE | DISTRICT NURSES | BLOOD PRESSURE MONITOR | DURASHOCK DS-54 | WELCH ALLYN | PLANNED PREVENTATIVE (REGULAR SERVICING) | 0 | 1-Excellent | 2025
OXFT5192 | MURRAY HOUSE | DISTRICT NURSES | BLOOD PRESSURE MONITOR | DURASHOCK DS-54 | WELCH ALLYN | PLANNED PREVENTATIVE (REGULAR SERVICING) | 0 | 1-Excellent | 2025
OXFT5193 | MURRAY HOUSE | DISTRICT NURSES | BLOOD PRESSURE MONITOR | DURASHOCK DS-54 | WELCH ALLYN | PLANNED PREVENTATIVE (REGULAR SERVICING) | 0 | 1-Excellent | 2025
OXFT5194 | MURRAY HOUSE | DISTRICT NURSES | BLOOD PRESSURE MONITOR | DURASHOCK DS-54 | WELCH ALLYN | PLANNED PREVENTATIVE (REGULAR SERVICING) | 0 | 1-Excellent | 2025
OXFT5227 | FULBROOK CENTRE | SANDFORD WARD | BLOOD PRESSURE MONITOR | DURASHOCK DS-54 | WELCH ALLYN | PLANNED PREVENTATIVE (REGULAR SERVICING) | 0 | 1-Excellent | 2025
OXFT5196 | ABINGDON COMMUNITY HOSPITAL | ABBEY WARD | BLOOD PRESSURE MONITOR | DURASHOCK DS-54 | WELCH ALLYN | PLANNED PREVENTATIVE (REGULAR SERVICING) | 0 | 1-Excellent | 2025
OXFT5197 | ABINGDON COMMUNITY HOSPITAL | ABBEY WARD | BLOOD PRESSURE MONITOR | DURASHOCK DS-54 | WELCH ALLYN | PLANNED PREVENTATIVE (REGULAR SERVICING) | 0 | 1-Excellent | 2025
OXFT5198 | ABINGDON COMMUNITY HOSPITAL | ABBEY WARD | BLOOD PRESSURE MONITOR | DURASHOCK DS-54 | WELCH ALLYN | PLANNED PREVENTATIVE (REGULAR SERVICING) | 0 | 1-Excellent | 2025
OXFT5199 | ABINGDON COMMUNITY HOSPITAL | ABBEY WARD | BLOOD PRESSURE MONITOR | DURASHOCK DS-54 | WELCH ALLYN | PLANNED PREVENTATIVE (REGULAR SERVICING) | 0 | 1-Excellent | 2025
OXFT5200 | ABINGDON COMMUNITY HOSPITAL | ABBEY WARD | BLOOD PRESSURE MONITOR | DURASHOCK DS-54 | WELCH ALLYN | PLANNED PREVENTATIVE (REGULAR SERVICING) | 0 | 1-Excellent | 2025
OXFT3454 | THE FIENNES CENTRE | COMMUNITY THERAPY SERVICES | BLOOD PRESSURE MONITOR | DURASHOCK DS-54 | WELCH ALLYN | PLANNED PREVENTATIVE (REGULAR SERVICING) | 2 | 2-Good | 2023
OXFT3455 | THE FIENNES CENTRE | COMMUNITY THERAPY SERVICES | BLOOD PRESSURE MONITOR | DURASHOCK DS-54 | WELCH ALLYN | PLANNED PREVENTATIVE (REGULAR SERVICING) | 2 | 2-Good | 2023
OXFT3460 | NORTHWAY COMMUNITY CENTRE | COMMUNITY CHILDRENS NURSING TEAM | BLOOD PRESSURE MONITOR | DURASHOCK DS-54 | WELCH ALLYN | PLANNED PREVENTATIVE (REGULAR SERVICING) | 2 | 2-Good | 2023
OXFT3462 | MURRAY HOUSE | COMMUNITY CHILDRENS NURSING TEAM | BLOOD PRESSURE MONITOR | DURASHOCK DS-54 | WELCH ALLYN | PLANNED PREVENTATIVE (REGULAR SERVICING) | 2 | 2-Good | 2023
OXFT5222 | MURRAY HOUSE | KIDLINGTON-DISTRICT NURSES | BLOOD PRESSURE MONITOR | DURASHOCK DS-54 | WELCH ALLYN | PLANNED PREVENTATIVE (REGULAR SERVICING) | 0 | 1-Excellent | 2025
OXFT5223 | MURRAY HOUSE | KIDLINGTON-DISTRICT NURSES | BLOOD PRESSURE MONITOR | DURASHOCK DS-54 | WELCH ALLYN | PLANNED PREVENTATIVE (REGULAR SERVICING) | 0 | 1-Excellent | 2025
OXFT3559 | ABINGDON COMMUNITY HOSPITAL | TISSUE VIABILITY | BLOOD PRESSURE MONITOR | DS6501-189 | WELCH ALLYN | PLANNED PREVENTATIVE (REGULAR SERVICING) | 1 | 2-Good | 2023
OXFT3560 | ABINGDON COMMUNITY HOSPITAL | TISSUE VIABILITY | BLOOD PRESSURE MONITOR | DS6501-189 | WELCH ALLYN | PLANNED PREVENTATIVE (REGULAR SERVICING) | 1 | 2-Good | 2023
OXFT3561 | ABINGDON COMMUNITY HOSPITAL | TISSUE VIABILITY | BLOOD PRESSURE MONITOR | DS6501-189 | WELCH ALLYN | PLANNED PREVENTATIVE (REGULAR SERVICING) | 1 | 2-Good | 2023
OXFT3562 | ABINGDON COMMUNITY HOSPITAL | TISSUE VIABILITY | BLOOD PRESSURE MONITOR | DS6501-189 | WELCH ALLYN | PLANNED PREVENTATIVE (REGULAR SERVICING) | 1 | 2-Good | 2023
OXFT3452 | THE FIENNES CENTRE | COMMUNITY THERAPY SERVICES | BLOOD PRESSURE MONITOR | DURASHOCK DS-54 | WELCH ALLYN | PLANNED PREVENTATIVE (REGULAR SERVICING) | 2 | 2-Good | 2023
OXFT3453 | THE FIENNES CENTRE | COMMUNITY THERAPY SERVICES | BLOOD PRESSURE MONITOR | DURASHOCK DS-54 | WELCH ALLYN | PLANNED PREVENTATIVE (REGULAR SERVICING) | 2 | 2-Good | 2023
OXFT3511 | WITNEY COMMUNITY HOSPITAL | EMU | BLOOD PRESSURE MONITOR | 7670-16 | WELCH ALLYN | PLANNED PREVENTATIVE (REGULAR SERVICING) | 1 | 2-Good | 2023
OXFT3512 | ABINGDON COMMUNITY HOSPITAL | EMU | BLOOD PRESSURE MONITOR | 7670-16 | WELCH ALLYN | PLANNED PREVENTATIVE (REGULAR SERVICING) | 1 | 2-Good | 2023
OXFT3647 | ABINGDON COMMUNITY HOSPITAL | EMU | BLOOD PRESSURE MONITOR | 7670-16 | WELCH ALLYN | PLANNED PREVENTATIVE (REGULAR SERVICING) | 1 | 2-Good
OXFT4396 | TOWNLANDS COMMUNITY HOSPITAL | MINOR INJURIES UNIT | BLOOD PRESSURE MONITOR | 7670-16 | WELCH ALLYN | PLANNED PREVENTATIVE (REGULAR SERVICING) | 1 | 2-Good | 2024
OXFT5122 | LITTLEMORE MENTAL HEALTH CENTRE | OCCUPATIONAL HEALTH | BLOOD PRESSURE MONITOR | 7670-16 | WELCH ALLYN | PLANNED PREVENTATIVE (REGULAR SERVICING) | 0 | 1-Excellent | 2024
OXFT5141 | ABINGDON COMMUNITY HOSPITAL | ABBEY WARD | BLOOD PRESSURE MONITOR | 7670-16 | WELCH ALLYN | PLANNED PREVENTATIVE (REGULAR SERVICING) | 0 | 1-Excellent | 2024
OXFT5142 | ABINGDON COMMUNITY HOSPITAL | ABBEY WARD | BLOOD PRESSURE MONITOR | 7670-16 | WELCH ALLYN | PLANNED PREVENTATIVE (REGULAR SERVICING) | 0 | 1-Excellent | 2025
OXFT5143 | ABINGDON COMMUNITY HOSPITAL | ABBEY WARD | BLOOD PRESSURE MONITOR | 7670-16 | WELCH ALLYN | PLANNED PREVENTATIVE (REGULAR SERVICING) | 0 | 1-Excellent | 2024
OXFT5144 | ABINGDON COMMUNITY HOSPITAL | ABBEY WARD | BLOOD PRESSURE MONITOR | 7670-16 | WELCH ALLYN | PLANNED PREVENTATIVE (REGULAR SERVICING) | 0 | 1-Excellent | 2024
OXFT5145 | ABINGDON COMMUNITY HOSPITAL | ABBEY WARD | BLOOD PRESSURE MONITOR | 7670-16 | WELCH ALLYN | PLANNED PREVENTATIVE (REGULAR SERVICING) | 0 | 1-Excellent | 2024
OXFT5146 | ABINGDON COMMUNITY HOSPITAL | ABBEY WARD | BLOOD PRESSURE MONITOR | 7670-16 | WELCH ALLYN | PLANNED PREVENTATIVE (REGULAR SERVICING) | 0 | 1-Excellent | 2024
OXFT5228 | NUFFIELD HEALTH CENTRE | ADULT MENTAL HEALTH UNIT | BLOOD PRESSURE MONITOR | 7670-16 | WELCH ALLYN | PLANNED PREVENTATIVE (REGULAR SERVICING) | 0 | 1-Excellent | 2025
OXFT6099 | WARNEFORD HOSPITAL | EATING DISORDER DEPARTMENT | BLOOD PRESSURE MONITOR | 7670-16 | WELCH ALLYN | PLANNED PREVENTATIVE (REGULAR SERVICING) | 2 | 2-Good | 2022
OXFT6100 | WARNEFORD HOSPITAL | EATING DISORDER DEPARTMENT | BLOOD PRESSURE MONITOR | 7670-16 | WELCH ALLYN | PLANNED PREVENTATIVE (REGULAR SERVICING) | 2 | 2-Good | 2022
OXFT6101 | WARNEFORD HOSPITAL | EATING DISORDER DEPARTMENT | BLOOD PRESSURE MONITOR | 7670-16 | WELCH ALLYN | PLANNED PREVENTATIVE (REGULAR SERVICING) | 2 | 2-Good | 2022
OXFT3356 | WHITELEAF CENTRE | PERINATAL CLINIC | BLOOD PRESSURE MONITOR | 7670-16 | WELCH ALLYN | PLANNED PREVENTATIVE (REGULAR SERVICING) | 2 | 2-Good | 2023
OXFT3357 | WHITELEAF CENTRE | PERINATAL CLINIC | BLOOD PRESSURE MONITOR | 7670-16 | WELCH ALLYN | PLANNED PREVENTATIVE (REGULAR SERVICING) | 2 | 2-Good | 2023
OXFT3510 | WITNEY COMMUNITY HOSPITAL | EMU | BLOOD PRESSURE MONITOR | 7670-16 | WELCH ALLYN | PLANNED PREVENTATIVE (REGULAR SERVICING) | 1 | 2-Good | 2023
OXFT3699 | WARNEFORD HOSPITAL | ADULT MENTAL HEALTH UNIT | BLOOD PRESSURE MONITOR | M7 | OMRON HEALTHCARE | PLANNED PREVENTATIVE (REGULAR SERVICING) | 1 | 2-Good | 2024
OXFT3700 | WARNEFORD HOSPITAL | ADULT MENTAL HEALTH UNIT | BLOOD PRESSURE MONITOR | M7 | OMRON HEALTHCARE | PLANNED PREVENTATIVE (REGULAR SERVICING) | 1 | 2-Good | 2024
OXFT3701 | WARNEFORD HOSPITAL | ADULT MENTAL HEALTH UNIT | BLOOD PRESSURE MONITOR | M7 | OMRON HEALTHCARE | PLANNED PREVENTATIVE (REGULAR SERVICING) | 1 | 2-Good | 2024
OXFT3702 | WARNEFORD HOSPITAL | ADULT MENTAL HEALTH UNIT | BLOOD PRESSURE MONITOR | M7 | OMRON HEALTHCARE | PLANNED PREVENTATIVE (REGULAR SERVICING) | 1 | 2-Good | 2024
OXFT3703 | WARNEFORD HOSPITAL | ADULT MENTAL HEALTH UNIT | BLOOD PRESSURE MONITOR | M7 | OMRON HEALTHCARE | PLANNED PREVENTATIVE (REGULAR SERVICING) | 1 | 2-Good | 2024
OXFT3704 | WARNEFORD HOSPITAL | ADULT MENTAL HEALTH UNIT | BLOOD PRESSURE MONITOR | M7 | OMRON HEALTHCARE | PLANNED PREVENTATIVE (REGULAR SERVICING) | 1 | 2-Good | 2024
OXFT3697 | WARNEFORD HOSPITAL | ADULT MENTAL HEALTH UNIT | BLOOD PRESSURE MONITOR | M7 | OMRON HEALTHCARE | PLANNED PREVENTATIVE (REGULAR SERVICING) | 1 | 2-Good | 2024
OXFT3698 | WARNEFORD HOSPITAL | ADULT MENTAL HEALTH UNIT | BLOOD PRESSURE MONITOR | M7 | OMRON HEALTHCARE | PLANNED PREVENTATIVE (REGULAR SERVICING) | 1 | 2-Good | 2024
OXFT3705 | WARNEFORD HOSPITAL | ADULT MENTAL HEALTH UNIT | BLOOD PRESSURE MONITOR | M7 | OMRON HEALTHCARE | PLANNED PREVENTATIVE (REGULAR SERVICING) | 1 | 2-Good | 2024
OXFT3706 | WARNEFORD HOSPITAL | ADULT MENTAL HEALTH UNIT | BLOOD PRESSURE MONITOR | M7 | OMRON HEALTHCARE | PLANNED PREVENTATIVE (REGULAR SERVICING) | 1 | 2-Good | 2024
OXFT3707 | WARNEFORD HOSPITAL | ADULT MENTAL HEALTH UNIT | BLOOD PRESSURE MONITOR | M7 | OMRON HEALTHCARE | PLANNED PREVENTATIVE (REGULAR SERVICING) | 1 | 2-Good | 2024
OXFT3708 | WARNEFORD HOSPITAL | ADULT MENTAL HEALTH UNIT | BLOOD PRESSURE MONITOR | M7 | OMRON HEALTHCARE | PLANNED PREVENTATIVE (REGULAR SERVICING) | 1 | 2-Good | 2024
OXFT1908 | WARNEFORD HOSPITAL | VAUGHAN THOMAS WARD | BLOOD PRESSURE MONITOR | DESK MODEL | WELCH ALLYN | PLANNED PREVENTATIVE (REGULAR SERVICING) | 3 | 2-Good | 2022
OXFT1909 | WARNEFORD HOSPITAL | VAUGHAN THOMAS WARD | BLOOD PRESSURE MONITOR | DESK MODEL | WELCH ALLYN | PLANNED PREVENTATIVE (REGULAR SERVICING) | 3 | 2-Good | 2022
OXFT1440 | SALISBURY DISTRICT HOSPITAL | CAMHS | BLOOD PRESSURE MONITOR | M7 | OMRON HEALTHCARE | PLANNED PREVENTATIVE (REGULAR SERVICING) | 16 | 4-Poor | 2009
OXFT3694 | WARNEFORD HOSPITAL | ADULT MENTAL HEALTH UNIT | BLOOD PRESSURE MONITOR | M7 | OMRON HEALTHCARE | PLANNED PREVENTATIVE (REGULAR SERVICING) | 1 | 2-Good | 2024
OXFT3695 | WARNEFORD HOSPITAL | ADULT MENTAL HEALTH UNIT | BLOOD PRESSURE MONITOR | M7 | OMRON HEALTHCARE | PLANNED PREVENTATIVE (REGULAR SERVICING) | 1 | 2-Good | 2024
OXFT3696 | WARNEFORD HOSPITAL | ADULT MENTAL HEALTH UNIT | BLOOD PRESSURE MONITOR | M7 | OMRON HEALTHCARE | PLANNED PREVENTATIVE (REGULAR SERVICING) | 1 | 2-Good | 2024
OHFT45437 | FULBROOK CENTRE | CITY COMMUNITY HOSPITAL | BLOOD PRESSURE MONITOR | DESK MODEL | WELCH ALLYN | PLANNED PREVENTATIVE (REGULAR SERVICING) | 5 | 3-Average | 2020
OHFT126770 | WALLINGFORD COMMUNITY HOSPITAL | ST LEONARDS WARD | BLOOD PRESSURE MONITOR | DESK MODEL | WELCH ALLYN | PLANNED PREVENTATIVE (REGULAR SERVICING) | 8 | 4-Poor | 2017
OHFT126771 | WALLINGFORD COMMUNITY HOSPITAL | ST LEONARDS WARD | BLOOD PRESSURE MONITOR | DESK MODEL | WELCH ALLYN | PLANNED PREVENTATIVE (REGULAR SERVICING) | 8 | 4-Poor | 2017
OHFT45134 | WITNEY COMMUNITY HOSPITAL | WENRISC WARD | BLOOD PRESSURE MONITOR | DESK MODEL | WELCH ALLYN | PLANNED PREVENTATIVE (REGULAR SERVICING) | 3 | 3-Average
OHFT45135 | WITNEY COMMUNITY HOSPITAL | WENRISC WARD | BLOOD PRESSURE MONITOR | DESK MODEL | WELCH ALLYN | PLANNED PREVENTATIVE (REGULAR SERVICING) | 5 | 3-Average | 2020
OHFT45136 | WITNEY COMMUNITY HOSPITAL | WENRISC WARD | BLOOD PRESSURE MONITOR | DESK MODEL | WELCH ALLYN | PLANNED PREVENTATIVE (REGULAR SERVICING) | 5 | 3-Average | 2020
OXFT4769 | WINDRUSH HOUSE-WITNEY | UCR-URGENT COMMUNITY RESPONSE | BLOOD PRESSURE MONITOR | UA-611 | A&D INSTRUMENTS | PLANNED PREVENTATIVE (REGULAR SERVICING) | 1 | 2-Good
OXFT4770 | WINDRUSH HOUSE-WITNEY | UCR-URGENT COMMUNITY RESPONSE | BLOOD PRESSURE MONITOR | UA-611 | A&D INSTRUMENTS | PLANNED PREVENTATIVE (REGULAR SERVICING) | 1 | 2-Good
OXFT4771 | WINDRUSH HOUSE-WITNEY | UCR-URGENT COMMUNITY RESPONSE | BLOOD PRESSURE MONITOR | UA-611 | A&D INSTRUMENTS | PLANNED PREVENTATIVE (REGULAR SERVICING) | 1 | 2-Good
OHFT45231 | WATLINGTON & CHALGROVE | DISTRICT NURSES | BLOOD PRESSURE MONITOR | 120 | MERLIN MEDICAL | PLANNED PREVENTATIVE (REGULAR SERVICING) | 3 | 3-Average
OHFT45441 | ABINGDON COMMUNITY HOSPITAL | ABBEY WARD | BLOOD PRESSURE MONITOR | DESK MODEL | WELCH ALLYN | PLANNED PREVENTATIVE (REGULAR SERVICING) | 3 | 3-Average
OHFT0490 | ABINGDON COMMUNITY HOSPITAL | EMU | BLOOD PRESSURE MONITOR | DESK MODEL | WELCH ALLYN | PLANNED PREVENTATIVE (REGULAR SERVICING) | 9 | 4-Poor | 2016
OHFT44230 | MARLBOROUGH HOUSE-MILTON KEYNES | WATLING WARD | BLOOD PRESSURE MONITOR | DURASHOCK DS-54 | WELCH ALLYN | PLANNED PREVENTATIVE (REGULAR SERVICING) | 11 | 4-Poor | 2014
OHFT44166 | ORCHARD HEALTH CENTRE | NORTH OXFORD CAMHS | BLOOD PRESSURE MONITOR | DURASHOCK DS-54 | WELCH ALLYN | PLANNED PREVENTATIVE (REGULAR SERVICING) | 11 | 4-Poor | 2014
OXFT4772 | WINDRUSH HOUSE-WITNEY | UCR-URGENT COMMUNITY RESPONSE | BLOOD PRESSURE MONITOR | UA-611 | A&D INSTRUMENTS | PLANNED PREVENTATIVE (REGULAR SERVICING) | 1 | 2-Good
OXFT4774 | WINDRUSH HOUSE-WITNEY | UCR-URGENT COMMUNITY RESPONSE | BLOOD PRESSURE MONITOR | UA-611 | A&D INSTRUMENTS | PLANNED PREVENTATIVE (REGULAR SERVICING) | 1 | 2-Good
OXFT4766 | WINDRUSH HOUSE-WITNEY | UCR-URGENT COMMUNITY RESPONSE | BLOOD PRESSURE MONITOR | UA-611 | A&D INSTRUMENTS | PLANNED PREVENTATIVE (REGULAR SERVICING) | 1 | 2-Good
OXFT4768 | WINDRUSH HOUSE-WITNEY | UCR-URGENT COMMUNITY RESPONSE | BLOOD PRESSURE MONITOR | UA-611 | A&D INSTRUMENTS | PLANNED PREVENTATIVE (REGULAR SERVICING) | 1 | 2-Good
OHFT43746 | WHITELEAF CENTRE | AMBER WARD | BLOOD PRESSURE MONITOR | DURASHOCK DS-54 | WELCH ALLYN | PLANNED PREVENTATIVE (REGULAR SERVICING) | 8 | 4-Poor | 2017
OHFT43731 | SUE NICHOLLS CENTRE | CAMHS AYLESBURY | BLOOD PRESSURE MONITOR | DURASHOCK DS-54 | WELCH ALLYN | PLANNED PREVENTATIVE (REGULAR SERVICING) | 7 | 4-Poor | 2018
OHFT44168 | CHIPPING NORTON COMMUNITY HOSPITAL | DISTRICT NURSES | BLOOD PRESSURE MONITOR | DURASHOCK DS-54 | WELCH ALLYN | PLANNED PREVENTATIVE (REGULAR SERVICING) | 10 | 4-Poor | 2015
OHFT43813 | WATLINGTON & CHALGROVE | DISTRICT NURSES | BLOOD PRESSURE MONITOR | DURASHOCK DS-54 | WELCH ALLYN | PLANNED PREVENTATIVE (REGULAR SERVICING) | 10 | 4-Poor | 2015
OHFT43810 | TOWNLANDS COMMUNITY HOSPITAL | DISTRICT NURSES | BLOOD PRESSURE MONITOR | DURASHOCK DS-54 | WELCH ALLYN | PLANNED PREVENTATIVE (REGULAR SERVICING) | 12 | 4-Poor | 2013
OHFT0686 | THE FIENNES CENTRE | DISTRICT NURSES | BLOOD PRESSURE MONITOR | DURASHOCK DS-54 | WELCH ALLYN | PLANNED PREVENTATIVE (REGULAR SERVICING) | 6 | 3-Average | 2019
OXFT3426 | BLACKBIRD LEYS CENTRE | RESPIRATORY | BLOOD PRESSURE MONITOR | DURASHOCK DS-54 | WELCH ALLYN | PLANNED PREVENTATIVE (REGULAR SERVICING) | 2 | 2-Good | 2023
OXFT3427 | BLACKBIRD LEYS CENTRE | RESPIRATORY | BLOOD PRESSURE MONITOR | DURASHOCK DS-54 | WELCH ALLYN | PLANNED PREVENTATIVE (REGULAR SERVICING) | 2 | 2-Good | 2023
OHFT164015 | WANTAGE COMMUNITY HOSPITAL | OUTPATIENTS DEPT | BLOOD PRESSURE MONITOR | DURASHOCK DS-54 | WELCH ALLYN | PLANNED PREVENTATIVE (REGULAR SERVICING) | 4 | 2-Good | 2021
OHFT164009 | FULBROOK CENTRE | SANDFORD WARD | BLOOD PRESSURE MONITOR | DURASHOCK DS-54 | WELCH ALLYN | PLANNED PREVENTATIVE (REGULAR SERVICING) | 4 | 2-Good | 2021
OHFT164011 | FULBROOK CENTRE | SANDFORD WARD | BLOOD PRESSURE MONITOR | DURASHOCK DS-54 | WELCH ALLYN | PLANNED PREVENTATIVE (REGULAR SERVICING) | 4 | 2-Good | 2021
OXFT3254 | BICESTER COMMUNITY HOSPITAL | COMMUNITY THERAPY SERVICES | BLOOD PRESSURE MONITOR | DURASHOCK DS-54 | WELCH ALLYN | PLANNED PREVENTATIVE (REGULAR SERVICING) | 2 | 2-Good | 2023
OXFT3429 | BLACKBIRD LEYS CENTRE | RESPIRATORY | BLOOD PRESSURE MONITOR | DURASHOCK DS-54 | WELCH ALLYN | PLANNED PREVENTATIVE (REGULAR SERVICING) | 2 | 2-Good | 2023
OXFT3431 | TOWNLANDS COMMUNITY HOSPITAL | RAPID ACCESS CARE UNIT (RACU) | BLOOD PRESSURE MONITOR | DURASHOCK DS-54 | WELCH ALLYN | PLANNED PREVENTATIVE (REGULAR SERVICING) | 2 | 2-Good | 2022
OXFT3255 | BICESTER COMMUNITY HOSPITAL | COMMUNITY THERAPY SERVICES | BLOOD PRESSURE MONITOR | DURASHOCK DS-54 | WELCH ALLYN | PLANNED PREVENTATIVE (REGULAR SERVICING) | 2 | 2-Good | 2023
OXFT3256 | BICESTER COMMUNITY HOSPITAL | COMMUNITY THERAPY SERVICES | BLOOD PRESSURE MONITOR | DURASHOCK DS-54 | WELCH ALLYN | PLANNED PREVENTATIVE (REGULAR SERVICING) | 2 | 2-Good | 2023
OXFT3424 | BLACKBIRD LEYS CENTRE | RESPIRATORY | BLOOD PRESSURE MONITOR | DURASHOCK DS-54 | WELCH ALLYN | PLANNED PREVENTATIVE (REGULAR SERVICING) | 2 | 2-Good | 2023
OXFT3425 | BLACKBIRD LEYS CENTRE | RESPIRATORY | BLOOD PRESSURE MONITOR | DURASHOCK DS-54 | WELCH ALLYN | PLANNED PREVENTATIVE (REGULAR SERVICING) | 2 | 2-Good | 2023
OHFT40472 | ABINGDON COMMUNITY HOSPITAL | TISSUE VIABILITY | BLOOD PRESSURE MONITOR | DURASHOCK DS-54 | WELCH ALLYN | PLANNED PREVENTATIVE (REGULAR SERVICING) | 3 | 3-Average
OHFT164216 | FULBROOK CENTRE | SANDFORD WARD | BLOOD PRESSURE MONITOR | DURASHOCK DS-54 | WELCH ALLYN | PLANNED PREVENTATIVE (REGULAR SERVICING) | 4 | 2-Good | 2021
OHFT44773 | CHIPPING NORTON COMMUNITY HOSPITAL | DISTRICT NURSES | BLOOD PRESSURE MONITOR | DURASHOCK DS-54 | WELCH ALLYN | PLANNED PREVENTATIVE (REGULAR SERVICING) | 14 | 4-Poor | 2011
OHFT46515 | DIDCOT COMMUNITY HOSPITAL | DIDCOT WARD | BLOOD PRESSURE MONITOR | DURASHOCK DS-54 | WELCH ALLYN | PLANNED PREVENTATIVE (REGULAR SERVICING) | 4 | 2-Good | 2021
OHFT46516 | DIDCOT COMMUNITY HOSPITAL | DIDCOT WARD | BLOOD PRESSURE MONITOR | DURASHOCK DS-54 | WELCH ALLYN | PLANNED PREVENTATIVE (REGULAR SERVICING) | 4 | 2-Good | 2021
OXFT3428 | BLACKBIRD LEYS CENTRE | RESPIRATORY | BLOOD PRESSURE MONITOR | DURASHOCK DS-54 | WELCH ALLYN | PLANNED PREVENTATIVE (REGULAR SERVICING) | 2 | 2-Good | 2023
OHFT0506 | WALLINGFORD COMMUNITY HOSPITAL | SOUTH OXON AMHT | BLOOD PRESSURE MONITOR | M6 | OMRON HEALTHCARE | PLANNED PREVENTATIVE (REGULAR SERVICING) | 7 | 4-Poor | 2018
OHFT2372 | RAGLAN HOUSE | EATING DISORDER DEPARTMENT | BLOOD PRESSURE MONITOR | HEM-907 | OMRON HEALTHCARE | PLANNED PREVENTATIVE (REGULAR SERVICING) | 6 | 3-Average | 2019
OHFT2261 | WINDRUSH HOUSE-WITNEY | CARE HOME SUPPORT SERVICE | BLOOD PRESSURE MONITOR | A/W | BOSO | PLANNED PREVENTATIVE (REGULAR SERVICING) | 3 | 3-Average
OHFT2127 | WINDRUSH HOUSE-WITNEY | CARE HOME SUPPORT SERVICE | BLOOD PRESSURE MONITOR | A/W | BOSO | ASSET ONLY NO SERVICING REQUIRED | 3 | 3-Average
OHFT44359 | WINDRUSH HOUSE-WITNEY | FALLS PREVENTION SERVICE | BLOOD PRESSURE MONITOR | A/W | BOSO | PLANNED PREVENTATIVE (REGULAR SERVICING) | 3 | 3-Average
OHFT42288 | ABINGDON COMMUNITY HOSPITAL | MINOR INJURIES UNIT | BLOOD PRESSURE MONITOR | DURASHOCK DS-54 | WELCH ALLYN | PLANNED PREVENTATIVE (REGULAR SERVICING) | 3 | 3-Average
OHFT42821 | WHITELEAF CENTRE | OACMHT | BLOOD PRESSURE MONITOR | M6 | OMRON HEALTHCARE | PLANNED PREVENTATIVE (REGULAR SERVICING) | 9 | 4-Poor | 2016
OHFT0581 | THE FIENNES CENTRE | COMMUNITY THERAPY SERVICES | BLOOD PRESSURE MONITOR | M6 | OMRON HEALTHCARE | PLANNED PREVENTATIVE (REGULAR SERVICING) | 7 | 4-Poor | 2018
OHFT45673 | WARNEFORD HOSPITAL | CLINICAL RESEARCH | BLOOD PRESSURE MONITOR | M6 | OMRON HEALTHCARE | PLANNED PREVENTATIVE (REGULAR SERVICING) | 5 | 3-Average | 2020
OHFT0582 | THE FIENNES CENTRE | DISTRICT NURSES | BLOOD PRESSURE MONITOR | M6 | OMRON HEALTHCARE | PLANNED PREVENTATIVE (REGULAR SERVICING) | 7 | 4-Poor | 2018
OHFT44383 | THE SLADE BUILDING | SPECIALITY CAMHS | BLOOD PRESSURE MONITOR | M6 | OMRON HEALTHCARE | PLANNED PREVENTATIVE (REGULAR SERVICING) | 13 | 4-Poor | 2012
OHFT40501 | THE SLADE BUILDING | SPECIALITY CAMHS | BLOOD PRESSURE MONITOR | M6 | OMRON HEALTHCARE | PLANNED PREVENTATIVE (REGULAR SERVICING) | 13 | 4-Poor | 2012
OHFT45960 | ORCHARD HEALTH CENTRE | COMMUNITY HEART FAILURE TEAM | BLOOD PRESSURE MONITOR | M6 | OMRON HEALTHCARE | PLANNED PREVENTATIVE (REGULAR SERVICING) | 5 | 3-Average | 2020
OHFT45968 | ORCHARD HEALTH CENTRE | COMMUNITY HEART FAILURE TEAM | BLOOD PRESSURE MONITOR | M6 | OMRON HEALTHCARE | PLANNED PREVENTATIVE (REGULAR SERVICING) | 5 | 3-Average | 2020
OHFT45972 | ORCHARD HEALTH CENTRE | COMMUNITY HEART FAILURE TEAM | BLOOD PRESSURE MONITOR | M6 | OMRON HEALTHCARE | PLANNED PREVENTATIVE (REGULAR SERVICING) | 5 | 3-Average | 2020
OHFT45976 | ORCHARD HEALTH CENTRE | COMMUNITY HEART FAILURE TEAM | BLOOD PRESSURE MONITOR | M6 | OMRON HEALTHCARE | PLANNED PREVENTATIVE (REGULAR SERVICING) | 5 | 3-Average | 2020
OHFT45981 | ORCHARD HEALTH CENTRE | COMMUNITY HEART FAILURE TEAM | BLOOD PRESSURE MONITOR | M6 | OMRON HEALTHCARE | PLANNED PREVENTATIVE (REGULAR SERVICING) | 5 | 3-Average | 2020
OHFT43825 | THE FIENNES CENTRE | COMMUNITY THERAPY SERVICES | BLOOD PRESSURE MONITOR | M6 | OMRON HEALTHCARE | PLANNED PREVENTATIVE (REGULAR SERVICING) | 7 | 4-Poor | 2018
OHFT164423 | SALISBURY DISTRICT HOSPITAL | SALISBURY COMMUNITY CAMHS | BLOOD PRESSURE MONITOR | M3 | OMRON HEALTHCARE | PLANNED PREVENTATIVE (REGULAR SERVICING) | 4 | 2-Good | 2021
OHFT164424 | SALISBURY DISTRICT HOSPITAL | SALISBURY COMMUNITY CAMHS | BLOOD PRESSURE MONITOR | M3 | OMRON HEALTHCARE | PLANNED PREVENTATIVE (REGULAR SERVICING) | 4 | 2-Good | 2021
OHFT47104 | SUE NICHOLLS CENTRE | CAMHS AYLESBURY | BLOOD PRESSURE MONITOR | M3 | OMRON HEALTHCARE | PLANNED PREVENTATIVE (REGULAR SERVICING) | 5 | 3-Average | 2020
OXFT1779 | WINDRUSH HOUSE-WITNEY | COMMUNITY THERAPY SERVICES | BLOOD PRESSURE MONITOR | M3 | OMRON HEALTHCARE | PLANNED PREVENTATIVE (REGULAR SERVICING) | 3 | 2-Good | 2021
OXFT1811 | KIDLINGTON HEALTH CENTRE | DISTRICT NURSES | BLOOD PRESSURE MONITOR | M3 | OMRON HEALTHCARE | PLANNED PREVENTATIVE (REGULAR SERVICING) | 3 | 2-Good | 2022
OXFT1812 | TEMPLE HOUSE, KEYNSHAM | CAMHS | BLOOD PRESSURE MONITOR | M3 | OMRON HEALTHCARE | PLANNED PREVENTATIVE (REGULAR SERVICING) | 3 | 2-Good | 2022
OXFT1813 | TEMPLE HOUSE, KEYNSHAM | CAMHS | BLOOD PRESSURE MONITOR | M3 | OMRON HEALTHCARE | PLANNED PREVENTATIVE (REGULAR SERVICING) | 3 | 2-Good | 2022
OXFT1877 | WARNEFORD HOSPITAL | CLINICAL RESEARCH | BLOOD PRESSURE MONITOR | M3 | OMRON HEALTHCARE | PLANNED PREVENTATIVE (REGULAR SERVICING) | 3 | 2-Good | 2022
OXFT1928 | THE SLADE BUILDING | EARLY INTERVENTION SERVICE | BLOOD PRESSURE MONITOR | M3 | OMRON HEALTHCARE | PLANNED PREVENTATIVE (REGULAR SERVICING) | 3 | 2-Good | 2022
OXFT1929 | THE SLADE BUILDING | EARLY INTERVENTION SERVICE | BLOOD PRESSURE MONITOR | M3 | OMRON HEALTHCARE | PLANNED PREVENTATIVE (REGULAR SERVICING) | 3 | 2-Good | 2022
OXFT1930 | THE SLADE BUILDING | JOHN SHARICH HOUSE | BLOOD PRESSURE MONITOR | M3 | OMRON HEALTHCARE | PLANNED PREVENTATIVE (REGULAR SERVICING) | 3 | 2-Good | 2022
OXFT1932 | THE SLADE BUILDING | JOHN SHARICH HOUSE | BLOOD PRESSURE MONITOR | M3 | OMRON HEALTHCARE | PLANNED PREVENTATIVE (REGULAR SERVICING) | 3 | 2-Good | 2022
OXFT2930 | LITTLEMORE MENTAL HEALTH CENTRE | CMHT | BLOOD PRESSURE MONITOR | M3 | OMRON HEALTHCARE | PLANNED PREVENTATIVE (REGULAR SERVICING) | 2 | 2-Good | 2022
OXFT2931 | LITTLEMORE MENTAL HEALTH CENTRE | CMHT | BLOOD PRESSURE MONITOR | M3 | OMRON HEALTHCARE | PLANNED PREVENTATIVE (REGULAR SERVICING) | 2 | 2-Good | 2022
OXFT2932 | LITTLEMORE MENTAL HEALTH CENTRE | CMHT | BLOOD PRESSURE MONITOR | M3 | OMRON HEALTHCARE | PLANNED PREVENTATIVE (REGULAR SERVICING) | 2 | 2-Good | 2022
OXFT2933 | LITTLEMORE MENTAL HEALTH CENTRE | CMHT | BLOOD PRESSURE MONITOR | M3 | OMRON HEALTHCARE | PLANNED PREVENTATIVE (REGULAR SERVICING) | 2 | 2-Good | 2022
OXFT2934 | LITTLEMORE MENTAL HEALTH CENTRE | CMHT | BLOOD PRESSURE MONITOR | M3 | OMRON HEALTHCARE | PLANNED PREVENTATIVE (REGULAR SERVICING) | 2 | 2-Good | 2022
OXFT2935 | LITTLEMORE MENTAL HEALTH CENTRE | CMHT | BLOOD PRESSURE MONITOR | M3 | OMRON HEALTHCARE | PLANNED PREVENTATIVE (REGULAR SERVICING) | 2 | 2-Good | 2022
OXFT2936 | LITTLEMORE MENTAL HEALTH CENTRE | CMHT | BLOOD PRESSURE MONITOR | M3 | OMRON HEALTHCARE | PLANNED PREVENTATIVE (REGULAR SERVICING) | 2 | 2-Good | 2022
OXFT2937 | LITTLEMORE MENTAL HEALTH CENTRE | CMHT | BLOOD PRESSURE MONITOR | M3 | OMRON HEALTHCARE | PLANNED PREVENTATIVE (REGULAR SERVICING) | 2 | 2-Good | 2022
OXFT2938 | LITTLEMORE MENTAL HEALTH CENTRE | CMHT | BLOOD PRESSURE MONITOR | M3 | OMRON HEALTHCARE | PLANNED PREVENTATIVE (REGULAR SERVICING) | 2 | 2-Good | 2022
OXFT2939 | LITTLEMORE MENTAL HEALTH CENTRE | CMHT | BLOOD PRESSURE MONITOR | M3 | OMRON HEALTHCARE | PLANNED PREVENTATIVE (REGULAR SERVICING) | 2 | 2-Good | 2022
OXFT0813 | ABINGDON COMMUNITY HOSPITAL | HOSPITAL AT HOME | BLOOD PRESSURE MONITOR | M3 | OMRON HEALTHCARE | PLANNED PREVENTATIVE (REGULAR SERVICING) | 2 | 2-Good | 2022
OXFT0814 | ABINGDON COMMUNITY HOSPITAL | HOSPITAL AT HOME | BLOOD PRESSURE MONITOR | M3 | OMRON HEALTHCARE | PLANNED PREVENTATIVE (REGULAR SERVICING) | 2 | 2-Good | 2022
OXFT0815 | WHITELEAF CENTRE | BUCKS ADHD SERVICE | BLOOD PRESSURE MONITOR | M3 | OMRON HEALTHCARE | PLANNED PREVENTATIVE (REGULAR SERVICING) | 2 | 2-Good | 2022
OXFT0817 | WARNEFORD HOSPITAL | COTSWOLD HOUSE | BLOOD PRESSURE MONITOR | M3 | OMRON HEALTHCARE | PLANNED PREVENTATIVE (REGULAR SERVICING) | 2 | 2-Good | 2022
OXFT0818 | WARNEFORD HOSPITAL | COTSWOLD HOUSE | BLOOD PRESSURE MONITOR | M3 | OMRON HEALTHCARE | PLANNED PREVENTATIVE (REGULAR SERVICING) | 2 | 2-Good | 2022
OXFT0853 | NORTHWAY COMMUNITY CENTRE | COMMUNITY CHILDRENS NURSING TEAM | BLOOD PRESSURE MONITOR | M3 | OMRON HEALTHCARE | PLANNED PREVENTATIVE (REGULAR SERVICING) | 2 | 2-Good | 2022
OXFT1553 | BICESTER COMMUNITY HOSPITAL | INTEGRATED LOCALITY TEAM-COM THERAPY & OXFORD | BLOOD PRESSURE MONITOR | M3 | OMRON HEALTHCARE | PLANNED PREVENTATIVE (REGULAR SERVICING) | 4 | 2-Good | 2021
OXFT1554 | BICESTER COMMUNITY HOSPITAL | INTEGRATED LOCALITY TEAM-COM THERAPY & OXFORD | BLOOD PRESSURE MONITOR | M3 | OMRON HEALTHCARE | PLANNED PREVENTATIVE (REGULAR SERVICING) | 4 | 2-Good | 2021
OXFT6247 | LITTLEMORE MENTAL HEALTH CENTRE | PHOENIX WARD | BLOOD PRESSURE MONITOR | M3 | OMRON HEALTHCARE | PLANNED PREVENTATIVE (REGULAR SERVICING) | 2 | 2-Good | 2023
OHFT164445 | SAVERNAKE HOSPITAL | EATING DISORDER DEPARTMENT | BLOOD PRESSURE MONITOR | M3 | OMRON HEALTHCARE | PLANNED PREVENTATIVE (REGULAR SERVICING) | 4 | 2-Good | 2021
OXFT3432 | WARNEFORD HOSPITAL | EATING DISORDER DEPARTMENT | BLOOD PRESSURE MONITOR | M3 | OMRON HEALTHCARE | PLANNED PREVENTATIVE (REGULAR SERVICING) | 2 | 2-Good | 2023
OXFT3433 | WINDRUSH HOUSE-WITNEY | DELEGATED HEALTHCARE NURSE TRAINERS | BLOOD PRESSURE MONITOR | M3 | OMRON HEALTHCARE | PLANNED PREVENTATIVE (REGULAR SERVICING) | 2 | 2-Good | 2023
OXFT3434 | WALLINGFORD COMMUNITY HOSPITAL | ADULT MENTAL HEALTH UNIT | BLOOD PRESSURE MONITOR | M3 | OMRON HEALTHCARE | PLANNED PREVENTATIVE (REGULAR SERVICING) | 2 | 2-Good | 2022
OHFT45149 | LITTLEMORE MENTAL HEALTH CENTRE | KENNET WARD | BLOOD PRESSURE MONITOR | M3 | OMRON HEALTHCARE | PLANNED PREVENTATIVE (REGULAR SERVICING) | 5 | 3-Average | 2020
OXFT3687 | WINDRUSH HOUSE-WITNEY | DISTRICT NURSES | BLOOD PRESSURE MONITOR | M3 | OMRON HEALTHCARE | PLANNED PREVENTATIVE (REGULAR SERVICING) | 1 | 2-Good | 2024
OXFT3691 | THE SLADE BUILDING | LEARNING DISABILITY SERVICE | BLOOD PRESSURE MONITOR | M3 | OMRON HEALTHCARE | PLANNED PREVENTATIVE (REGULAR SERVICING) | 1 | 2-Good | 2024
OXFT3690 | THE SLADE BUILDING | LEARNING DISABILITY SERVICE | BLOOD PRESSURE MONITOR | M3 | OMRON HEALTHCARE | PLANNED PREVENTATIVE (REGULAR SERVICING) | 1 | 2-Good | 2024
OXFT3692 | THE SLADE BUILDING | LEARNING DISABILITY SERVICE | BLOOD PRESSURE MONITOR | M3 | OMRON HEALTHCARE | PLANNED PREVENTATIVE (REGULAR SERVICING) | 1 | 2-Good | 2024
OXFT3631 | WHITELEAF CENTRE | CAMHS AYLESBURY | BLOOD PRESSURE MONITOR | M3 | OMRON HEALTHCARE | PLANNED PREVENTATIVE (REGULAR SERVICING) | 1 | 2-Good | 2024
OXFT3636 | THE SLADE BUILDING | SPECIALITY CAMHS | BLOOD PRESSURE MONITOR | M3 | OMRON HEALTHCARE | PLANNED PREVENTATIVE (REGULAR SERVICING) | 1 | 2-Good | 2024
OXFT3732 | UNIPART HOUSE | LEARNING & DEVELOPMENT | BLOOD PRESSURE MONITOR | M3 | OMRON HEALTHCARE | PLANNED PREVENTATIVE (REGULAR SERVICING) | 1 | 2-Good | 2024
OXFT3733 | UNIPART HOUSE | LEARNING & DEVELOPMENT | BLOOD PRESSURE MONITOR | M3 | OMRON HEALTHCARE | PLANNED PREVENTATIVE (REGULAR SERVICING) | 1 | 2-Good | 2024
OXFT3734 | UNIPART HOUSE | LEARNING & DEVELOPMENT | BLOOD PRESSURE MONITOR | M3 | OMRON HEALTHCARE | PLANNED PREVENTATIVE (REGULAR SERVICING) | 1 | 2-Good | 2024
OXFT3735 | UNIPART HOUSE | LEARNING & DEVELOPMENT | BLOOD PRESSURE MONITOR | M3 | OMRON HEALTHCARE | PLANNED PREVENTATIVE (REGULAR SERVICING) | 1 | 2-Good | 2024
OHFT164456 | DIDCOT HEALTH CENTRE | DISTRICT NURSES | BLOOD PRESSURE MONITOR | M3 | OMRON HEALTHCARE | PLANNED PREVENTATIVE (REGULAR SERVICING) | 5 | 3-Average | 2020
OXFT3686 | THE SLADE BUILDING | CAMHS | BLOOD PRESSURE MONITOR | M3 | OMRON HEALTHCARE | PLANNED PREVENTATIVE (REGULAR SERVICING) | 1 | 2-Good | 2024
OXFT3739 | UNIPART HOUSE | LEARNING & DEVELOPMENT | BLOOD PRESSURE MONITOR | M3 | OMRON HEALTHCARE | PLANNED PREVENTATIVE (REGULAR SERVICING) | 1 | 2-Good | 2024
OXFT3740 | UNIPART HOUSE | LEARNING & DEVELOPMENT | BLOOD PRESSURE MONITOR | M3 | OMRON HEALTHCARE | PLANNED PREVENTATIVE (REGULAR SERVICING) | 1 | 2-Good | 2024
OXFT3741 | UNIPART HOUSE | LEARNING & DEVELOPMENT | BLOOD PRESSURE MONITOR | M3 | OMRON HEALTHCARE | PLANNED PREVENTATIVE (REGULAR SERVICING) | 1 | 2-Good | 2024
OXFT3744 | WARNEFORD HOSPITAL | EATING DISORDER DEPARTMENT | BLOOD PRESSURE MONITOR | M3 | OMRON HEALTHCARE | PLANNED PREVENTATIVE (REGULAR SERVICING) | 1 | 2-Good | 2024
OXFT3693 | THE SLADE BUILDING | LEARNING DISABILITY SERVICE | BLOOD PRESSURE MONITOR | M3 | OMRON HEALTHCARE | PLANNED PREVENTATIVE (REGULAR SERVICING) | 1 | 2-Good | 2024
OXFT3710 | ABINGDON COMMUNITY HOSPITAL | COMMUNITY THERAPY SERVICES | BLOOD PRESSURE MONITOR | M3 | OMRON HEALTHCARE | PLANNED PREVENTATIVE (REGULAR SERVICING) | 1 | 2-Good | 2024
OXFT3749 | AMERSHAM HEALTH CENTRE | CMHT | BLOOD PRESSURE MONITOR | M3 | OMRON HEALTHCARE | PLANNED PREVENTATIVE (REGULAR SERVICING) | 1 | 2-Good | 2024
OXFT4254 | WHITELEAF CENTRE | MEMORY CLINIC | BLOOD PRESSURE MONITOR | M3 | OMRON HEALTHCARE | PLANNED PREVENTATIVE (REGULAR SERVICING) | 1 | 2-Good | 2024
OXFT4255 | WHITELEAF CENTRE | MEMORY CLINIC | BLOOD PRESSURE MONITOR | M3 | OMRON HEALTHCARE | PLANNED PREVENTATIVE (REGULAR SERVICING) | 1 | 2-Good | 2024
OXFT4256 | WHITELEAF CENTRE | MEMORY CLINIC | BLOOD PRESSURE MONITOR | M3 | OMRON HEALTHCARE | PLANNED PREVENTATIVE (REGULAR SERVICING) | 1 | 2-Good | 2024
OXFT3737 | UNIPART HOUSE | LEARNING & DEVELOPMENT | BLOOD PRESSURE MONITOR | M3 | OMRON HEALTHCARE | PLANNED PREVENTATIVE (REGULAR SERVICING) | 1 | 2-Good | 2024
OXFT3738 | UNIPART HOUSE | LEARNING & DEVELOPMENT | BLOOD PRESSURE MONITOR | M3 | OMRON HEALTHCARE | PLANNED PREVENTATIVE (REGULAR SERVICING) | 1 | 2-Good | 2024
OXFT4259 | WHITELEAF CENTRE | MEMORY CLINIC | BLOOD PRESSURE MONITOR | M3 | OMRON HEALTHCARE | PLANNED PREVENTATIVE (REGULAR SERVICING) | 1 | 2-Good | 2024
OXFT4260 | WHITELEAF CENTRE | MEMORY CLINIC | BLOOD PRESSURE MONITOR | M3 | OMRON HEALTHCARE | PLANNED PREVENTATIVE (REGULAR SERVICING) | 1 | 2-Good | 2024
OXFT4261 | WHITELEAF CENTRE | MEMORY CLINIC | BLOOD PRESSURE MONITOR | M3 | OMRON HEALTHCARE | PLANNED PREVENTATIVE (REGULAR SERVICING) | 1 | 2-Good | 2024
OXFT4262 | WHITELEAF CENTRE | MEMORY CLINIC | BLOOD PRESSURE MONITOR | M3 | OMRON HEALTHCARE | PLANNED PREVENTATIVE (REGULAR SERVICING) | 1 | 2-Good | 2024
OXFT3745 | WARNEFORD HOSPITAL | EATING DISORDER DEPARTMENT | BLOOD PRESSURE MONITOR | M3 | OMRON HEALTHCARE | PLANNED PREVENTATIVE (REGULAR SERVICING) | 1 | 2-Good | 2024
OXFT3748 | AMERSHAM HEALTH CENTRE | CMHT | BLOOD PRESSURE MONITOR | M3 | OMRON HEALTHCARE | PLANNED PREVENTATIVE (REGULAR SERVICING) | 1 | 2-Good | 2024
OXFT4298 | ABINGDON COMMUNITY HOSPITAL | ABBEY WARD | BLOOD PRESSURE MONITOR | M3 | OMRON HEALTHCARE | PLANNED PREVENTATIVE (REGULAR SERVICING) | 1 | 2-Good | 2024
OXFT4355 | BLACKBIRD LEYS CENTRE | COMMUNITY THERAPY SERVICES | BLOOD PRESSURE MONITOR | M3 | OMRON HEALTHCARE | PLANNED PREVENTATIVE (REGULAR SERVICING) | 1 | 2-Good | 2024
OXFT4354 | SAFFRON HOUSE | CRHTT | BLOOD PRESSURE MONITOR | M3 | OMRON HEALTHCARE | PLANNED PREVENTATIVE (REGULAR SERVICING) | 1 | 2-Good | 2024
OXFT4353 | BLACKBIRD LEYS CENTRE | COMMUNITY THERAPY SERVICES | BLOOD PRESSURE MONITOR | M3 | OMRON HEALTHCARE | PLANNED PREVENTATIVE (REGULAR SERVICING) | 1 | 2-Good | 2024
OXFT4257 | WHITELEAF CENTRE | MEMORY CLINIC | BLOOD PRESSURE MONITOR | M3 | OMRON HEALTHCARE | PLANNED PREVENTATIVE (REGULAR SERVICING) | 1 | 2-Good | 2024
OXFT4258 | WHITELEAF CENTRE | MEMORY CLINIC | BLOOD PRESSURE MONITOR | M3 | OMRON HEALTHCARE | PLANNED PREVENTATIVE (REGULAR SERVICING) | 1 | 2-Good | 2024
OXFT4379 | ABINGDON CLOCK HOUSE | SOUTH OXON AMHT | BLOOD PRESSURE MONITOR | M3 | OMRON HEALTHCARE | PLANNED PREVENTATIVE (REGULAR SERVICING) | 1 | 2-Good | 2024
OXFT4380 | ABINGDON CLOCK HOUSE | SOUTH OXON AMHT | BLOOD PRESSURE MONITOR | M3 | OMRON HEALTHCARE | PLANNED PREVENTATIVE (REGULAR SERVICING) | 1 | 2-Good | 2024
OXFT4419 | ABINGDON CLOCK HOUSE | SOUTH OXON AMHT | BLOOD PRESSURE MONITOR | M3 | OMRON HEALTHCARE | PLANNED PREVENTATIVE (REGULAR SERVICING) | 1 | 2-Good | 2024
OXFT4420 | WHITELEAF CENTRE | MEMORY CLINIC | BLOOD PRESSURE MONITOR | M3 | OMRON HEALTHCARE | PLANNED PREVENTATIVE (REGULAR SERVICING) | 1 | 2-Good | 2024
OXFT4263 | WHITELEAF CENTRE | MEMORY CLINIC | BLOOD PRESSURE MONITOR | M3 | OMRON HEALTHCARE | PLANNED PREVENTATIVE (REGULAR SERVICING) | 1 | 2-Good | 2024
OXFT4299 | ABINGDON COMMUNITY HOSPITAL | ABBEY WARD | BLOOD PRESSURE MONITOR | M3 | OMRON HEALTHCARE | PLANNED PREVENTATIVE (REGULAR SERVICING) | 1 | 2-Good | 2024
OXFT4446 | LITTLEMORE MENTAL HEALTH CENTRE | ASHURST WARD | BLOOD PRESSURE MONITOR | M3 | OMRON HEALTHCARE | PLANNED PREVENTATIVE (REGULAR SERVICING) | 0 | 1-Excellent | 2024
OXFT4447 | LITTLEMORE MENTAL HEALTH CENTRE | ASHURST WARD | BLOOD PRESSURE MONITOR | M3 | OMRON HEALTHCARE | PLANNED PREVENTATIVE (REGULAR SERVICING) | 0 | 1-Excellent | 2024
OXFT4451 | WHITELEAF CENTRE | MEMORY CLINIC | BLOOD PRESSURE MONITOR | M3 | OMRON HEALTHCARE | PLANNED PREVENTATIVE (REGULAR SERVICING) | 0 | 1-Excellent | 2024
OXFT4450 | WHITELEAF CENTRE | MEMORY CLINIC | BLOOD PRESSURE MONITOR | M3 | OMRON HEALTHCARE | PLANNED PREVENTATIVE (REGULAR SERVICING) | 0 | 1-Excellent | 2024
OXFT4377 | WHITELEAF CENTRE | BUCKS ADHD SERVICE | BLOOD PRESSURE MONITOR | M3 | OMRON HEALTHCARE | PLANNED PREVENTATIVE (REGULAR SERVICING) | 1 | 2-Good | 2024
OXFT4378 | WHITELEAF CENTRE | PERINATAL TEAM | BLOOD PRESSURE MONITOR | M3 | OMRON HEALTHCARE | PLANNED PREVENTATIVE (REGULAR SERVICING) | 1 | 2-Good | 2024
OXFT5031 | SUE NICHOLLS CENTRE | EATING DISORDER DEPARTMENT | BLOOD PRESSURE MONITOR | M3 | OMRON HEALTHCARE | PLANNED PREVENTATIVE (REGULAR SERVICING) | 0 | 1-Excellent | 2024
OXFT5032 | SUE NICHOLLS CENTRE | EATING DISORDER DEPARTMENT | BLOOD PRESSURE MONITOR | M3 | OMRON HEALTHCARE | PLANNED PREVENTATIVE (REGULAR SERVICING) | 0 | 1-Excellent | 2024
OXFT5035 | ABINGDON KEYSTONE | ABINGDON KEYSTONE | BLOOD PRESSURE MONITOR | M3 | OMRON HEALTHCARE | PLANNED PREVENTATIVE (REGULAR SERVICING) | 0 | 1-Excellent | 2024
OXFT5062 | WARNEFORD HOSPITAL | OACMHT | BLOOD PRESSURE MONITOR | M3 | OMRON HEALTHCARE | PLANNED PREVENTATIVE (REGULAR SERVICING) | 0 | 1-Excellent | 2024
OXFT4436 | THAME COMMUNITY HOSPITAL | CHILDREN & YOUNG ADULT SERVICE | BLOOD PRESSURE MONITOR | M3 | OMRON HEALTHCARE | PLANNED PREVENTATIVE (REGULAR SERVICING) | 1 | 2-Good | 2024
OXFT4443 | WARNEFORD HOSPITAL | ALLEN WARD | BLOOD PRESSURE MONITOR | M3 | OMRON HEALTHCARE | PLANNED PREVENTATIVE (REGULAR SERVICING) | 0 | 1-Excellent | 2024
OXFT1161 | BICESTER COMMUNITY HOSPITAL | COMMUNITY THERAPY SERVICES | BLOOD PRESSURE MONITOR | M3 | OMRON HEALTHCARE | PLANNED PREVENTATIVE (REGULAR SERVICING) | 4 | 2-Good | 2021
OXFT4787 | WARNEFORD HOSPITAL | WINTLE WARD | BLOOD PRESSURE MONITOR | M3 | OMRON HEALTHCARE | PLANNED PREVENTATIVE (REGULAR SERVICING) | 2 | 2-Good | 2023
OXFT1153 | WARNEFORD HOSPITAL | COTSWOLD HOUSE | BLOOD PRESSURE MONITOR | M3 | OMRON HEALTHCARE | PLANNED PREVENTATIVE (REGULAR SERVICING) | 2 | 2-Good | 2023
OXFT5232 | THE LEYS HEALTH CENTRE | HEALTH VISITORS | BLOOD PRESSURE MONITOR | M3 | OMRON HEALTHCARE | PLANNED PREVENTATIVE (REGULAR SERVICING) | 0 | 1-Excellent | 2024
OXFT5028 | SAVERNAKE HOSPITAL | EATING DISORDER DEPARTMENT | BLOOD PRESSURE MONITOR | M3 | OMRON HEALTHCARE | PLANNED PREVENTATIVE (REGULAR SERVICING) | 0 | 1-Excellent | 2024
OXFT5030 | SUE NICHOLLS CENTRE | EATING DISORDER DEPARTMENT | BLOOD PRESSURE MONITOR | M3 | OMRON HEALTHCARE | PLANNED PREVENTATIVE (REGULAR SERVICING) | 0 | 1-Excellent | 2024
OXFT5234 | THE LEYS HEALTH CENTRE | HEALTH VISITORS | BLOOD PRESSURE MONITOR | M3 | OMRON HEALTHCARE | PLANNED PREVENTATIVE (REGULAR SERVICING) | 0 | 1-Excellent | 2024
OXFT5235 | THE LEYS HEALTH CENTRE | HEALTH VISITORS | BLOOD PRESSURE MONITOR | M3 | OMRON HEALTHCARE | PLANNED PREVENTATIVE (REGULAR SERVICING) | 0 | 1-Excellent | 2024
OXFT5237 | WHITELEAF CENTRE | ADHD | BLOOD PRESSURE MONITOR | M3 | OMRON HEALTHCARE | PLANNED PREVENTATIVE (REGULAR SERVICING) | 0 | 1-Excellent | 2024
OXFT5249 | LITTLEMORE MENTAL HEALTH CENTRE | PHOENIX WARD | BLOOD PRESSURE MONITOR | M3 | OMRON HEALTHCARE | PLANNED PREVENTATIVE (REGULAR SERVICING) | 0 | 1-Excellent | 2025
OXFT5063 | WARNEFORD HOSPITAL | OACMHT | BLOOD PRESSURE MONITOR | M3 | OMRON HEALTHCARE | PLANNED PREVENTATIVE (REGULAR SERVICING) | 0 | 1-Excellent | 2024
OXFT5064 | WARNEFORD HOSPITAL | OACMHT | BLOOD PRESSURE MONITOR | M3 | OMRON HEALTHCARE | PLANNED PREVENTATIVE (REGULAR SERVICING) | 0 | 1-Excellent | 2024
OHFT46469 | DIDCOT COMMUNITY HOSPITAL | DENTAL CLINIC | BLOOD PRESSURE MONITOR | M3 | OMRON HEALTHCARE | PLANNED PREVENTATIVE (REGULAR SERVICING) | 5 | 3-Average | 2020
OHFT46470 | WITNEY COMMUNITY HOSPITAL | DENTAL CLINIC | BLOOD PRESSURE MONITOR | M3 | OMRON HEALTHCARE | PLANNED PREVENTATIVE (REGULAR SERVICING) | 5 | 3-Average | 2020
OHFT164257 | ORCHARD HEALTH CENTRE | DENTAL CLINIC | BLOOD PRESSURE MONITOR | M3 | OMRON HEALTHCARE | PLANNED PREVENTATIVE (REGULAR SERVICING) | 4 | 2-Good | 2021
OHFT164421 | SALISBURY DISTRICT HOSPITAL | SALISBURY COMMUNITY CAMHS | BLOOD PRESSURE MONITOR | M3 | OMRON HEALTHCARE | PLANNED PREVENTATIVE (REGULAR SERVICING) | 4 | 2-Good | 2021
OHFT164422 | SALISBURY DISTRICT HOSPITAL | SALISBURY COMMUNITY CAMHS | BLOOD PRESSURE MONITOR | M3 | OMRON HEALTHCARE | PLANNED PREVENTATIVE (REGULAR SERVICING) | 4 | 2-Good | 2021
OXFT5233 | THE LEYS HEALTH CENTRE | HEALTH VISITORS | BLOOD PRESSURE MONITOR | M3 | OMRON HEALTHCARE | PLANNED PREVENTATIVE (REGULAR SERVICING) | 0 | 1-Excellent | 2024
OHFT2027 | JULIER CENTRE | DISTRICT NURSES | BLOOD PRESSURE MONITOR | DURASHOCK DS-54 | WELCH ALLYN | PLANNED PREVENTATIVE (REGULAR SERVICING) | 9 | 4-Poor | 2016
OHFT43853 | JULIER CENTRE | DISTRICT NURSES | BLOOD PRESSURE MONITOR | DURASHOCK DS-54 | WELCH ALLYN | PLANNED PREVENTATIVE (REGULAR SERVICING) | 8 | 4-Poor | 2017
OHFT0106 | KIDLINGTON HEALTH CENTRE | DISTRICT NURSES | BLOOD PRESSURE MONITOR | DURASHOCK DS-54 | WELCH ALLYN | PLANNED PREVENTATIVE (REGULAR SERVICING) | 11 | 4-Poor | 2014
OHFT43192 | WANTAGE HEALTH CENTRE | DISTRICT NURSES | BLOOD PRESSURE MONITOR | DURASHOCK DS-54 | WELCH ALLYN | PLANNED PREVENTATIVE (REGULAR SERVICING) | 3 | 4-Poor | 2018
OHFT42984 | ABINGDON COMMUNITY HOSPITAL | ADULT MENTAL HEALTH UNIT | BLOOD PRESSURE MONITOR | DURASHOCK DS-54 | WELCH ALLYN | PLANNED PREVENTATIVE (REGULAR SERVICING) | 8 | 4-Poor | 2017
OXFT1670 | ABINGDON COMMUNITY HOSPITAL | OUTPATIENTS DEPT | BLOOD PRESSURE MONITOR | DS45 | WELCH ALLYN | PLANNED PREVENTATIVE (REGULAR SERVICING) | 8 | 4-Poor | 2017
OHFT44003 | THE FIENNES CENTRE | DISTRICT NURSES | BLOOD PRESSURE MONITOR | DURASHOCK DS-54 | WELCH ALLYN | PLANNED PREVENTATIVE (REGULAR SERVICING) | 7 | 4-Poor | 2018
OHFT44323 | JERICHO HEALTH CENTRE | DISTRICT NURSES | BLOOD PRESSURE MONITOR | DURASHOCK DS-54 | WELCH ALLYN | PLANNED PREVENTATIVE (REGULAR SERVICING) | 6 | 3-Average | 2019
OHFT42702 | THE SLADE BUILDING | JOHN SHARICH HOUSE | BLOOD PRESSURE MONITOR | DURASHOCK DS-54 | WELCH ALLYN | PLANNED PREVENTATIVE (REGULAR SERVICING) | 8 | 4-Poor | 2017
OHFT44100 | KIDLINGTON HEALTH CENTRE | DISTRICT NURSES | BLOOD PRESSURE MONITOR | DURASHOCK DS-54 | WELCH ALLYN | PLANNED PREVENTATIVE (REGULAR SERVICING) | 8 | 4-Poor | 2017
OHFT44016 | ABINGDON COMMUNITY HOSPITAL | DELEGATED HEALTHCARE NURSE TRAINERS | BLOOD PRESSURE MONITOR | DURASHOCK DS-54 | WELCH ALLYN | PLANNED PREVENTATIVE (REGULAR SERVICING) | 4 | 3-Average | 2019
OHFT2026 | BICESTER INNOVATION CENTRE | DISTRICT NURSES | BLOOD PRESSURE MONITOR | DURASHOCK DS-54 | WELCH ALLYN | PLANNED PREVENTATIVE (REGULAR SERVICING) | 9 | 4-Poor | 2016
OHFT43858 | THE FIENNES CENTRE | OUT OF HOURS CLINIC | BLOOD PRESSURE MONITOR | DURASHOCK DS-54 | WELCH ALLYN | PLANNED PREVENTATIVE (REGULAR SERVICING) | 8 | 4-Poor | 2017
OHFT43184 | UNIPART HOUSE | LEARNING & DEVELOPMENT | BLOOD PRESSURE MONITOR | DURASHOCK DS-54 | WELCH ALLYN | PLANNED PREVENTATIVE (REGULAR SERVICING) | 7 | 4-Poor | 2018
OHFT43662 | UNIPART HOUSE | LEARNING & DEVELOPMENT | BLOOD PRESSURE MONITOR | DURASHOCK DS-54 | WELCH ALLYN | PLANNED PREVENTATIVE (REGULAR SERVICING) | 7 | 4-Poor | 2018
OHFT43903 | RAGLAN HOUSE | CAMHS | BLOOD PRESSURE MONITOR | DURASHOCK DS-54 | WELCH ALLYN | PLANNED PREVENTATIVE (REGULAR SERVICING) | 10 | 4-Poor | 2015
OHFT44459 | RAGLAN HOUSE | CAMHS | BLOOD PRESSURE MONITOR | DURASHOCK DS-54 | WELCH ALLYN | PLANNED PREVENTATIVE (REGULAR SERVICING) | 6 | 3-Average | 2019
OHFT43922 | ORCHARD HEALTH CENTRE | COMMUNITY HEART FAILURE TEAM | BLOOD PRESSURE MONITOR | DURASHOCK DS-54 | WELCH ALLYN | PLANNED PREVENTATIVE (REGULAR SERVICING) | 7 | 4-Poor | 2018
OXFT0810 | ABINGDON COMMUNITY HOSPITAL | DISTRICT NURSES | BLOOD PRESSURE MONITOR | DURASHOCK DS-54 | WELCH ALLYN | PLANNED PREVENTATIVE (REGULAR SERVICING) | 2 | 2-Good | 2022
OXFT0811 | ABINGDON COMMUNITY HOSPITAL | HOSPITAL AT HOME | BLOOD PRESSURE MONITOR | DURASHOCK DS-54 | WELCH ALLYN | PLANNED PREVENTATIVE (REGULAR SERVICING) | 2 | 2-Good | 2022
OXFT0812 | ABINGDON COMMUNITY HOSPITAL | HOSPITAL AT HOME | BLOOD PRESSURE MONITOR | DURASHOCK DS-54 | WELCH ALLYN | PLANNED PREVENTATIVE (REGULAR SERVICING) | 2 | 2-Good | 2022
OHFTFTBA1182033 | ORCHARD HEALTH CENTRE | THERAPY ROOM 1 | BLOOD PRESSURE MONITOR | DURASHOCK DS-54 | WELCH ALLYN | PLANNED PREVENTATIVE (REGULAR SERVICING) | 7 | 4-Poor | 2018
OHFT42637 | THE FIENNES CENTRE | OUT OF HOURS CLINIC | BLOOD PRESSURE MONITOR | DURASHOCK DS-54 | WELCH ALLYN | PLANNED PREVENTATIVE (REGULAR SERVICING) | 9 | 4-Poor | 2016
OHFT42286 | WITNEY COMMUNITY HOSPITAL | MINOR INJURIES UNIT | BLOOD PRESSURE MONITOR | DURASHOCK DS-54 | WELCH ALLYN | PLANNED PREVENTATIVE (REGULAR SERVICING) | 9 | 4-Poor | 2016
OXFT6095 | BICESTER COMMUNITY HOSPITAL | BICESTER WARD | BLOOD PRESSURE MONITOR | DURASHOCK DS-54 | WELCH ALLYN | PLANNED PREVENTATIVE (REGULAR SERVICING) | 2 | 2-Good | 2022
OHFT44243 | WHITELEAF CENTRE | OACMHT | BLOOD PRESSURE MONITOR | DURASHOCK DS-54 | WELCH ALLYN | PLANNED PREVENTATIVE (REGULAR SERVICING) | 6 | 3-Average | 2019
OHFT44247 | WHITELEAF CENTRE | OACMHT | BLOOD PRESSURE MONITOR | DURASHOCK DS-54 | WELCH ALLYN | PLANNED PREVENTATIVE (REGULAR SERVICING) | 6 | 3-Average | 2019
OHFT44245 | WHITELEAF CENTRE | OACMHT | BLOOD PRESSURE MONITOR | DURASHOCK DS-54 | WELCH ALLYN | PLANNED PREVENTATIVE (REGULAR SERVICING) | 6 | 3-Average | 2019
OXFT2434 | BICESTER COMMUNITY HOSPITAL | COMMUNITY THERAPY SERVICES | BLOOD PRESSURE MONITOR | DURASHOCK DS-54 | WELCH ALLYN | PLANNED PREVENTATIVE (REGULAR SERVICING) | 2 | 2-Good | 2022
OXFT2435 | BICESTER COMMUNITY HOSPITAL | COMMUNITY THERAPY SERVICES | BLOOD PRESSURE MONITOR | DURASHOCK DS-54 | WELCH ALLYN | PLANNED PREVENTATIVE (REGULAR SERVICING) | 2 | 2-Good | 2022
OXFT6094 | BICESTER COMMUNITY HOSPITAL | BICESTER WARD | BLOOD PRESSURE MONITOR | DURASHOCK DS-54 | WELCH ALLYN | PLANNED PREVENTATIVE (REGULAR SERVICING) | 2 | 2-Good | 2022
OXFT2643 | KIDLINGTON HEALTH CENTRE | DISTRICT NURSES | BLOOD PRESSURE MONITOR | DURASHOCK DS-54 | WELCH ALLYN | PLANNED PREVENTATIVE (REGULAR SERVICING) | 2 | 2-Good | 2022
OXFT2663 | MANZIL WAY, OXFORD | CRHTT | BLOOD PRESSURE MONITOR | DURASHOCK DS-54 | WELCH ALLYN | PLANNED PREVENTATIVE (REGULAR SERVICING) | 2 | 2-Good | 2022
OXFT2661 | WARNEFORD HOSPITAL | PHYSICAL HEALTH LEADS | BLOOD PRESSURE MONITOR | DURASHOCK DS-54 | WELCH ALLYN | ASSET ONLY NO SERVICING REQUIRED | 2 | 2-Good | 2022
OXFT2695 | MANZIL WAY, OXFORD | CRHTT | BLOOD PRESSURE MONITOR | DURASHOCK DS-54 | WELCH ALLYN | PLANNED PREVENTATIVE (REGULAR SERVICING) | 2 | 2-Good | 2022
OXFT2699 | MANZIL WAY, OXFORD | CRHTT | BLOOD PRESSURE MONITOR | DURASHOCK DS-54 | WELCH ALLYN | PLANNED PREVENTATIVE (REGULAR SERVICING) | 2 | 2-Good | 2022
OXFT2700 | MANZIL WAY, OXFORD | CMHT OLDER ADULTS | BLOOD PRESSURE MONITOR | DURASHOCK DS-54 | WELCH ALLYN | PLANNED PREVENTATIVE (REGULAR SERVICING) | 2 | 2-Good | 2022
OXFT2706 | MANZIL WAY, OXFORD | CRHTT | BLOOD PRESSURE MONITOR | DURASHOCK DS-54 | WELCH ALLYN | PLANNED PREVENTATIVE (REGULAR SERVICING) | 2 | 2-Good | 2022
OXFT2698 | MANZIL WAY, OXFORD | CRHTT | BLOOD PRESSURE MONITOR | DURASHOCK DS-54 | WELCH ALLYN | PLANNED PREVENTATIVE (REGULAR SERVICING) | 2 | 2-Good | 2022
OXFT2702 | MANZIL WAY, OXFORD | CRHTT | BLOOD PRESSURE MONITOR | DURASHOCK DS-54 | WELCH ALLYN | PLANNED PREVENTATIVE (REGULAR SERVICING) | 2 | 2-Good | 2022
OXFT2708 | MANZIL WAY, OXFORD | CMHT OLDER ADULTS | BLOOD PRESSURE MONITOR | DURASHOCK DS-54 | WELCH ALLYN | PLANNED PREVENTATIVE (REGULAR SERVICING) | 2 | 2-Good | 2022
OXFT2709 | MANZIL WAY, OXFORD | CRHTT | BLOOD PRESSURE MONITOR | DURASHOCK DS-54 | WELCH ALLYN | PLANNED PREVENTATIVE (REGULAR SERVICING) | 2 | 2-Good | 2022
OXFT2714 | MANZIL WAY, OXFORD | CRHTT | BLOOD PRESSURE MONITOR | DURASHOCK DS-54 | WELCH ALLYN | PLANNED PREVENTATIVE (REGULAR SERVICING) | 2 | 2-Good | 2022
OXFT2716 | MANZIL WAY, OXFORD | CRHTT | BLOOD PRESSURE MONITOR | DURASHOCK DS-54 | WELCH ALLYN | PLANNED PREVENTATIVE (REGULAR SERVICING) | 2 | 2-Good | 2022
OXFT6040 | FULBROOK CENTRE | CHERWELL WARD | BLOOD PRESSURE MONITOR | DURASHOCK DS-54 | WELCH ALLYN | PLANNED PREVENTATIVE (REGULAR SERVICING) | 2 | 2-Good | 2022
OXFT6041 | FULBROOK CENTRE | CHERWELL WARD | BLOOD PRESSURE MONITOR | DURASHOCK DS-54 | WELCH ALLYN | PLANNED PREVENTATIVE (REGULAR SERVICING) | 2 | 2-Good | 2022
OXFT6054 | FULBROOK CENTRE | SANDFORD WARD | BLOOD PRESSURE MONITOR | DURASHOCK DS-54 | WELCH ALLYN | PLANNED PREVENTATIVE (REGULAR SERVICING) | 2 | 2-Good | 2022
OXFT6055 | FULBROOK CENTRE | CHERWELL WARD | BLOOD PRESSURE MONITOR | DURASHOCK DS-54 | WELCH ALLYN | PLANNED PREVENTATIVE (REGULAR SERVICING) | 2 | 2-Good | 2022
OXFT6056 | FULBROOK CENTRE | SANDFORD WARD | BLOOD PRESSURE MONITOR | DURASHOCK DS-54 | WELCH ALLYN | PLANNED PREVENTATIVE (REGULAR SERVICING) | 2 | 2-Good | 2022
OXFT6057 | FULBROOK CENTRE | SANDFORD WARD | BLOOD PRESSURE MONITOR | DURASHOCK DS-54 | WELCH ALLYN | PLANNED PREVENTATIVE (REGULAR SERVICING) | 2 | 2-Good | 2022
OXFT1674 | ABINGDON COMMUNITY HOSPITAL | HOSPITAL AT HOME | BLOOD PRESSURE MONITOR | DURASHOCK DS-54 | WELCH ALLYN | PLANNED PREVENTATIVE (REGULAR SERVICING) | 9 | 4-Poor | 2016
OXFT1680 | ABINGDON COMMUNITY HOSPITAL | DISTRICT NURSES | BLOOD PRESSURE MONITOR | DURASHOCK DS-54 | WELCH ALLYN | PLANNED PREVENTATIVE (REGULAR SERVICING) | 10 | 4-Poor | 2015
OHFT164477 | ABINGDON COMMUNITY HOSPITAL | COMMUNITY THERAPY SERVICES | BLOOD PRESSURE MONITOR | DURASHOCK DS-54 | WELCH ALLYN | PLANNED PREVENTATIVE (REGULAR SERVICING) | 4 | 2-Good | 2021
OHFT164473 | ABINGDON COMMUNITY HOSPITAL | CTS SOUTH TEAM | BLOOD PRESSURE MONITOR | DURASHOCK DS-54 | WELCH ALLYN | PLANNED PREVENTATIVE (REGULAR SERVICING) | 4 | 2-Good | 2021
OHFT164478 | ABINGDON COMMUNITY HOSPITAL | CTS SOUTH TEAM | BLOOD PRESSURE MONITOR | DURASHOCK DS-54 | WELCH ALLYN | PLANNED PREVENTATIVE (REGULAR SERVICING) | 4 | 2-Good | 2021
OXFT1684 | ABINGDON COMMUNITY HOSPITAL | ABBEY WARD | BLOOD PRESSURE MONITOR | DURASHOCK DS-54 | WELCH ALLYN | PLANNED PREVENTATIVE (REGULAR SERVICING) | 5 | 3-Average | 2020
OHFT2224 | THE FIENNES CENTRE | DISTRICT NURSES | BLOOD PRESSURE MONITOR | DURASHOCK DS-54 | WELCH ALLYN | PLANNED PREVENTATIVE (REGULAR SERVICING) | 10 | 4-Poor | 2015
OXFT3286 | THE SLADE BUILDING | SPECIALITY CAMHS | BLOOD PRESSURE MONITOR | DURASHOCK DS-54 | WELCH ALLYN | PLANNED PREVENTATIVE (REGULAR SERVICING) | 2 | 2-Good | 2023
OHFT2363 | ABINGDON COMMUNITY HOSPITAL | HOSPITAL AT HOME | BLOOD PRESSURE MONITOR | DURASHOCK DS-54 | WELCH ALLYN | PLANNED PREVENTATIVE (REGULAR SERVICING) | 10 | 4-Poor | 2015
OXFT4510 | ABINGDON COMMUNITY HOSPITAL | DISTRICT NURSES | BLOOD PRESSURE MONITOR | DURASHOCK DS-54 | WELCH ALLYN | PLANNED PREVENTATIVE (REGULAR SERVICING) | 10 | 4-Poor | 2015
OXFT4552 | LITTLEMORE MENTAL HEALTH CENTRE | KESTREL WARD | BLOOD PRESSURE MONITOR | DURASHOCK DS-54 | WELCH ALLYN | PLANNED PREVENTATIVE (REGULAR SERVICING) | 11 | 4-Poor | 2014
OXFT4553 | LITTLEMORE MENTAL HEALTH CENTRE | KESTREL WARD | BLOOD PRESSURE MONITOR | DURASHOCK DS-54 | WELCH ALLYN | PLANNED PREVENTATIVE (REGULAR SERVICING) | 4 | 2-Good | 2021
OHFT164475 | ABINGDON COMMUNITY HOSPITAL | COMMUNITY THERAPY SERVICES | BLOOD PRESSURE MONITOR | DURASHOCK DS-54 | WELCH ALLYN | PLANNED PREVENTATIVE (REGULAR SERVICING) | 4 | 2-Good | 2021
OHFT164480 | UNIPART HOUSE | RESUSCITATION TEAM | BLOOD PRESSURE MONITOR | DURASHOCK DS-54 | WELCH ALLYN | PLANNED PREVENTATIVE (REGULAR SERVICING) | 4 | 2-Good | 2021
OHFT164481 | ABINGDON COMMUNITY HOSPITAL | COMMUNITY THERAPY SERVICES | BLOOD PRESSURE MONITOR | DURASHOCK DS-54 | WELCH ALLYN | PLANNED PREVENTATIVE (REGULAR SERVICING) | 4 | 2-Good | 2021
OXFT5120 | TOWNLANDS COMMUNITY HOSPITAL | RAPID ACCESS CARE UNIT (RACU) | BLOOD PRESSURE MONITOR | DURASHOCK DS-54 | WELCH ALLYN | PLANNED PREVENTATIVE (REGULAR SERVICING) | 0 | 1-Excellent | 2024
OXFT5121 | ABINGDON COMMUNITY HOSPITAL | HOSPITAL AT HOME | BLOOD PRESSURE MONITOR | DURASHOCK DS-54 | WELCH ALLYN | PLANNED PREVENTATIVE (REGULAR SERVICING) | 0 | 1-Excellent | 2024
OXFT4836 | THE FIENNES CENTRE | OUT OF HOURS CLINIC | BLOOD PRESSURE MONITOR | DURASHOCK DS-54 | WELCH ALLYN | PLANNED PREVENTATIVE (REGULAR SERVICING) | 11 | 4-Poor | 2014
OXFT1185 | ABINGDON COMMUNITY HOSPITAL | MINOR INJURIES UNIT | BLOOD PRESSURE MONITOR | DURASHOCK DS-54 | WELCH ALLYN | PLANNED PREVENTATIVE (REGULAR SERVICING) | 1 | 2-Good | 2023
OXFT1205 | THE FIENNES CENTRE | DISTRICT NURSES | BLOOD PRESSURE MONITOR | DURASHOCK DS-54 | WELCH ALLYN | PLANNED PREVENTATIVE (REGULAR SERVICING) | 4 | 2-Good | 2021
OXFT1216 | THE FIENNES CENTRE | DISTRICT NURSES | BLOOD PRESSURE MONITOR | DURASHOCK DS-54 | WELCH ALLYN | PLANNED PREVENTATIVE (REGULAR SERVICING) | 4 | 2-Good | 2021
OHFT45054 | WALLINGFORD COMMUNITY HOSPITAL | COMMUNITY THERAPY SERVICES | BLOOD PRESSURE MONITOR | DURASHOCK DS-54 | WELCH ALLYN | PLANNED PREVENTATIVE (REGULAR SERVICING) | 5 | 3-Average | 2020
OHFT45055 | WALLINGFORD COMMUNITY HOSPITAL | COMMUNITY THERAPY SERVICES | BLOOD PRESSURE MONITOR | DURASHOCK DS-54 | WELCH ALLYN | PLANNED PREVENTATIVE (REGULAR SERVICING) | 5 | 3-Average | 2020
OXFT4844 | WALLINGFORD COMMUNITY HOSPITAL | DISTRICT NURSES | BLOOD PRESSURE MONITOR | DURASHOCK DS-54 | WELCH ALLYN | Fully Comprehensive includes any repair costs | 14 | 4-Poor | 2011
OXFT5117 | WINDRUSH HOUSE-WITNEY | UCR-URGENT COMMUNITY RESPONSE | BLOOD PRESSURE MONITOR | DURASHOCK DS-54 | WELCH ALLYN | PLANNED PREVENTATIVE (REGULAR SERVICING) | 0 | 1-Excellent | 2024
OXFT5118 | WINDRUSH HOUSE-WITNEY | UCR-URGENT COMMUNITY RESPONSE | BLOOD PRESSURE MONITOR | DURASHOCK DS-54 | WELCH ALLYN | PLANNED PREVENTATIVE (REGULAR SERVICING) | 0 | 1-Excellent | 2024
OXFT5119 | TOWNLANDS COMMUNITY HOSPITAL | RAPID ACCESS CARE UNIT (RACU) | BLOOD PRESSURE MONITOR | DURASHOCK DS-54 | WELCH ALLYN | PLANNED PREVENTATIVE (REGULAR SERVICING) | 0 | 1-Excellent | 2024
OHFT43276 | BICESTER COMMUNITY HOSPITAL | FIRST AID UNIT | BLOOD PRESSURE MONITOR | DURASHOCK DS-54 | WELCH ALLYN | PLANNED PREVENTATIVE (REGULAR SERVICING) | 12 | 4-Poor | 2013
OHFT43890 | BICESTER COMMUNITY HOSPITAL | DELEGATED HEALTHCARE NURSE TRAINERS | BLOOD PRESSURE MONITOR | DURASHOCK DS-54 | WELCH ALLYN | PLANNED PREVENTATIVE (REGULAR SERVICING) | 7 | 4-Poor | 2018
OHFT44002 | EAST OXFORD HEALTH CENTRE | DISTRICT NURSES | BLOOD PRESSURE MONITOR | DURASHOCK DS-54 | WELCH ALLYN | PLANNED PREVENTATIVE (REGULAR SERVICING) | 7 | 4-Poor | 2018
OXFT4834 | THE FIENNES CENTRE | DISTRICT NURSES | BLOOD PRESSURE MONITOR | DURASHOCK DS-54 | WELCH ALLYN | PLANNED PREVENTATIVE (REGULAR SERVICING) | 4 | 2-Good | 2021
OHFT45056 | WALLINGFORD COMMUNITY HOSPITAL | COMMUNITY THERAPY SERVICES | BLOOD PRESSURE MONITOR | DURASHOCK DS-54 | WELCH ALLYN | PLANNED PREVENTATIVE (REGULAR SERVICING) | 5 | 3-Average | 2020
OHFT45047 | WALLINGFORD COMMUNITY HOSPITAL | COMMUNITY THERAPY SERVICES | BLOOD PRESSURE MONITOR | DURASHOCK DS-54 | WELCH ALLYN | PLANNED PREVENTATIVE (REGULAR SERVICING) | 5 | 3-Average | 2020
OXFT1201 | VICTORIA HOUSE SURGERY | COMMUNITY DIABETES SERVICE | BLOOD PRESSURE MONITOR | SPHYGMOMANOMETER | ISTIN | PLANNED PREVENTATIVE (REGULAR SERVICING) | 2 | 2-Good
OXFT1206 | THE FIENNES CENTRE | DISTRICT NURSES | BLOOD PRESSURE MONITOR | SPHYGMOMANOMETER | ISTIN | PLANNED PREVENTATIVE (REGULAR SERVICING) | 2 | 2-Good
OHFT46820 | JULIER CENTRE | PODIATRY | BLOOD PRESSURE MONITOR | M6 | OMRON HEALTHCARE | PLANNED PREVENTATIVE (REGULAR SERVICING) | 3 | 2-Good
OHFT43699 | AMERSHAM HEALTH CENTRE | CMHT SOUTH EAST | BLOOD PRESSURE MONITOR | DURASHOCK DS-54 | WELCH ALLYN | PLANNED PREVENTATIVE (REGULAR SERVICING) | 8 | 4-Poor | 2017
OHFT40969 | BICESTER COMMUNITY HOSPITAL | FIRST AID UNIT | BLOOD PRESSURE MONITOR | DURASHOCK DS-54 | WELCH ALLYN | PLANNED PREVENTATIVE (REGULAR SERVICING) | 17 | 4-Poor | 2008
OHFT40971 | BICESTER COMMUNITY HOSPITAL | FIRST AID UNIT | BLOOD PRESSURE MONITOR | DURASHOCK DS-54 | WELCH ALLYN | PLANNED PREVENTATIVE (REGULAR SERVICING) | 10 | 4-Poor | 2015
OHFT0620 | MAPLE HOUSE | SPECIALITY CAMHS | BLOOD PRESSURE MONITOR | JPD-HA100 | SHENZHEN JUMPER MEDICAL EQUIPMENT CO. | PLANNED PREVENTATIVE (REGULAR SERVICING) | 3 | 3-Average
OHFT112488 | CLOCK HOUSE | CAMHS SOUTH OXON | BLOOD PRESSURE MONITOR | SPHYGMOMANOMETER | MDF INSTRUMENTS | PLANNED PREVENTATIVE (REGULAR SERVICING) | 3 | 3-Average
OHFT43817 | WATLINGTON & CHALGROVE | DISTRICT NURSES | BLOOD PRESSURE MONITOR | M2 | OMRON HEALTHCARE | PLANNED PREVENTATIVE (REGULAR SERVICING) | 13 | 4-Poor | 2012
OHFT0389 | DIDCOT HEALTH CENTRE | DISTRICT NURSES | BLOOD PRESSURE MONITOR | M2 | OMRON HEALTHCARE | PLANNED PREVENTATIVE (REGULAR SERVICING) | 9 | 4-Poor | 2016
OXFT0595 | THE SLADE BUILDING | SPECIALITY CAMHS | BLOOD PRESSURE MONITOR | M2 | OMRON HEALTHCARE | PLANNED PREVENTATIVE (REGULAR SERVICING) | 3 | 2-Good | 2021
OXFT1200 | VICTORIA HOUSE SURGERY | COMMUNITY DIABETES SERVICE | BLOOD PRESSURE MONITOR | SPHYGMOMANOMETER | ISTIN | PLANNED PREVENTATIVE (REGULAR SERVICING) | 2 | 2-Good
OXFT4773 | WINDRUSH HOUSE-WITNEY | UCR-URGENT COMMUNITY RESPONSE | BLOOD PRESSURE MONITOR | M2 | OMRON HEALTHCARE | PLANNED PREVENTATIVE (REGULAR SERVICING) | 5 | 3-Average | 2020
OXFT4837 | THE FIENNES CENTRE | OUT OF HOURS CLINIC | BLOOD PRESSURE MONITOR | M2 | OMRON HEALTHCARE | PLANNED PREVENTATIVE (REGULAR SERVICING) | 4 | 2-Good | 2021
OXFT1580 | WARNEFORD HOSPITAL | HIGHFIELD UNIT | BLOOD PRESSURE MONITOR | M2 | OMRON HEALTHCARE | PLANNED PREVENTATIVE (REGULAR SERVICING) | 11 | 4-Poor | 2014
OXFT4764 | WINDRUSH HOUSE-WITNEY | UCR-URGENT COMMUNITY RESPONSE | BLOOD PRESSURE MONITOR | M2 | OMRON HEALTHCARE | PLANNED PREVENTATIVE (REGULAR SERVICING) | 5 | 3-Average | 2020
OXFT4765 | WINDRUSH HOUSE-WITNEY | UCR-URGENT COMMUNITY RESPONSE | BLOOD PRESSURE MONITOR | M2 | OMRON HEALTHCARE | PLANNED PREVENTATIVE (REGULAR SERVICING) | 5 | 3-Average | 2020
OXFT4767 | WINDRUSH HOUSE-WITNEY | UCR-URGENT COMMUNITY RESPONSE | BLOOD PRESSURE MONITOR | M2 | OMRON HEALTHCARE | PLANNED PREVENTATIVE (REGULAR SERVICING) | 5 | 3-Average | 2020
OHFT40333 | WALLINGFORD COMMUNITY HOSPITAL | PODIATRY | BLOOD PRESSURE MONITOR | ACCOSON | ACCOSON | PLANNED PREVENTATIVE (REGULAR SERVICING) | 3 | 2-Good
OHFT1312 | THE FIENNES CENTRE | PODIATRY | BLOOD PRESSURE MONITOR | ACCOSON | ACCOSON | PLANNED PREVENTATIVE (REGULAR SERVICING) | 3 | 2-Good
OHFT1322 | BLACKBIRD LEYS CENTRE | RESPIRATORY | BLOOD PRESSURE MONITOR | ACCOSON | ACCOSON | PLANNED PREVENTATIVE (REGULAR SERVICING) | 1 | 2-Good
OHFT40319 | WANTAGE HEALTH CENTRE | DISTRICT NURSES | BLOOD PRESSURE MONITOR | DISYTEST | ACCOSON | PLANNED PREVENTATIVE (REGULAR SERVICING) | 3 | 3-Average
OHFT40947 | SALISBURY DISTRICT HOSPITAL | SALISBURY COMMUNITY CAMHS | BLOOD PRESSURE MONITOR | INTELLISENSE | OMRON HEALTHCARE | PLANNED PREVENTATIVE (REGULAR SERVICING) | 14 | 4-Poor | 2011
OHFT0959 | WALLINGFORD COMMUNITY HOSPITAL | DISTRICT NURSES | BLOOD PRESSURE MONITOR | M5-I INTELLISENSE | OMRON HEALTHCARE | PLANNED PREVENTATIVE (REGULAR SERVICING) | 3 | 3-Average
OHFT44673 | BURY KNOWLE HEALTH CENTRE | DISTRICT NURSES | BLOOD PRESSURE MONITOR | DURASHOCK DS-54 | WELCH ALLYN | PLANNED PREVENTATIVE (REGULAR SERVICING) | 12 | 4-Poor | 2013
OHFT41100 | BLACKBIRD LEYS CENTRE | RESPIRATORY | BLOOD PRESSURE MONITOR | DURASHOCK DS-54 | WELCH ALLYN | PLANNED PREVENTATIVE (REGULAR SERVICING) | 10 | 4-Poor | 2015
OXFT1292 | BROADSHIRES HEALTH CENTRE | DISTRICT NURSES | BLOOD PRESSURE MONITOR | ACCOSON | ACCOSON | PLANNED PREVENTATIVE (REGULAR SERVICING) | 4 | 2-Good
OHFT1696 | WHITELEAF CENTRE | OPAL WARD | BLOOD PRESSURE MONITOR | ACCOSON | ACCOSON | PLANNED PREVENTATIVE (REGULAR SERVICING) | 3 | 2-Good
OHFT1895 | BICESTER HEALTH CENTRE | DENTAL CLINIC | BLOOD PRESSURE MONITOR | ACCOSON | ACCOSON | PLANNED PREVENTATIVE (REGULAR SERVICING) | 3 | 2-Good
OXFT1462 | MARLBOROUGH HOUSE-SWINDON | CAMHS | BLOOD PRESSURE MONITOR | ACCOSON | ACCOSON | PLANNED PREVENTATIVE (REGULAR SERVICING) | 3 | 2-Good
OHFT41253 | SUE NICHOLLS CENTRE | CAMHS AYLESBURY | BLOOD PRESSURE MONITOR | M6 | OMRON HEALTHCARE | PLANNED PREVENTATIVE (REGULAR SERVICING) | 11 | 4-Poor | 2014
OHFT3879 | CHIPPING NORTON COMMUNITY HOSPITAL | PODIATRY | BLOOD PRESSURE MONITOR | M6 | OMRON HEALTHCARE | PLANNED PREVENTATIVE (REGULAR SERVICING) | 15 | 4-Poor | 2010
OHFT41261 | CLOCK HOUSE | CAMHS SOUTH OXON | BLOOD PRESSURE MONITOR | M6 | OMRON HEALTHCARE | PLANNED PREVENTATIVE (REGULAR SERVICING) | 11 | 4-Poor | 2014
OHFT0338 | ORCHARD HEALTH CENTRE | SCHOOL NURSING | BLOOD PRESSURE MONITOR | M6 | OMRON HEALTHCARE | PLANNED PREVENTATIVE (REGULAR SERVICING) | 18 | 4-Poor | 2007
OHFT0339 | ABINGDON COMMUNITY HOSPITAL | SCHOOL NURSING | BLOOD PRESSURE MONITOR | M6 | OMRON HEALTHCARE | PLANNED PREVENTATIVE (REGULAR SERVICING) | 18 | 4-Poor | 2007
OHFT45622 | ABINGDON COMMUNITY HOSPITAL | SCHOOL NURSING | BLOOD PRESSURE MONITOR | M6 | OMRON HEALTHCARE | PLANNED PREVENTATIVE (REGULAR SERVICING) | 6 | 3-Average | 2019
OHFT45625 | ABINGDON COMMUNITY HOSPITAL | SCHOOL NURSING | BLOOD PRESSURE MONITOR | M6 | OMRON HEALTHCARE | PLANNED PREVENTATIVE (REGULAR SERVICING) | 6 | 3-Average | 2019
OHFT43206 | EAST OXFORD HEALTH CENTRE | DENTAL CLINIC | BLOOD PRESSURE MONITOR | M6 | OMRON HEALTHCARE | PLANNED PREVENTATIVE (REGULAR SERVICING) | 9 | 4-Poor | 2016
OHFT0141 | FARINGDON MEDICAL CENTRE | DISTRICT NURSES | BLOOD PRESSURE MONITOR | M6 | OMRON HEALTHCARE | PLANNED PREVENTATIVE (REGULAR SERVICING) | 13 | 4-Poor | 2012
OHFT43736 | MURRAY HOUSE | KIDLINGTON-DENTAL | BLOOD PRESSURE MONITOR | M6 | OMRON HEALTHCARE | PLANNED PREVENTATIVE (REGULAR SERVICING) | 7 | 4-Poor | 2018
OHFT3110 | LUTHER STREET MEDICAL CENTRE | TREATMENT ROOM | BLOOD PRESSURE MONITOR | M6 | OMRON HEALTHCARE | PLANNED PREVENTATIVE (REGULAR SERVICING) | 12 | 4-Poor | 2013
OHFT3783 | LUTHER STREET MEDICAL CENTRE | TREATMENT ROOM | BLOOD PRESSURE MONITOR | M6 | OMRON HEALTHCARE | PLANNED PREVENTATIVE (REGULAR SERVICING) | 16 | 4-Poor | 2009
OHFT3787 | LUTHER STREET MEDICAL CENTRE | TREATMENT ROOM | BLOOD PRESSURE MONITOR | M6 | OMRON HEALTHCARE | PLANNED PREVENTATIVE (REGULAR SERVICING) | 13 | 4-Poor | 2012
OHFT3789 | LUTHER STREET MEDICAL CENTRE | TREATMENT ROOM | BLOOD PRESSURE MONITOR | M6 | OMRON HEALTHCARE | PLANNED PREVENTATIVE (REGULAR SERVICING) | 18 | 4-Poor | 2007
OHFT44231 | MARLBOROUGH HOUSE-MILTON KEYNES | WATLING WARD | BLOOD PRESSURE MONITOR | M6 | OMRON HEALTHCARE | PLANNED PREVENTATIVE (REGULAR SERVICING) | 6 | 3-Average | 2019
OHFT44900 | MARLBOROUGH HOUSE-MILTON KEYNES | WATLING WARD | BLOOD PRESSURE MONITOR | M6 | OMRON HEALTHCARE | PLANNED PREVENTATIVE (REGULAR SERVICING) | 6 | 3-Average | 2019
OHFT46115 | MARLBOROUGH HOUSE-SWINDON | CAMHS | BLOOD PRESSURE MONITOR | M6 | OMRON HEALTHCARE | PLANNED PREVENTATIVE (REGULAR SERVICING) | 5 | 3-Average | 2020
OHFT2096 | MELKSHAM HOSPITAL | CAMHS | BLOOD PRESSURE MONITOR | M6 | OMRON HEALTHCARE | PLANNED PREVENTATIVE (REGULAR SERVICING) | 9 | 4-Poor | 2016
OHFT41208 | MELKSHAM HOSPITAL | CAMHS | BLOOD PRESSURE MONITOR | M6 | OMRON HEALTHCARE | PLANNED PREVENTATIVE (REGULAR SERVICING) | 11 | 4-Poor | 2014
OHFT40054 | ORCHARD HEALTH CENTRE | DENTAL CLINIC | BLOOD PRESSURE MONITOR | M6 | OMRON HEALTHCARE | PLANNED PREVENTATIVE (REGULAR SERVICING) | 3 | 3-Average
OHFT45611 | ORCHARD HEALTH CENTRE | SCHOOL NURSING | BLOOD PRESSURE MONITOR | M6 | OMRON HEALTHCARE | PLANNED PREVENTATIVE (REGULAR SERVICING) | 6 | 3-Average | 2019
OHFT45612 | ORCHARD HEALTH CENTRE | SCHOOL NURSING | BLOOD PRESSURE MONITOR | M6 | OMRON HEALTHCARE | PLANNED PREVENTATIVE (REGULAR SERVICING) | 6 | 3-Average | 2019
OHFT45613 | ORCHARD HEALTH CENTRE | LOCATED C+YP BASE | BLOOD PRESSURE MONITOR | M6 | OMRON HEALTHCARE | PLANNED PREVENTATIVE (REGULAR SERVICING) | 6 | 3-Average | 2019
OHFT45614 | ABINGDON COMMUNITY HOSPITAL | SCHOOL NURSING | BLOOD PRESSURE MONITOR | M6 | OMRON HEALTHCARE | PLANNED PREVENTATIVE (REGULAR SERVICING) | 6 | 3-Average | 2019
OHFT45615 | ABINGDON COMMUNITY HOSPITAL | SCHOOL NURSING | BLOOD PRESSURE MONITOR | M6 | OMRON HEALTHCARE | PLANNED PREVENTATIVE (REGULAR SERVICING) | 6 | 3-Average | 2019
OHFT45616 | EAST OXFORD HEALTH CENTRE | SCHOOL NURSING | BLOOD PRESSURE MONITOR | M6 | OMRON HEALTHCARE | PLANNED PREVENTATIVE (REGULAR SERVICING) | 6 | 3-Average | 2019
OHFT45617 | ORCHARD HEALTH CENTRE | LOCATED C+YP BASE | BLOOD PRESSURE MONITOR | M6 | OMRON HEALTHCARE | PLANNED PREVENTATIVE (REGULAR SERVICING) | 6 | 3-Average | 2019
OHFT45618 | ORCHARD HEALTH CENTRE | LOCATED C+YP BASE | BLOOD PRESSURE MONITOR | M6 | OMRON HEALTHCARE | PLANNED PREVENTATIVE (REGULAR SERVICING) | 6 | 3-Average | 2019
OHFT45619 | ORCHARD HEALTH CENTRE | LOCATED C+YP BASE | BLOOD PRESSURE MONITOR | M6 | OMRON HEALTHCARE | PLANNED PREVENTATIVE (REGULAR SERVICING) | 6 | 3-Average | 2019
OHFT45620 | ORCHARD HEALTH CENTRE | LOCATED C+YP BASE | BLOOD PRESSURE MONITOR | M6 | OMRON HEALTHCARE | PLANNED PREVENTATIVE (REGULAR SERVICING) | 6 | 3-Average | 2019
OHFT45621 | ABINGDON COMMUNITY HOSPITAL | SCHOOL NURSING | BLOOD PRESSURE MONITOR | M6 | OMRON HEALTHCARE | PLANNED PREVENTATIVE (REGULAR SERVICING) | 6 | 3-Average | 2019
OHFT45623 | ABINGDON COMMUNITY HOSPITAL | SCHOOL NURSING | BLOOD PRESSURE MONITOR | M6 | OMRON HEALTHCARE | PLANNED PREVENTATIVE (REGULAR SERVICING) | 6 | 3-Average | 2019
OHFT45624 | ORCHARD HEALTH CENTRE | LOCATED C+YP BASE | BLOOD PRESSURE MONITOR | M6 | OMRON HEALTHCARE | PLANNED PREVENTATIVE (REGULAR SERVICING) | 6 | 3-Average | 2019
OHFT0231 | ORCHARD HEALTH CENTRE | NORTH OXFORD CAMHS | BLOOD PRESSURE MONITOR | M6 | OMRON HEALTHCARE | PLANNED PREVENTATIVE (REGULAR SERVICING) | 8 | 4-Poor | 2017
OHFT41450 | ORCHARD HEALTH CENTRE | NORTH OXFORD CAMHS | BLOOD PRESSURE MONITOR | M6 | OMRON HEALTHCARE | PLANNED PREVENTATIVE (REGULAR SERVICING) | 10 | 4-Poor | 2015
OHFT44165 | ORCHARD HEALTH CENTRE | NORTH OXFORD CAMHS | BLOOD PRESSURE MONITOR | M6 | OMRON HEALTHCARE | PLANNED PREVENTATIVE (REGULAR SERVICING) | 6 | 3-Average | 2019
OHFT44167 | ORCHARD HEALTH CENTRE | NORTH OXFORD CAMHS | BLOOD PRESSURE MONITOR | M6 | OMRON HEALTHCARE | PLANNED PREVENTATIVE (REGULAR SERVICING) | 6 | 3-Average | 2019
OHFT47063 | ABINGDON COMMUNITY HOSPITAL | SCHOOL NURSING | BLOOD PRESSURE MONITOR | M6 | OMRON HEALTHCARE | PLANNED PREVENTATIVE (REGULAR SERVICING) | 18 | 4-Poor | 2007
OHFT47064 | ORCHARD HEALTH CENTRE | SCHOOL NURSING | BLOOD PRESSURE MONITOR | M6 | OMRON HEALTHCARE | PLANNED PREVENTATIVE (REGULAR SERVICING) | 18 | 4-Poor | 2007
OHFT47065 | ORCHARD HEALTH CENTRE | NORTH OXFORD CAMHS | BLOOD PRESSURE MONITOR | M6 | OMRON HEALTHCARE | PLANNED PREVENTATIVE (REGULAR SERVICING) | 18 | 4-Poor | 2007
OHFT47066 | ORCHARD HEALTH CENTRE | SCHOOL NURSING | BLOOD PRESSURE MONITOR | M6 | OMRON HEALTHCARE | PLANNED PREVENTATIVE (REGULAR SERVICING) | 16 | 4-Poor | 2009
OHFT47068 | ORCHARD HEALTH CENTRE | SCHOOL NURSING | BLOOD PRESSURE MONITOR | M6 | OMRON HEALTHCARE | PLANNED PREVENTATIVE (REGULAR SERVICING) | 18 | 4-Poor | 2007
OHFT44949 | SAVERNAKE HOSPITAL | CAMHS | BLOOD PRESSURE MONITOR | M6 | OMRON HEALTHCARE | PLANNED PREVENTATIVE (REGULAR SERVICING) | 6 | 3-Average | 2019
OHFT3514 | SUE NICHOLLS CENTRE | CAMHS AYLESBURY | BLOOD PRESSURE MONITOR | M6 | OMRON HEALTHCARE | PLANNED PREVENTATIVE (REGULAR SERVICING) | 13 | 4-Poor | 2012
OHFT45196 | WARNEFORD HOSPITAL | CLINICAL RESEARCH | BLOOD PRESSURE MONITOR | M6 | OMRON HEALTHCARE | PLANNED PREVENTATIVE (REGULAR SERVICING) | 5 | 3-Average | 2020
OHFT45195 | WARNEFORD HOSPITAL | CLINICAL RESEARCH | BLOOD PRESSURE MONITOR | M6 | OMRON HEALTHCARE | PLANNED PREVENTATIVE (REGULAR SERVICING) | 5 | 3-Average | 2020
OHFT45194 | WARNEFORD HOSPITAL | CLINICAL RESEARCH | BLOOD PRESSURE MONITOR | M6 | OMRON HEALTHCARE | PLANNED PREVENTATIVE (REGULAR SERVICING) | 5 | 3-Average | 2020
OHFT42240 | WALLINGFORD COMMUNITY HOSPITAL | DISTRICT NURSES | BLOOD PRESSURE MONITOR | M6 | OMRON HEALTHCARE | PLANNED PREVENTATIVE (REGULAR SERVICING) | 9 | 4-Poor | 2016
OHFT43106 | SUE NICHOLLS CENTRE | RESUSCITATION TEAM | BLOOD PRESSURE MONITOR | M6 | OMRON HEALTHCARE | PLANNED PREVENTATIVE (REGULAR SERVICING) | 11 | 4-Poor | 2014
OHFT0849 | WITNEY COMMUNITY HOSPITAL | OUTPATIENTS DEPT | BLOOD PRESSURE MONITOR | M6 | OMRON HEALTHCARE | PLANNED PREVENTATIVE (REGULAR SERVICING) | 18 | 4-Poor | 2007
OHFT44697 | WHITELEAF CENTRE | WOODLANDS MANOR HOUSE | BLOOD PRESSURE MONITOR | M6 | OMRON HEALTHCARE | PLANNED PREVENTATIVE (REGULAR SERVICING) | 6 | 3-Average | 2019
OHFT45192 | THE SLADE BUILDING | JOHN SHARICH HOUSE | BLOOD PRESSURE MONITOR | M6 | OMRON HEALTHCARE | PLANNED PREVENTATIVE (REGULAR SERVICING) | 5 | 3-Average | 2020
OHFT164358 | RAGLAN HOUSE | PODIATRY | BLOOD PRESSURE MONITOR | M6 | OMRON HEALTHCARE | PLANNED PREVENTATIVE (REGULAR SERVICING) | 4 | 2-Good | 2021
OHFT164361 | WINDRUSH HEALTH CENTRE | PODIATRY | BLOOD PRESSURE MONITOR | M6 | OMRON HEALTHCARE | PLANNED PREVENTATIVE (REGULAR SERVICING) | 4 | 2-Good | 2021
OHFT164360 | ABINGDON COMMUNITY HOSPITAL | PODIATRY | BLOOD PRESSURE MONITOR | M6 | OMRON HEALTHCARE | PLANNED PREVENTATIVE (REGULAR SERVICING) | 4 | 2-Good | 2021
OHFT164364 | KIDLINGTON HEALTH CENTRE | PODIATRY | BLOOD PRESSURE MONITOR | M6 | OMRON HEALTHCARE | PLANNED PREVENTATIVE (REGULAR SERVICING) | 4 | 2-Good | 2021
OHFT164363 | ST BARNABAS CLINIC | PODIATRY | BLOOD PRESSURE MONITOR | M6 | OMRON HEALTHCARE | PLANNED PREVENTATIVE (REGULAR SERVICING) | 4 | 2-Good | 2021
OHFT164362 | THE FIENNES CENTRE | PODIATRY | BLOOD PRESSURE MONITOR | M6 | OMRON HEALTHCARE | PLANNED PREVENTATIVE (REGULAR SERVICING) | 4 | 2-Good | 2021
OHFT47088 | WARNEFORD HOSPITAL | WINTLE WARD | BLOOD PRESSURE MONITOR | M6 | OMRON HEALTHCARE | PLANNED PREVENTATIVE (REGULAR SERVICING) | 5 | 3-Average | 2020
OHFT0678 | WARNEFORD HOSPITAL | HIGHFIELD UNIT | BLOOD PRESSURE MONITOR | M6 | OMRON HEALTHCARE | PLANNED PREVENTATIVE (REGULAR SERVICING) | 7 | 4-Poor | 2018
OHFT41861 | ABINGDON COMMUNITY HOSPITAL | DISTRICT NURSES | BLOOD PRESSURE MONITOR | M6 | OMRON HEALTHCARE | PLANNED PREVENTATIVE (REGULAR SERVICING) | 17 | 4-Poor | 2008
OHFT2450 | ABINGDON COMMUNITY HOSPITAL | OUTPATIENTS DEPT | BLOOD PRESSURE MONITOR | M6 | OMRON HEALTHCARE | PLANNED PREVENTATIVE (REGULAR SERVICING) | 18 | 4-Poor | 2007
OHFT3826 | AMERSHAM HEALTH CENTRE | CMHT SOUTH EAST | BLOOD PRESSURE MONITOR | M6 | OMRON HEALTHCARE | PLANNED PREVENTATIVE (REGULAR SERVICING) | 3 | 3-Average
OHFT2534 | BICESTER HEALTH CENTRE | DENTAL CLINIC | BLOOD PRESSURE MONITOR | M6 | OMRON HEALTHCARE | PLANNED PREVENTATIVE (REGULAR SERVICING) | 16 | 4-Poor | 2009
OHFT44252 | BLACKBIRD LEYS CENTRE | RESPIRATORY | BLOOD PRESSURE MONITOR | M6 | OMRON HEALTHCARE | PLANNED PREVENTATIVE (REGULAR SERVICING) | 6 | 3-Average | 2019
OHFT44313 | BLACKBIRD LEYS CENTRE | RESPIRATORY | BLOOD PRESSURE MONITOR | M6 | OMRON HEALTHCARE | PLANNED PREVENTATIVE (REGULAR SERVICING) | 3 | 3-Average
OHFT43615 | WARNEFORD HOSPITAL | WINTLE WARD | BLOOD PRESSURE MONITOR | M6 | OMRON HEALTHCARE | PLANNED PREVENTATIVE (REGULAR SERVICING) | 2 | 4-Poor | 2018
OXFT2148 | BICESTER COMMUNITY HOSPITAL | BICESTER WARD | BLOOD PRESSURE MONITOR | M3 | OMRON HEALTHCARE | PLANNED PREVENTATIVE (REGULAR SERVICING) | 3 | 2-Good
OXFT2149 | BICESTER COMMUNITY HOSPITAL | BICESTER WARD | BLOOD PRESSURE MONITOR | M3 | OMRON HEALTHCARE | PLANNED PREVENTATIVE (REGULAR SERVICING) | 3 | 2-Good
OXFT1459 | UNIPART HOUSE | LEARNING & DEVELOPMENT | BLOOD PRESSURE MONITOR | M3 | OMRON HEALTHCARE | PLANNED PREVENTATIVE (REGULAR SERVICING) | 4 | 3-Average | 2019
OHFT0710 | LITTLEMORE MENTAL HEALTH CENTRE | KINGFISHER WARD | BLOOD PRESSURE MONITOR | 297 | WELCH ALLYN | PLANNED PREVENTATIVE (REGULAR SERVICING) | 3 | 3-Average
OHFT41722 | LITTLEMORE MENTAL HEALTH CENTRE | KINGFISHER WARD | BLOOD PRESSURE MONITOR | 297 | WELCH ALLYN | PLANNED PREVENTATIVE (REGULAR SERVICING) | 3 | 2-Good
OHFT0181 | THE SLADE BUILDING | LEARNING DISABILITY SERVICE | BLOOD PRESSURE MONITOR | 66-13-896 | BOOTS COMPANY | PLANNED PREVENTATIVE (REGULAR SERVICING) | 3 | 3-Average
OXFT3818 | SUE NICHOLLS CENTRE | CAMHS AYLESBURY | BLOOD PRESSURE MONITOR | MX2 BASIC | OMRON HEALTHCARE | PLANNED PREVENTATIVE (REGULAR SERVICING) | 0 | 1-Excellent | 2022
OHFT42776 | WHITELEAF CENTRE | ECT | BLOOD PRESSURE MONITOR | M6 | OMRON HEALTHCARE | PLANNED PREVENTATIVE (REGULAR SERVICING) | 10 | 4-Poor | 2015
OHFT164498 | UNIPART HOUSE | LEARNING & DEVELOPMENT | BLOOD PRESSURE MONITOR | M6 | OMRON HEALTHCARE | PLANNED PREVENTATIVE (REGULAR SERVICING) | 4 | 4-Poor | 2018
OHFT164496 | UNIPART HOUSE | LEARNING & DEVELOPMENT | BLOOD PRESSURE MONITOR | M6 | OMRON HEALTHCARE | PLANNED PREVENTATIVE (REGULAR SERVICING) | 8 | 4-Poor | 2017
OXFT3804 | UNIPART HOUSE | RESUSCITATION TEAM | BLOOD PRESSURE MONITOR | M6 | OMRON HEALTHCARE | PLANNED PREVENTATIVE (REGULAR SERVICING) | 8 | 4-Poor | 2017
OHFT47187 | WANTAGE COMMUNITY HOSPITAL | OUTPATIENTS DEPT | BLOOD PRESSURE MONITOR | M6 | OMRON HEALTHCARE | PLANNED PREVENTATIVE (REGULAR SERVICING) | 5 | 3-Average | 2020
OHFT47188 | WANTAGE COMMUNITY HOSPITAL | OUTPATIENTS DEPT | BLOOD PRESSURE MONITOR | M6 | OMRON HEALTHCARE | PLANNED PREVENTATIVE (REGULAR SERVICING) | 5 | 3-Average | 2020
OHFT44144 | EAST OXFORD HEALTH CENTRE | DISTRICT NURSES | BLOOD PRESSURE MONITOR | STD | LYALL WILLIS | PLANNED PREVENTATIVE (REGULAR SERVICING) | 3 | 3-Average
OHFT112553 | THE FIENNES CENTRE | DISTRICT NURSES | BLOOD PRESSURE MONITOR | STD | LYALL WILLIS | PLANNED PREVENTATIVE (REGULAR SERVICING) | 3 | 3-Average
OHFT2212 | LITTLEMORE MENTAL HEALTH CENTRE | EVENLODE WARD | BLOOD PRESSURE MONITOR | 66-13-896 | BOOTS COMPANY | PLANNED PREVENTATIVE (REGULAR SERVICING) | 3 | 3-Average
OXFT4520 | EAST OXFORD HEALTH CENTRE | SCHOOL NURSING | BLOOD PRESSURE MONITOR | 66-13-896 | BOOTS COMPANY | PLANNED PREVENTATIVE (REGULAR SERVICING) | 2 | 2-Good
OHFT164301 | WHITELEAF CENTRE | OACMHT | BLOOD PRESSURE MONITOR | M6 | OMRON HEALTHCARE | PLANNED PREVENTATIVE (REGULAR SERVICING) | 4 | 2-Good | 2021
OHFT164303 | WHITELEAF CENTRE | RUBY WARD | BLOOD PRESSURE MONITOR | M6 | OMRON HEALTHCARE | PLANNED PREVENTATIVE (REGULAR SERVICING) | 4 | 2-Good | 2021
OHFT164042 | TOWNLANDS COMMUNITY HOSPITAL | HEALTH VISITORS | BLOOD PRESSURE MONITOR | M6 | OMRON HEALTHCARE | PLANNED PREVENTATIVE (REGULAR SERVICING) | 5 | 3-Average | 2020
OHFT164043 | ORCHARD HEALTH CENTRE | SCHOOL NURSING | BLOOD PRESSURE MONITOR | M6 | OMRON HEALTHCARE | PLANNED PREVENTATIVE (REGULAR SERVICING) | 5 | 3-Average | 2020
OHFT164044 | ORCHARD HEALTH CENTRE | SCHOOL NURSING | BLOOD PRESSURE MONITOR | M6 | OMRON HEALTHCARE | PLANNED PREVENTATIVE (REGULAR SERVICING) | 5 | 3-Average | 2020
OHFT41711 | WHITELEAF CENTRE | RUBY WARD | BLOOD PRESSURE MONITOR | M6 | OMRON HEALTHCARE | PLANNED PREVENTATIVE (REGULAR SERVICING) | 10 | 4-Poor | 2015
OXFT1890 | WHITELEAF CENTRE | CMHT OLDER ADULTS | BLOOD PRESSURE MONITOR | M6 | OMRON HEALTHCARE | PLANNED PREVENTATIVE (REGULAR SERVICING) | 3 | 2-Good | 2022
OXFT1891 | WHITELEAF CENTRE | CMHT OLDER ADULTS | BLOOD PRESSURE MONITOR | M6 | OMRON HEALTHCARE | PLANNED PREVENTATIVE (REGULAR SERVICING) | 3 | 2-Good | 2022
OHFT47189 | WANTAGE COMMUNITY HOSPITAL | OUTPATIENTS DEPT | BLOOD PRESSURE MONITOR | M6 | OMRON HEALTHCARE | PLANNED PREVENTATIVE (REGULAR SERVICING) | 5 | 3-Average | 2020
OHFT164307 | WHITELEAF CENTRE | OACMHT | BLOOD PRESSURE MONITOR | M6 | OMRON HEALTHCARE | PLANNED PREVENTATIVE (REGULAR SERVICING) | 4 | 2-Good | 2021
OHFT164302 | WHITELEAF CENTRE | OACMHT | BLOOD PRESSURE MONITOR | M6 | OMRON HEALTHCARE | PLANNED PREVENTATIVE (REGULAR SERVICING) | 4 | 2-Good | 2021
OHFT164300 | WHITELEAF CENTRE | OACMHT | BLOOD PRESSURE MONITOR | M6 | OMRON HEALTHCARE | PLANNED PREVENTATIVE (REGULAR SERVICING) | 4 | 2-Good | 2021
OXFT3267 | WALLINGFORD COMMUNITY HOSPITAL | COMMUNITY THERAPY SERVICES | BLOOD PRESSURE MONITOR | M6 | OMRON HEALTHCARE | PLANNED PREVENTATIVE (REGULAR SERVICING) | 2 | 2-Good | 2022
OXFT3287 | THE FIENNES CENTRE | COMMUNITY THERAPY SERVICES | BLOOD PRESSURE MONITOR | M6 | OMRON HEALTHCARE | PLANNED PREVENTATIVE (REGULAR SERVICING) | 2 | 2-Good | 2023
OHFT164306 | WHITELEAF CENTRE | OACMHT | BLOOD PRESSURE MONITOR | M6 | OMRON HEALTHCARE | PLANNED PREVENTATIVE (REGULAR SERVICING) | 4 | 2-Good | 2021
OHFT47106 | WHITELEAF CENTRE | RUBY WARD | BLOOD PRESSURE MONITOR | M6 | OMRON HEALTHCARE | PLANNED PREVENTATIVE (REGULAR SERVICING) | 5 | 3-Average | 2020
OXFT1887 | WHITELEAF CENTRE | CMHT OLDER ADULTS | BLOOD PRESSURE MONITOR | M6 | OMRON HEALTHCARE | PLANNED PREVENTATIVE (REGULAR SERVICING) | 3 | 2-Good | 2022
OXFT1898 | WHITELEAF CENTRE | CMHT OLDER ADULTS | BLOOD PRESSURE MONITOR | M6 | OMRON HEALTHCARE | PLANNED PREVENTATIVE (REGULAR SERVICING) | 3 | 2-Good | 2022
OHFT46822 | TOWNLANDS COMMUNITY HOSPITAL | PODIATRY | BLOOD PRESSURE MONITOR | M6 | OMRON HEALTHCARE | PLANNED PREVENTATIVE (REGULAR SERVICING) | 4 | 2-Good | 2021
OXFT1072 | WHITELEAF CENTRE | ECT | BLOOD PRESSURE MONITOR | M6 | OMRON HEALTHCARE | PLANNED PREVENTATIVE (REGULAR SERVICING) | 10 | 4-Poor | 2015
OXFT0108 | WARNEFORD HOSPITAL | CLINICAL RESEARCH | BLOOD PRESSURE MONITOR | M6 | OMRON HEALTHCARE | PLANNED PREVENTATIVE (REGULAR SERVICING) | 2 | 2-Good
OXFT1894 | WHITELEAF CENTRE | CMHT OLDER ADULTS | BLOOD PRESSURE MONITOR | M6 | OMRON HEALTHCARE | PLANNED PREVENTATIVE (REGULAR SERVICING) | 3 | 2-Good | 2022
OXFT1926 | BICESTER INNOVATION CENTRE | DISTRICT NURSES | BLOOD PRESSURE MONITOR | M6 | OMRON HEALTHCARE | PLANNED PREVENTATIVE (REGULAR SERVICING) | 3 | 2-Good | 2021
OXFT6221 | WINDRUSH HOUSE-WITNEY | COMMUNITY THERAPY SERVICES | BLOOD PRESSURE MONITOR | M6 | OMRON HEALTHCARE | PLANNED PREVENTATIVE (REGULAR SERVICING) | 2 | 2-Good | 2022
OXFT4252 | MANZIL WAY, OXFORD | CRHTT | BLOOD PRESSURE MONITOR | M6 | OMRON HEALTHCARE | PLANNED PREVENTATIVE (REGULAR SERVICING) | 1 | 2-Good | 2024
OXFT1217 | THE FIENNES CENTRE | CTS SOUTH TEAM | BLOOD PRESSURE MONITOR | M6 | OMRON HEALTHCARE | PLANNED PREVENTATIVE (REGULAR SERVICING) | 2 | 2-Good | 2023
OHFT46819 | WANTAGE COMMUNITY HOSPITAL | PODIATRY | BLOOD PRESSURE MONITOR | M6 | OMRON HEALTHCARE | PLANNED PREVENTATIVE (REGULAR SERVICING) | 4 | 2-Good | 2021
OXFT45239 | MARLBOROUGH HOUSE-MILTON KEYNES | WATLING WARD | BLOOD PRESSURE MONITOR | M6 | OMRON HEALTHCARE | PLANNED PREVENTATIVE (REGULAR SERVICING) | 4 | 3-Average | 2019
OHFT46818 | DIDCOT COMMUNITY HOSPITAL | PODIATRY | BLOOD PRESSURE MONITOR | M6 | OMRON HEALTHCARE | PLANNED PREVENTATIVE (REGULAR SERVICING) | 4 | 2-Good | 2021
OHFT46821 | DIDCOT COMMUNITY HOSPITAL | PODIATRY | BLOOD PRESSURE MONITOR | M6 | OMRON HEALTHCARE | PLANNED PREVENTATIVE (REGULAR SERVICING) | 4 | 2-Good | 2021
OHFT164040 | ORCHARD HEALTH CENTRE | SCHOOL NURSING | BLOOD PRESSURE MONITOR | M6 | OMRON HEALTHCARE | PLANNED PREVENTATIVE (REGULAR SERVICING) | 5 | 3-Average | 2020
OHFT46824 | CHIPPING NORTON COMMUNITY HOSPITAL | PODIATRY | BLOOD PRESSURE MONITOR | M6 | OMRON HEALTHCARE | PLANNED PREVENTATIVE (REGULAR SERVICING) | 4 | 2-Good | 2021
OHFT45230 | WARNEFORD HOSPITAL | EATING DISORDER DEPARTMENT | BLOOD PRESSURE MONITOR | M6 | OMRON HEALTHCARE | PLANNED PREVENTATIVE (REGULAR SERVICING) | 1 | 2-Good
OXFT3750 | MANZIL WAY, OXFORD | CRHTT | BLOOD PRESSURE MONITOR | M6 | OMRON HEALTHCARE | PLANNED PREVENTATIVE (REGULAR SERVICING) | 1 | 2-Good | 2024
OXFT4251 | MANZIL WAY, OXFORD | CRHTT | BLOOD PRESSURE MONITOR | M6 | OMRON HEALTHCARE | PLANNED PREVENTATIVE (REGULAR SERVICING) | 1 | 2-Good | 2024
OXFT4253 | MANZIL WAY, OXFORD | CRHTT | BLOOD PRESSURE MONITOR | M6 | OMRON HEALTHCARE | PLANNED PREVENTATIVE (REGULAR SERVICING) | 1 | 2-Good | 2024
OHFT3786 | LUTHER STREET MEDICAL CENTRE | TREATMENT ROOM | BLOOD PRESSURE MONITOR | ANEROID | LYALL WILLIS | PLANNED PREVENTATIVE (REGULAR SERVICING) | 3 | 3-Average
OHFT41716 | SUE NICHOLLS CENTRE | CAMHS AYLESBURY | BLOOD PRESSURE MONITOR | M6 | OMRON HEALTHCARE | PLANNED PREVENTATIVE (REGULAR SERVICING) | 10 | 4-Poor | 2015
OHFT46485 | SUE NICHOLLS CENTRE | CAMHS AYLESBURY | BLOOD PRESSURE MONITOR | M6 | OMRON HEALTHCARE | PLANNED PREVENTATIVE (REGULAR SERVICING) | 17 | 4-Poor | 2008
OHFT46146 | DIDCOT COMMUNITY HOSPITAL | DENTAL CLINIC | BLOOD PRESSURE MONITOR | M6 | OMRON HEALTHCARE | PLANNED PREVENTATIVE (REGULAR SERVICING) | 5 | 3-Average | 2020
OHFT164104 | MELKSHAM HOSPITAL | CAMHS | BLOOD PRESSURE MONITOR | M6 | OMRON HEALTHCARE | PLANNED PREVENTATIVE (REGULAR SERVICING) | 4 | 2-Good | 2021
OHFT164105 | MELKSHAM HOSPITAL | CAMHS | BLOOD PRESSURE MONITOR | M6 | OMRON HEALTHCARE | PLANNED PREVENTATIVE (REGULAR SERVICING) | 4 | 2-Good | 2021
OHFT42939 | BROADSHIRES HEALTH CENTRE | DISTRICT NURSES | BLOOD PRESSURE MONITOR | ANEROID | LYALL WILLIS | PLANNED PREVENTATIVE (REGULAR SERVICING) | 3 | 3-Average
OHFT40253 | WINDRUSH HOUSE-WITNEY | DISTRICT NURSES | BLOOD PRESSURE MONITOR | ANEROID | LYALL WILLIS | PLANNED PREVENTATIVE (REGULAR SERVICING) | 3 | 3-Average
OHFT3293 | TOWNLANDS COMMUNITY HOSPITAL | MINOR INJURIES UNIT | BLOOD PRESSURE MONITOR | ANEROID | LYALL WILLIS | PLANNED PREVENTATIVE (REGULAR SERVICING) | 3 | 3-Average
OHFT40390 | THE FIENNES CENTRE | DISTRICT NURSES | BLOOD PRESSURE MONITOR | ANEROID | LYALL WILLIS | PLANNED PREVENTATIVE (REGULAR SERVICING) | 3 | 3-Average
OHFT0563 | TOWNLANDS COMMUNITY HOSPITAL | DISTRICT NURSES | BLOOD PRESSURE MONITOR | ANEROID | LYALL WILLIS | PLANNED PREVENTATIVE (REGULAR SERVICING) | 3 | 3-Average
OHFT43572 | JULIER CENTRE | CMHT SOUTH CHERWELL ADULT | BLOOD PRESSURE MONITOR | ANEROID | LYALL WILLIS | PLANNED PREVENTATIVE (REGULAR SERVICING) | 3 | 3-Average
OHFT46021 | WITNEY COMMUNITY HOSPITAL | LINFOOT WARD | BLOOD PRESSURE MONITOR | LIFETIME | WELCH ALLYN | PLANNED PREVENTATIVE (REGULAR SERVICING) | 5 | 3-Average | 2020
OXFT1442 | WITNEY COMMUNITY HOSPITAL | LINFOOT WARD | BLOOD PRESSURE MONITOR | LIFETIME | WELCH ALLYN | PLANNED PREVENTATIVE (REGULAR SERVICING) | 5 | 3-Average | 2020
OHFT130709 | WALLINGFORD COMMUNITY HOSPITAL | ST LEONARDS WARD | BLOOD PRESSURE MONITOR | LIFETIME | WELCH ALLYN | PLANNED PREVENTATIVE (REGULAR SERVICING) | 12 | 4-Poor | 2013
OHFT1294 | CHIPPING NORTON COMMUNITY HOSPITAL | DISTRICT NURSES | BLOOD PRESSURE MONITOR | 711 | OMRON HEALTHCARE | PLANNED PREVENTATIVE (REGULAR SERVICING) | 3 | 3-Average
OHFT42183 | WALLINGFORD COMMUNITY HOSPITAL | DISTRICT NURSES | BLOOD PRESSURE MONITOR | ANEROID | LYALL WILLIS | PLANNED PREVENTATIVE (REGULAR SERVICING) | 3 | 3-Average
OHFT0666 | WALLINGFORD COMMUNITY HOSPITAL | DISTRICT NURSES | BLOOD PRESSURE MONITOR | ANEROID | LYALL WILLIS | PLANNED PREVENTATIVE (REGULAR SERVICING) | 3 | 3-Average
OHFT44614 | BICESTER COMMUNITY HOSPITAL | DELEGATED HEALTHCARE NURSE TRAINERS | BLOOD PRESSURE MONITOR | DURASHOCK | WELCH ALLYN | PLANNED PREVENTATIVE (REGULAR SERVICING) | 3 | 3-Average
OHFT46494 | BICESTER COMMUNITY HOSPITAL | DELEGATED HEALTHCARE NURSE TRAINERS | BLOOD PRESSURE MONITOR | DURASHOCK | WELCH ALLYN | PLANNED PREVENTATIVE (REGULAR SERVICING) | 3 | 3-Average
OXFT2089 | LUTHER STREET MEDICAL CENTRE | TREATMENT ROOM | BLOOD PRESSURE MONITOR | M2 | OMRON HEALTHCARE | PLANNED PREVENTATIVE (REGULAR SERVICING) | 3 | 3-Average
OHFT41873 | ABINGDON COMMUNITY HOSPITAL | SCHOOL NURSING | BLOOD PRESSURE MONITOR | LIFETIME | WELCH ALLYN | PLANNED PREVENTATIVE (REGULAR SERVICING) | 10 | 4-Poor | 2015
OHFT41827 | LITTLEMORE MENTAL HEALTH CENTRE | WENRIC HOUSE | BLOOD PRESSURE MONITOR | LIFETIME | WELCH ALLYN | PLANNED PREVENTATIVE (REGULAR SERVICING) | 11 | 4-Poor | 2014
OHFT46863 | WALLINGFORD COMMUNITY HOSPITAL | ST LEONARDS WARD | BLOOD PRESSURE MONITOR | LIFETIME | WELCH ALLYN | PLANNED PREVENTATIVE (REGULAR SERVICING) | 12 | 4-Poor | 2013
OHFT44585 | BLACKBIRD LEYS CENTRE | INTEGRATED LOCALITY TEAM | BLOOD PRESSURE MONITOR | DURASHOCK | WELCH ALLYN | PLANNED PREVENTATIVE (REGULAR SERVICING) | 11 | 4-Poor | 2014
OHFT44586 | BLACKBIRD LEYS CENTRE | INTEGRATED LOCALITY TEAM | BLOOD PRESSURE MONITOR | DURASHOCK | WELCH ALLYN | PLANNED PREVENTATIVE (REGULAR SERVICING) | 3 | 3-Average
OHFT2369 | ABINGDON COMMUNITY HOSPITAL | HOSPITAL AT HOME | BLOOD PRESSURE MONITOR | DURASHOCK | WELCH ALLYN | PLANNED PREVENTATIVE (REGULAR SERVICING) | 11 | 4-Poor | 2014
OHFT2209 | ABINGDON COMMUNITY HOSPITAL | TISSUE VIABILITY | BLOOD PRESSURE MONITOR | DURASHOCK | WELCH ALLYN | PLANNED PREVENTATIVE (REGULAR SERVICING) | 3 | 3-Average
OHFT42428 | ABINGDON COMMUNITY HOSPITAL | TISSUE VIABILITY | BLOOD PRESSURE MONITOR | DURASHOCK | WELCH ALLYN | PLANNED PREVENTATIVE (REGULAR SERVICING) | 3 | 3-Average
OHFT0215 | BROADSHIRES HEALTH CENTRE | DISTRICT NURSES | BLOOD PRESSURE MONITOR | DURASHOCK | WELCH ALLYN | PLANNED PREVENTATIVE (REGULAR SERVICING) | 8 | 4-Poor | 2017
OHFT0310 | BURY KNOWLE HEALTH CENTRE | DISTRICT NURSES | BLOOD PRESSURE MONITOR | DURASHOCK | WELCH ALLYN | PLANNED PREVENTATIVE (REGULAR SERVICING) | 13 | 4-Poor | 2012
OHFT0313 | BURY KNOWLE HEALTH CENTRE | DISTRICT NURSES | BLOOD PRESSURE MONITOR | DURASHOCK | WELCH ALLYN | PLANNED PREVENTATIVE (REGULAR SERVICING) | 3 | 3-Average
OHFT46495 | KIDLINGTON HEALTH CENTRE | DISTRICT NURSES | BLOOD PRESSURE MONITOR | DURASHOCK | WELCH ALLYN | PLANNED PREVENTATIVE (REGULAR SERVICING) | 11 | 4-Poor | 2014
OHFT2114 | THE LEYS HEALTH CENTRE | DISTRICT NURSES | BLOOD PRESSURE MONITOR | DURASHOCK | WELCH ALLYN | PLANNED PREVENTATIVE (REGULAR SERVICING) | 9 | 4-Poor | 2016
OHFT2115 | BURY KNOWLE HEALTH CENTRE | DISTRICT NURSES | BLOOD PRESSURE MONITOR | DURASHOCK | WELCH ALLYN | PLANNED PREVENTATIVE (REGULAR SERVICING) | 9 | 4-Poor | 2016
OHFT44581 | EAST OXFORD HEALTH CENTRE | DISTRICT NURSES | BLOOD PRESSURE MONITOR | DURASHOCK | WELCH ALLYN | PLANNED PREVENTATIVE (REGULAR SERVICING) | 3 | 3-Average
OHFT1999 | ABINGDON COMMUNITY HOSPITAL | SCHOOL NURSING | BLOOD PRESSURE MONITOR | DURASHOCK | WELCH ALLYN | PLANNED PREVENTATIVE (REGULAR SERVICING) | 10 | 4-Poor | 2015
OHFT43182 | ABINGDON COMMUNITY HOSPITAL | SCHOOL NURSING | BLOOD PRESSURE MONITOR | DURASHOCK | WELCH ALLYN | PLANNED PREVENTATIVE (REGULAR SERVICING) | 7 | 4-Poor | 2018
OHFT0579 | BROADSHIRES HEALTH CENTRE | DISTRICT NURSES | BLOOD PRESSURE MONITOR | DURASHOCK | WELCH ALLYN | PLANNED PREVENTATIVE (REGULAR SERVICING) | 3 | 3-Average
OHFT2012 | BROADSHIRES HEALTH CENTRE | DISTRICT NURSES | BLOOD PRESSURE MONITOR | DURASHOCK | WELCH ALLYN | PLANNED PREVENTATIVE (REGULAR SERVICING) | 9 | 4-Poor | 2016
OHFT40275 | BROADSHIRES HEALTH CENTRE | DISTRICT NURSES | BLOOD PRESSURE MONITOR | DURASHOCK | WELCH ALLYN | PLANNED PREVENTATIVE (REGULAR SERVICING) | 18 | 4-Poor | 2007
OHFT44817 | WINDRUSH HOUSE-WITNEY | DISTRICT NURSES | BLOOD PRESSURE MONITOR | DURASHOCK | WELCH ALLYN | PLANNED PREVENTATIVE (REGULAR SERVICING) | 3 | 3-Average
OHFT42771 | BICESTER INNOVATION CENTRE | DISTRICT NURSES | BLOOD PRESSURE MONITOR | DURASHOCK | WELCH ALLYN | PLANNED PREVENTATIVE (REGULAR SERVICING) | 9 | 4-Poor | 2016
OHFT43626 | MURRAY HOUSE | DISTRICT NURSES | BLOOD PRESSURE MONITOR | DURASHOCK | WELCH ALLYN | PLANNED PREVENTATIVE (REGULAR SERVICING) | 12 | 4-Poor | 2013
OHFT42801 | BURY KNOWLE HEALTH CENTRE | DISTRICT NURSES | BLOOD PRESSURE MONITOR | DURASHOCK | WELCH ALLYN | PLANNED PREVENTATIVE (REGULAR SERVICING) | 8 | 4-Poor | 2017
OHFT42802 | JERICHO HEALTH CENTRE | DISTRICT NURSES | BLOOD PRESSURE MONITOR | DURASHOCK | WELCH ALLYN | PLANNED PREVENTATIVE (REGULAR SERVICING) | 8 | 4-Poor | 2017
OHFT42804 | BURY KNOWLE HEALTH CENTRE | DISTRICT NURSES | BLOOD PRESSURE MONITOR | DURASHOCK | WELCH ALLYN | PLANNED PREVENTATIVE (REGULAR SERVICING) | 8 | 4-Poor | 2017
OHFT42805 | MURRAY HOUSE | DISTRICT NURSES | BLOOD PRESSURE MONITOR | DURASHOCK | WELCH ALLYN | PLANNED PREVENTATIVE (REGULAR SERVICING) | 8 | 4-Poor | 2017
OHFT2116 | WHITELEAF CENTRE | BUCKS ADHD SERVICE | BLOOD PRESSURE MONITOR | DURASHOCK | WELCH ALLYN | PLANNED PREVENTATIVE (REGULAR SERVICING) | 9 | 4-Poor | 2016
OHFT2157 | UNIPART HOUSE | LEARNING & DEVELOPMENT | BLOOD PRESSURE MONITOR | DURASHOCK | WELCH ALLYN | PLANNED PREVENTATIVE (REGULAR SERVICING) | 9 | 4-Poor | 2016
OHFT2049 | DIDCOT HEALTH CENTRE | DISTRICT NURSES | BLOOD PRESSURE MONITOR | DURASHOCK | WELCH ALLYN | PLANNED PREVENTATIVE (REGULAR SERVICING) | 9 | 4-Poor | 2016
OHFT42770 | JERICHO HEALTH CENTRE | DISTRICT NURSES | BLOOD PRESSURE MONITOR | DURASHOCK | WELCH ALLYN | PLANNED PREVENTATIVE (REGULAR SERVICING) | 9 | 4-Poor | 2016
OHFT2167 | JULIER CENTRE | DISTRICT NURSES | BLOOD PRESSURE MONITOR | DURASHOCK | WELCH ALLYN | PLANNED PREVENTATIVE (REGULAR SERVICING) | 9 | 4-Poor | 2016
OHFT43209 | JULIER CENTRE | DISTRICT NURSES | BLOOD PRESSURE MONITOR | DURASHOCK | WELCH ALLYN | PLANNED PREVENTATIVE (REGULAR SERVICING) | 8 | 4-Poor | 2017
OHFT0679 | THE ELMS CENTRE BANBURY | CMHT | BLOOD PRESSURE MONITOR | DURASHOCK | WELCH ALLYN | PLANNED PREVENTATIVE (REGULAR SERVICING) | 3 | 3-Average
OHFT0580 | WINDRUSH HOUSE-WITNEY | DISTRICT NURSES | BLOOD PRESSURE MONITOR | DURASHOCK | WELCH ALLYN | PLANNED PREVENTATIVE (REGULAR SERVICING) | 3 | 3-Average
OHFT2061 | WINDRUSH HOUSE-WITNEY | CARE HOME SUPPORT SERVICE | BLOOD PRESSURE MONITOR | DURASHOCK | WELCH ALLYN | PLANNED PREVENTATIVE (REGULAR SERVICING) | 15 | 4-Poor | 2010
OHFT2051 | VICTORIA HOUSE SURGERY | COMMUNITY DIABETES SERVICE | BLOOD PRESSURE MONITOR | DURASHOCK | WELCH ALLYN | PLANNED PREVENTATIVE (REGULAR SERVICING) | 10 | 4-Poor | 2015
OHFT43506 | LUTHER STREET MEDICAL CENTRE | TREATMENT ROOM | BLOOD PRESSURE MONITOR | DURASHOCK | WELCH ALLYN | PLANNED PREVENTATIVE (REGULAR SERVICING) | 8 | 4-Poor | 2017
OHFT44577 | RAGLAN HOUSE | CAMHS | BLOOD PRESSURE MONITOR | DURASHOCK | WELCH ALLYN | PLANNED PREVENTATIVE (REGULAR SERVICING) | 3 | 3-Average
OHFT2323 | WATLINGTON & CHALGROVE | DISTRICT NURSES | BLOOD PRESSURE MONITOR | DURASHOCK | WELCH ALLYN | PLANNED PREVENTATIVE (REGULAR SERVICING) | 3 | 3-Average
OHFT44579 | TOWNLANDS COMMUNITY HOSPITAL | DISTRICT NURSES | BLOOD PRESSURE MONITOR | DURASHOCK | WELCH ALLYN | PLANNED PREVENTATIVE (REGULAR SERVICING) | 3 | 3-Average
OHFT42772 | WARNEFORD HOSPITAL | GREEN TREE LODGE OUTPATIENTS | BLOOD PRESSURE MONITOR | DURASHOCK | WELCH ALLYN | PLANNED PREVENTATIVE (REGULAR SERVICING) | 9 | 4-Poor | 2016
OHFT42208 | THE ELMS CENTRE BANBURY | CMHT | BLOOD PRESSURE MONITOR | DURASHOCK | WELCH ALLYN | PLANNED PREVENTATIVE (REGULAR SERVICING) | 8 | 4-Poor | 2017
OHFT42214 | THE ELMS CENTRE BANBURY | CMHT | BLOOD PRESSURE MONITOR | DURASHOCK | WELCH ALLYN | PLANNED PREVENTATIVE (REGULAR SERVICING) | 8 | 4-Poor | 2017
OHFT43616 | WINDRUSH HOUSE-WITNEY | UCR-URGENT COMMUNITY RESPONSE | BLOOD PRESSURE MONITOR | DURASHOCK | WELCH ALLYN | PLANNED PREVENTATIVE (REGULAR SERVICING) | 7 | 4-Poor | 2018
OHFT0436 | WALLINGFORD COMMUNITY HOSPITAL | DISTRICT NURSES | BLOOD PRESSURE MONITOR | DURASHOCK | WELCH ALLYN | PLANNED PREVENTATIVE (REGULAR SERVICING) | 7 | 4-Poor | 2018
OHFT0433 | WALLINGFORD COMMUNITY HOSPITAL | DISTRICT NURSES | BLOOD PRESSURE MONITOR | DURASHOCK | WELCH ALLYN | PLANNED PREVENTATIVE (REGULAR SERVICING) | 7 | 4-Poor | 2018
OHFT2048 | THE LEYS HEALTH CENTRE | DISTRICT NURSES | BLOOD PRESSURE MONITOR | DURASHOCK | WELCH ALLYN | PLANNED PREVENTATIVE (REGULAR SERVICING) | 9 | 4-Poor | 2016
OHFT2047 | WINDRUSH HOUSE-WITNEY | UCR-URGENT COMMUNITY RESPONSE | BLOOD PRESSURE MONITOR | DURASHOCK | WELCH ALLYN | PLANNED PREVENTATIVE (REGULAR SERVICING) | 9 | 4-Poor | 2016
OHFT0280 | TOWNLANDS COMMUNITY HOSPITAL | DISTRICT NURSES | BLOOD PRESSURE MONITOR | DURASHOCK | WELCH ALLYN | PLANNED PREVENTATIVE (REGULAR SERVICING) | 3 | 3-Average
OHFT2322 | WALLINGFORD COMMUNITY HOSPITAL | DISTRICT NURSES | BLOOD PRESSURE MONITOR | DURASHOCK | WELCH ALLYN | PLANNED PREVENTATIVE (REGULAR SERVICING) | 3 | 3-Average
OHFT2042 | WANTAGE HEALTH CENTRE | DISTRICT NURSES | BLOOD PRESSURE MONITOR | DURASHOCK | WELCH ALLYN | PLANNED PREVENTATIVE (REGULAR SERVICING) | 9 | 4-Poor | 2016
OHFT2152 | WANTAGE HEALTH CENTRE | DISTRICT NURSES | BLOOD PRESSURE MONITOR | DURASHOCK | WELCH ALLYN | PLANNED PREVENTATIVE (REGULAR SERVICING) | 9 | 4-Poor | 2016
OHFT0512 | TOWNLANDS COMMUNITY HOSPITAL | DISTRICT NURSES | BLOOD PRESSURE MONITOR | DURASHOCK | WELCH ALLYN | PLANNED PREVENTATIVE (REGULAR SERVICING) | 3 | 3-Average
OHFT0515 | THE CHILTERN SURGERY | DISTRICT NURSES | BLOOD PRESSURE MONITOR | DURASHOCK | WELCH ALLYN | PLANNED PREVENTATIVE (REGULAR SERVICING) | 3 | 3-Average
OHFT0432 | TOWNLANDS COMMUNITY HOSPITAL | DISTRICT NURSES | BLOOD PRESSURE MONITOR | DURASHOCK | WELCH ALLYN | PLANNED PREVENTATIVE (REGULAR SERVICING) | 7 | 4-Poor | 2018
OHFT0434 | WALLINGFORD COMMUNITY HOSPITAL | DISTRICT NURSES | BLOOD PRESSURE MONITOR | DURASHOCK | WELCH ALLYN | PLANNED PREVENTATIVE (REGULAR SERVICING) | 7 | 4-Poor | 2018
OHFT2011 | WINDRUSH HOUSE-WITNEY | DISTRICT NURSES | BLOOD PRESSURE MONITOR | DURASHOCK | WELCH ALLYN | PLANNED PREVENTATIVE (REGULAR SERVICING) | 9 | 4-Poor | 2016
OHFT0212 | WINDRUSH HOUSE-WITNEY | DISTRICT NURSES | BLOOD PRESSURE MONITOR | DURASHOCK | WELCH ALLYN | PLANNED PREVENTATIVE (REGULAR SERVICING) | 8 | 4-Poor | 2017
OHFT2317 | TOWNLANDS COMMUNITY HOSPITAL | DISTRICT NURSES | BLOOD PRESSURE MONITOR | DURASHOCK | WELCH ALLYN | PLANNED PREVENTATIVE (REGULAR SERVICING) | 3 | 3-Average
OHFT2318 | WATLINGTON & CHALGROVE | DISTRICT NURSES | BLOOD PRESSURE MONITOR | DURASHOCK | WELCH ALLYN | PLANNED PREVENTATIVE (REGULAR SERVICING) | 3 | 3-Average
OHFT2321 | TOWNLANDS COMMUNITY HOSPITAL | DISTRICT NURSES | BLOOD PRESSURE MONITOR | DURASHOCK | WELCH ALLYN | PLANNED PREVENTATIVE (REGULAR SERVICING) | 3 | 3-Average
OHFT2324 | WATLINGTON & CHALGROVE | DISTRICT NURSES | BLOOD PRESSURE MONITOR | DURASHOCK | WELCH ALLYN | PLANNED PREVENTATIVE (REGULAR SERVICING) | 3 | 3-Average
OHFT2043 | DIDCOT HEALTH CENTRE | DISTRICT NURSES | BLOOD PRESSURE MONITOR | DURASHOCK | WELCH ALLYN | PLANNED PREVENTATIVE (REGULAR SERVICING) | 9 | 4-Poor | 2016
OHFT46114 | THE SLADE BUILDING | JOHN SHARICH HOUSE | BLOOD PRESSURE MONITOR | DURASHOCK | WELCH ALLYN | PLANNED PREVENTATIVE (REGULAR SERVICING) | 10 | 4-Poor | 2015
OHFT2153 | WANTAGE HEALTH CENTRE | DISTRICT NURSES | BLOOD PRESSURE MONITOR | DURASHOCK | WELCH ALLYN | PLANNED PREVENTATIVE (REGULAR SERVICING) | 9 | 4-Poor | 2016
OHFT2151 | FARINGDON MEDICAL CENTRE | DISTRICT NURSES | BLOOD PRESSURE MONITOR | DURASHOCK | WELCH ALLYN | PLANNED PREVENTATIVE (REGULAR SERVICING) | 9 | 4-Poor | 2016
OHFT43618 | ABINGDON COMMUNITY HOSPITAL | DISTRICT NURSES | BLOOD PRESSURE MONITOR | DURASHOCK | WELCH ALLYN | PLANNED PREVENTATIVE (REGULAR SERVICING) | 2 | 4-Poor | 2018
OHFT0673 | WANTAGE HEALTH CENTRE | DISTRICT NURSES | BLOOD PRESSURE MONITOR | DURASHOCK | WELCH ALLYN | PLANNED PREVENTATIVE (REGULAR SERVICING) | 3 | 3-Average
OHFT2122 | WINDRUSH HOUSE-WITNEY | CARE HOME SUPPORT SERVICE | BLOOD PRESSURE MONITOR | DURASHOCK | WELCH ALLYN | PLANNED PREVENTATIVE (REGULAR SERVICING) | 10 | 4-Poor | 2015
OHFT2132 | WINDRUSH HOUSE-WITNEY | CARE HOME SUPPORT SERVICE | BLOOD PRESSURE MONITOR | DURASHOCK | WELCH ALLYN | PLANNED PREVENTATIVE (REGULAR SERVICING) | 10 | 4-Poor | 2015
OHFT0213 | WINDRUSH HOUSE-WITNEY | DISTRICT NURSES | BLOOD PRESSURE MONITOR | DURASHOCK | WELCH ALLYN | PLANNED PREVENTATIVE (REGULAR SERVICING) | 3 | 3-Average
OHFT0214 | WINDRUSH HOUSE-WITNEY | DISTRICT NURSES | BLOOD PRESSURE MONITOR | DURASHOCK | WELCH ALLYN | PLANNED PREVENTATIVE (REGULAR SERVICING) | 3 | 3-Average
OHFT0216 | BROADSHIRES HEALTH CENTRE | DISTRICT NURSES | BLOOD PRESSURE MONITOR | DURASHOCK | WELCH ALLYN | PLANNED PREVENTATIVE (REGULAR SERVICING) | 3 | 3-Average
OHFT2044 | ABINGDON COMMUNITY HOSPITAL | DISTRICT NURSES | BLOOD PRESSURE MONITOR | DURASHOCK | WELCH ALLYN | PLANNED PREVENTATIVE (REGULAR SERVICING) | 9 | 4-Poor | 2016
OHFT2039 | WINDRUSH HOUSE-WITNEY | DISTRICT NURSES | BLOOD PRESSURE MONITOR | DURASHOCK | WELCH ALLYN | PLANNED PREVENTATIVE (REGULAR SERVICING) | 10 | 4-Poor | 2015
OHFT2038 | WINDRUSH HOUSE-WITNEY | CARE HOME SUPPORT SERVICE | BLOOD PRESSURE MONITOR | DURASHOCK | WELCH ALLYN | PLANNED PREVENTATIVE (REGULAR SERVICING) | 10 | 4-Poor | 2015
OHFT2136 | WINDRUSH HOUSE-WITNEY | FALLS PREVENTION SERVICE | BLOOD PRESSURE MONITOR | DURASHOCK | WELCH ALLYN | PLANNED PREVENTATIVE (REGULAR SERVICING) | 11 | 4-Poor | 2014
OHFT2134 | WINDRUSH HOUSE-WITNEY | CARE HOME SUPPORT SERVICE | BLOOD PRESSURE MONITOR | DURASHOCK | WELCH ALLYN | PLANNED PREVENTATIVE (REGULAR SERVICING) | 11 | 4-Poor | 2014
OHFT2135 | WINDRUSH HOUSE-WITNEY | CARE HOME SUPPORT SERVICE | BLOOD PRESSURE MONITOR | DURASHOCK | WELCH ALLYN | PLANNED PREVENTATIVE (REGULAR SERVICING) | 11 | 4-Poor | 2014
OHFT2055 | WINDRUSH HOUSE-WITNEY | CARE HOME SUPPORT SERVICE | BLOOD PRESSURE MONITOR | DURASHOCK | WELCH ALLYN | PLANNED PREVENTATIVE (REGULAR SERVICING) | 10 | 4-Poor | 2015
OHFT2233 | WARNEFORD HOSPITAL | NEILL UNIT | BLOOD PRESSURE MONITOR | DURASHOCK | WELCH ALLYN | PLANNED PREVENTATIVE (REGULAR SERVICING) | 8 | 4-Poor | 2017
OHFT2244 | WARNEFORD HOSPITAL | NEILL UNIT | BLOOD PRESSURE MONITOR | DURASHOCK | WELCH ALLYN | PLANNED PREVENTATIVE (REGULAR SERVICING) | 8 | 4-Poor | 2017
OHFT0482 | WINDRUSH HOUSE-WITNEY | FALLS PREVENTION SERVICE | BLOOD PRESSURE MONITOR | DURASHOCK | WELCH ALLYN | PLANNED PREVENTATIVE (REGULAR SERVICING) | 3 | 3-Average
OHFT0483 | WINDRUSH HOUSE-WITNEY | FALLS PREVENTION SERVICE | BLOOD PRESSURE MONITOR | DURASHOCK | WELCH ALLYN | PLANNED PREVENTATIVE (REGULAR SERVICING) | 3 | 3-Average
OHFT2063 | WINDRUSH HOUSE-WITNEY | CARE HOME SUPPORT SERVICE | BLOOD PRESSURE MONITOR | DURASHOCK | WELCH ALLYN | PLANNED PREVENTATIVE (REGULAR SERVICING) | 10 | 4-Poor | 2015
OHFT2124 | WINDRUSH HOUSE-WITNEY | CARE HOME SUPPORT SERVICE | BLOOD PRESSURE MONITOR | DURASHOCK | WELCH ALLYN | PLANNED PREVENTATIVE (REGULAR SERVICING) | 10 | 4-Poor | 2015
OHFT2239 | WARNEFORD HOSPITAL | GREEN TREE LODGE OUTPATIENTS | BLOOD PRESSURE MONITOR | DURASHOCK | WELCH ALLYN | PLANNED PREVENTATIVE (REGULAR SERVICING) | 8 | 4-Poor | 2017
OHFT2251 | WARNEFORD HOSPITAL | GREEN TREE LODGE OUTPATIENTS | BLOOD PRESSURE MONITOR | DURASHOCK | WELCH ALLYN | PLANNED PREVENTATIVE (REGULAR SERVICING) | 8 | 4-Poor | 2017
OHFT2128 | WINDRUSH HOUSE-WITNEY | CARE HOME SUPPORT SERVICE | BLOOD PRESSURE MONITOR | DURASHOCK | WELCH ALLYN | PLANNED PREVENTATIVE (REGULAR SERVICING) | 12 | 4-Poor | 2013
OHFT2123 | WINDRUSH HOUSE-WITNEY | CARE HOME SUPPORT SERVICE | BLOOD PRESSURE MONITOR | DURASHOCK | WELCH ALLYN | PLANNED PREVENTATIVE (REGULAR SERVICING) | 12 | 4-Poor | 2013
OHFT2200 | WARNEFORD HOSPITAL | VAUGHAN THOMAS WARD CSSD ROOM | BLOOD PRESSURE MONITOR | DURASHOCK | WELCH ALLYN | PLANNED PREVENTATIVE (REGULAR SERVICING) | 8 | 4-Poor | 2017
OHFT44429 | WARNEFORD HOSPITAL | WINTLE WARD | BLOOD PRESSURE MONITOR | DURASHOCK | WELCH ALLYN | PLANNED PREVENTATIVE (REGULAR SERVICING) | 3 | 3-Average
OHFT2249 | WARNEFORD HOSPITAL | GREEN TREE LODGE OUTPATIENTS | BLOOD PRESSURE MONITOR | DURASHOCK | WELCH ALLYN | PLANNED PREVENTATIVE (REGULAR SERVICING) | 8 | 4-Poor | 2017
OXFT2051 | BICESTER INNOVATION CENTRE | COMMUNITY DIABETES SERVICE | BLOOD PRESSURE MONITOR | DURASHOCK | WELCH ALLYN | PLANNED PREVENTATIVE (REGULAR SERVICING) | 11 | 4-Poor | 2014
OHFT2245 | WARNEFORD HOSPITAL | GREEN TREE LODGE OUTPATIENTS | BLOOD PRESSURE MONITOR | DURASHOCK | WELCH ALLYN | PLANNED PREVENTATIVE (REGULAR SERVICING) | 8 | 4-Poor | 2017
OHFT42632 | WARNEFORD HOSPITAL | GREEN TREE LODGE OUTPATIENTS | BLOOD PRESSURE MONITOR | DURASHOCK | WELCH ALLYN | PLANNED PREVENTATIVE (REGULAR SERVICING) | 9 | 4-Poor | 2016
OHFT2243 | WARNEFORD HOSPITAL | CMHT OLDER ADULTS | BLOOD PRESSURE MONITOR | DURASHOCK | WELCH ALLYN | PLANNED PREVENTATIVE (REGULAR SERVICING) | 8 | 4-Poor | 2017
OHFT2241 | WARNEFORD HOSPITAL | CMHT OLDER ADULTS | BLOOD PRESSURE MONITOR | DURASHOCK | WELCH ALLYN | PLANNED PREVENTATIVE (REGULAR SERVICING) | 8 | 4-Poor | 2017
OHFT0509 | ABINGDON COMMUNITY HOSPITAL | DISTRICT NURSES | BLOOD PRESSURE MONITOR | DURASHOCK | WELCH ALLYN | PLANNED PREVENTATIVE (REGULAR SERVICING) | 3 | 3-Average
OHFT0513 | FARINGDON MEDICAL CENTRE | DISTRICT NURSES-FARINGDON & SHRIVENHAM | BLOOD PRESSURE MONITOR | DURASHOCK | WELCH ALLYN | PLANNED PREVENTATIVE (REGULAR SERVICING) | 3 | 3-Average
OHFT0514 | ABINGDON COMMUNITY HOSPITAL | DISTRICT NURSES | BLOOD PRESSURE MONITOR | DURASHOCK | WELCH ALLYN | PLANNED PREVENTATIVE (REGULAR SERVICING) | 3 | 3-Average
OHFT42792 | ABINGDON COMMUNITY HOSPITAL | DISTRICT NURSES | BLOOD PRESSURE MONITOR | DURASHOCK | WELCH ALLYN | PLANNED PREVENTATIVE (REGULAR SERVICING) | 8 | 4-Poor | 2017
OHFT43627 | ABINGDON COMMUNITY HOSPITAL | DISTRICT NURSES | BLOOD PRESSURE MONITOR | DURASHOCK | WELCH ALLYN | PLANNED PREVENTATIVE (REGULAR SERVICING) | 3 | 3-Average
OHFT2235 | NUFFIELD HEALTH CENTRE | CMHT ADULTS | BLOOD PRESSURE MONITOR | DURASHOCK | WELCH ALLYN | PLANNED PREVENTATIVE (REGULAR SERVICING) | 8 | 4-Poor | 2017
OXFT3268 | BICESTER COMMUNITY HOSPITAL | COMMUNITY THERAPY SERVICES | BLOOD PRESSURE MONITOR | DURASHOCK DS-54 | WELCH ALLYN | PLANNED PREVENTATIVE (REGULAR SERVICING) | 2 | 2-Good | 2021
OXFT3269 | BICESTER COMMUNITY HOSPITAL | COMMUNITY THERAPY SERVICES | BLOOD PRESSURE MONITOR | DURASHOCK DS-54 | WELCH ALLYN | PLANNED PREVENTATIVE (REGULAR SERVICING) | 2 | 2-Good | 2021
OXFT3270 | BICESTER COMMUNITY HOSPITAL | COMMUNITY THERAPY SERVICES | BLOOD PRESSURE MONITOR | DURASHOCK DS-54 | WELCH ALLYN | PLANNED PREVENTATIVE (REGULAR SERVICING) | 2 | 2-Good | 2021
OXFT3271 | BICESTER COMMUNITY HOSPITAL | COMMUNITY THERAPY SERVICES | BLOOD PRESSURE MONITOR | DURASHOCK DS-54 | WELCH ALLYN | PLANNED PREVENTATIVE (REGULAR SERVICING) | 2 | 2-Good | 2021
OXFT3272 | BICESTER COMMUNITY HOSPITAL | COMMUNITY THERAPY SERVICES | BLOOD PRESSURE MONITOR | DURASHOCK DS-54 | WELCH ALLYN | PLANNED PREVENTATIVE (REGULAR SERVICING) | 2 | 2-Good | 2021
OHFT0314 | BURY KNOWLE HEALTH CENTRE | DISTRICT NURSES | BLOOD PRESSURE MONITOR | DURASHOCK | WELCH ALLYN | PLANNED PREVENTATIVE (REGULAR SERVICING) | 3 | 3-Average
OHFT0319 | MARLBOROUGH HOUSE-SWINDON | CAMHS | BLOOD PRESSURE MONITOR | ANEROID | ACCOSON | PLANNED PREVENTATIVE (REGULAR SERVICING) | 3 | 3-Average
OHFT3759 | RAGLAN HOUSE | PODIATRY | BLOOD PRESSURE MONITOR | ANEROID | ACCOSON | PLANNED PREVENTATIVE (REGULAR SERVICING) | 3 | 3-Average
OHFT1717 | TEMPLE HOUSE, KEYNSHAM | CAMHS | BLOOD PRESSURE MONITOR | ANEROID | ACCOSON | PLANNED PREVENTATIVE (REGULAR SERVICING) | 3 | 3-Average
OHFT40895 | TEMPLE HOUSE, KEYNSHAM | CAMHS | BLOOD PRESSURE MONITOR | ANEROID | ACCOSON | PLANNED PREVENTATIVE (REGULAR SERVICING) | 3 | 3-Average
OHFT2130 | WINDRUSH HOUSE-WITNEY | CARE HOME SUPPORT SERVICE | BLOOD PRESSURE MONITOR | ANEROID | ACCOSON | ASSET ONLY NO SERVICING REQUIRED | 3 | 3-Average
OXFT4534 | EAST OXFORD HEALTH CENTRE | FAMILY NURSE PARTNERSHIP | BLOOD PRESSURE MONITOR | ANEROID | ACCOSON | PLANNED PREVENTATIVE (REGULAR SERVICING) | 2 | 2-Good
OXFT3801 | UNIPART HOUSE | RESUSCITATION TEAM | BLOOD PRESSURE MONITOR | SPHYGMOMANOMETER | MEDISAVE | PLANNED PREVENTATIVE (REGULAR SERVICING) | 1 | 2-Good
OXFT3800 | UNIPART HOUSE | RESUSCITATION TEAM | BLOOD PRESSURE MONITOR | SPHYGMOMANOMETER | MEDISAVE | PLANNED PREVENTATIVE (REGULAR SERVICING) | 1 | 2-Good
OXFT3799 | UNIPART HOUSE | RESUSCITATION TEAM | BLOOD PRESSURE MONITOR | SPHYGMOMANOMETER | MEDISAVE | PLANNED PREVENTATIVE (REGULAR SERVICING) | 1 | 2-Good
OHFT40261 | WINDRUSH HOUSE-WITNEY | DISTRICT NURSES | BLOOD PRESSURE MONITOR | RI-MEGA | RIESTER RUDOLF | PLANNED PREVENTATIVE (REGULAR SERVICING) | 3 | 3-Average
OHFT42463 | DIDCOT HEALTH CENTRE | DISTRICT NURSES | BLOOD PRESSURE MONITOR | ANEROID | ACCOSON | PLANNED PREVENTATIVE (REGULAR SERVICING) | 3 | 3-Average
OHFT0562 | WATLINGTON & CHALGROVE | DISTRICT NURSES | BLOOD PRESSURE MONITOR | ANEROID | ACCOSON | PLANNED PREVENTATIVE (REGULAR SERVICING) | 3 | 3-Average
OHFT42571 | ABINGDON COMMUNITY HOSPITAL | DISTRICT NURSES | BLOOD PRESSURE MONITOR | SHOCK RESISTANT | WELCH ALLYN | PLANNED PREVENTATIVE (REGULAR SERVICING) | 3 | 3-Average
OHFT42870 | FARINGDON MEDICAL CENTRE | DISTRICT NURSES-FARINGDON & SHRIVENHAM | BLOOD PRESSURE MONITOR | SHOCK RESISTANT | WELCH ALLYN | PLANNED PREVENTATIVE (REGULAR SERVICING) | 3 | 3-Average
OHFT42873 | ABINGDON COMMUNITY HOSPITAL | DISTRICT NURSES | BLOOD PRESSURE MONITOR | SHOCK RESISTANT | WELCH ALLYN | PLANNED PREVENTATIVE (REGULAR SERVICING) | 3 | 3-Average
OHFT42877 | ABINGDON COMMUNITY HOSPITAL | DISTRICT NURSES | BLOOD PRESSURE MONITOR | SHOCK RESISTANT | WELCH ALLYN | PLANNED PREVENTATIVE (REGULAR SERVICING) | 3 | 3-Average
OXFT3803 | UNIPART HOUSE | RESUSCITATION TEAM | BLOOD PRESSURE MONITOR | SPHYGMOMANOMETER | MEDISAVE | PLANNED PREVENTATIVE (REGULAR SERVICING) | 1 | 2-Good
OXFT3802 | UNIPART HOUSE | RESUSCITATION TEAM | BLOOD PRESSURE MONITOR | SPHYGMOMANOMETER | MEDISAVE | PLANNED PREVENTATIVE (REGULAR SERVICING) | 1 | 2-Good
OHFT43919 | ABINGDON COMMUNITY HOSPITAL | DISTRICT NURSES | BLOOD PRESSURE MONITOR | SHOCK RESISTANT | WELCH ALLYN | PLANNED PREVENTATIVE (REGULAR SERVICING) | 7 | 4-Poor | 2018
OHFT43920 | ABINGDON COMMUNITY HOSPITAL | DISTRICT NURSES | BLOOD PRESSURE MONITOR | SHOCK RESISTANT | WELCH ALLYN | PLANNED PREVENTATIVE (REGULAR SERVICING) | 7 | 4-Poor | 2018
OHFT0400 | ABINGDON COMMUNITY HOSPITAL | CMHT OLDER ADULTS | BLOOD PRESSURE MONITOR | SHOCK RESISTANT | WELCH ALLYN | PLANNED PREVENTATIVE (REGULAR SERVICING) | 3 | 3-Average
OHFT0401 | KIDLINGTON HEALTH CENTRE | DISTRICT NURSES | BLOOD PRESSURE MONITOR | SHOCK RESISTANT | WELCH ALLYN | PLANNED PREVENTATIVE (REGULAR SERVICING) | 3 | 3-Average
OHFT41896 | ABINGDON COMMUNITY HOSPITAL | DISTRICT NURSES | BLOOD PRESSURE MONITOR | SHOCK RESISTANT | WELCH ALLYN | PLANNED PREVENTATIVE (REGULAR SERVICING) | 14 | 4-Poor | 2011
OHFT42500 | JERICHO HEALTH CENTRE | DISTRICT NURSES | BLOOD PRESSURE MONITOR | SHOCK RESISTANT | WELCH ALLYN | PLANNED PREVENTATIVE (REGULAR SERVICING) | 9 | 4-Poor | 2016
OHFT42740 | ABINGDON COMMUNITY HOSPITAL | HOSPITAL AT HOME | BLOOD PRESSURE MONITOR | SHOCK RESISTANT | WELCH ALLYN | PLANNED PREVENTATIVE (REGULAR SERVICING) | 10 | 4-Poor | 2015
OHFT47071 | ABINGDON COMMUNITY HOSPITAL | HOSPITAL AT HOME | BLOOD PRESSURE MONITOR | SHOCK RESISTANT | WELCH ALLYN | PLANNED PREVENTATIVE (REGULAR SERVICING) | 7 | 4-Poor | 2018
OHFT3098 | ABINGDON COMMUNITY HOSPITAL | TISSUE VIABILITY | BLOOD PRESSURE MONITOR | SHOCK RESISTANT | WELCH ALLYN | PLANNED PREVENTATIVE (REGULAR SERVICING) | 3 | 3-Average
OHFT3100 | ABINGDON COMMUNITY HOSPITAL | TISSUE VIABILITY | BLOOD PRESSURE MONITOR | SHOCK RESISTANT | WELCH ALLYN | PLANNED PREVENTATIVE (REGULAR SERVICING) | 3 | 3-Average
OHFT42883 | ABINGDON COMMUNITY HOSPITAL | DISTRICT NURSES | BLOOD PRESSURE MONITOR | SHOCK RESISTANT | WELCH ALLYN | PLANNED PREVENTATIVE (REGULAR SERVICING) | 3 | 3-Average
OHFT42911 | ABINGDON COMMUNITY HOSPITAL | DISTRICT NURSES | BLOOD PRESSURE MONITOR | SHOCK RESISTANT | WELCH ALLYN | PLANNED PREVENTATIVE (REGULAR SERVICING) | 3 | 3-Average
OHFT2227 | BICESTER INNOVATION CENTRE | DISTRICT NURSES | BLOOD PRESSURE MONITOR | SHOCK RESISTANT | WELCH ALLYN | PLANNED PREVENTATIVE (REGULAR SERVICING) | 3 | 3-Average
OHFT164217 | CHIPPING NORTON COMMUNITY HOSPITAL | DISTRICT NURSES | BLOOD PRESSURE MONITOR | SHOCK RESISTANT | WELCH ALLYN | PLANNED PREVENTATIVE (REGULAR SERVICING) | 4 | 2-Good | 2021
OHFT164219 | KIDLINGTON HEALTH CENTRE | DISTRICT NURSES | BLOOD PRESSURE MONITOR | SHOCK RESISTANT | WELCH ALLYN | PLANNED PREVENTATIVE (REGULAR SERVICING) | 4 | 2-Good | 2021
OHFT164222 | WINDRUSH HOUSE-WITNEY | DISTRICT NURSES | BLOOD PRESSURE MONITOR | SHOCK RESISTANT | WELCH ALLYN | PLANNED PREVENTATIVE (REGULAR SERVICING) | 4 | 2-Good | 2021
OHFT0229 | ABINGDON COMMUNITY HOSPITAL | HOSPITAL AT HOME | BLOOD PRESSURE MONITOR | SHOCK RESISTANT | WELCH ALLYN | PLANNED PREVENTATIVE (REGULAR SERVICING) | 8 | 4-Poor | 2017
OHFT42732 | ABINGDON COMMUNITY HOSPITAL | HOSPITAL AT HOME | BLOOD PRESSURE MONITOR | SHOCK RESISTANT | WELCH ALLYN | PLANNED PREVENTATIVE (REGULAR SERVICING) | 13 | 4-Poor | 2012
OHFT41978 | JERICHO HEALTH CENTRE | DISTRICT NURSES | BLOOD PRESSURE MONITOR | SHOCK RESISTANT | WELCH ALLYN | PLANNED PREVENTATIVE (REGULAR SERVICING) | 16 | 4-Poor | 2009
OHFT46133 | BLACKBIRD LEYS CENTRE | COMMUNITY THERAPY SERVICES | BLOOD PRESSURE MONITOR | SHOCK RESISTANT | WELCH ALLYN | PLANNED PREVENTATIVE (REGULAR SERVICING) | 4 | 2-Good | 2021
OHFT46134 | JERICHO HEALTH CENTRE | DISTRICT NURSES | BLOOD PRESSURE MONITOR | SHOCK RESISTANT | WELCH ALLYN | PLANNED PREVENTATIVE (REGULAR SERVICING) | 4 | 2-Good | 2021
OHFT46135 | BLACKBIRD LEYS CENTRE | COMMUNITY THERAPY SERVICES | BLOOD PRESSURE MONITOR | SHOCK RESISTANT | WELCH ALLYN | PLANNED PREVENTATIVE (REGULAR SERVICING) | 4 | 2-Good | 2021
OHFT2075 | JULIER CENTRE | DISTRICT NURSES | BLOOD PRESSURE MONITOR | SHOCK RESISTANT | WELCH ALLYN | PLANNED PREVENTATIVE (REGULAR SERVICING) | 3 | 3-Average
OHFT47057 | BICESTER COMMUNITY HOSPITAL | BICESTER WARD | BLOOD PRESSURE MONITOR | SHOCK RESISTANT | WELCH ALLYN | PLANNED PREVENTATIVE (REGULAR SERVICING) | 3 | 3-Average
OHFT46139 | BLACKBIRD LEYS CENTRE | COMMUNITY THERAPY SERVICES | BLOOD PRESSURE MONITOR | SHOCK RESISTANT | WELCH ALLYN | PLANNED PREVENTATIVE (REGULAR SERVICING) | 3 | 3-Average
OHFT46141 | MURRAY HOUSE | JERICHO-DISTRICT NURSES | BLOOD PRESSURE MONITOR | SHOCK RESISTANT | WELCH ALLYN | PLANNED PREVENTATIVE (REGULAR SERVICING) | 3 | 3-Average
OHFT46142 | BLACKBIRD LEYS CENTRE | DISTRICT NURSES | BLOOD PRESSURE MONITOR | SHOCK RESISTANT | WELCH ALLYN | PLANNED PREVENTATIVE (REGULAR SERVICING) | 4 | 2-Good | 2021
OHFT164203 | WINDRUSH HOUSE-WITNEY | UCR-URGENT COMMUNITY RESPONSE | BLOOD PRESSURE MONITOR | SHOCK RESISTANT | WELCH ALLYN | PLANNED PREVENTATIVE (REGULAR SERVICING) | 4 | 2-Good | 2021
OHFT164223 | ABINGDON COMMUNITY HOSPITAL | DISTRICT NURSES | BLOOD PRESSURE MONITOR | SHOCK RESISTANT | WELCH ALLYN | PLANNED PREVENTATIVE (REGULAR SERVICING) | 4 | 2-Good | 2021
OHFT40375 | BURY KNOWLE HEALTH CENTRE | DISTRICT NURSES | BLOOD PRESSURE MONITOR | SHOCK RESISTANT | WELCH ALLYN | PLANNED PREVENTATIVE (REGULAR SERVICING) | 3 | 3-Average
OHFT40563 | BLACKBIRD LEYS CENTRE | RESPIRATORY | BLOOD PRESSURE MONITOR | SHOCK RESISTANT | WELCH ALLYN | PLANNED PREVENTATIVE (REGULAR SERVICING) | 3 | 3-Average
OHFT40565 | BLACKBIRD LEYS CENTRE | RESPIRATORY | BLOOD PRESSURE MONITOR | SHOCK RESISTANT | WELCH ALLYN | PLANNED PREVENTATIVE (REGULAR SERVICING) | 2 | 2-Good
OHFT0794 | WINDRUSH HOUSE-WITNEY | DISTRICT NURSES | BLOOD PRESSURE MONITOR | SHOCK RESISTANT | WELCH ALLYN | PLANNED PREVENTATIVE (REGULAR SERVICING) | 3 | 3-Average
OHFT0800 | WINDRUSH HOUSE-WITNEY | DISTRICT NURSES | BLOOD PRESSURE MONITOR | SHOCK RESISTANT | WELCH ALLYN | PLANNED PREVENTATIVE (REGULAR SERVICING) | 3 | 3-Average
OHFT46136 | THE LEYS HEALTH CENTRE | DISTRICT NURSES | BLOOD PRESSURE MONITOR | SHOCK RESISTANT | WELCH ALLYN | PLANNED PREVENTATIVE (REGULAR SERVICING) | 4 | 2-Good | 2021
OHFT46138 | BLACKBIRD LEYS CENTRE | COMMUNITY THERAPY SERVICES | BLOOD PRESSURE MONITOR | SHOCK RESISTANT | WELCH ALLYN | PLANNED PREVENTATIVE (REGULAR SERVICING) | 4 | 2-Good | 2021
OHFT0316 | EAST OXFORD HEALTH CENTRE | DISTRICT NURSES | BLOOD PRESSURE MONITOR | SHOCK RESISTANT | WELCH ALLYN | PLANNED PREVENTATIVE (REGULAR SERVICING) | 12 | 4-Poor | 2013
OHFT40133 | BURY KNOWLE HEALTH CENTRE | DISTRICT NURSES | BLOOD PRESSURE MONITOR | SHOCK RESISTANT | WELCH ALLYN | PLANNED PREVENTATIVE (REGULAR SERVICING) | 13 | 4-Poor | 2012
OHFT40136 | BURY KNOWLE HEALTH CENTRE | DISTRICT NURSES | BLOOD PRESSURE MONITOR | SHOCK RESISTANT | WELCH ALLYN | PLANNED PREVENTATIVE (REGULAR SERVICING) | 13 | 4-Poor | 2012
OHFT43992 | BURY KNOWLE HEALTH CENTRE | DISTRICT NURSES | BLOOD PRESSURE MONITOR | SHOCK RESISTANT | WELCH ALLYN | PLANNED PREVENTATIVE (REGULAR SERVICING) | 12 | 4-Poor | 2013
OHFT164208 | WANTAGE HEALTH CENTRE | DISTRICT NURSES | BLOOD PRESSURE MONITOR | SHOCK RESISTANT | WELCH ALLYN | PLANNED PREVENTATIVE (REGULAR SERVICING) | 4 | 2-Good | 2021
OHFT164210 | ABINGDON COMMUNITY HOSPITAL | OSRU | BLOOD PRESSURE MONITOR | SHOCK RESISTANT | WELCH ALLYN | PLANNED PREVENTATIVE (REGULAR SERVICING) | 4 | 2-Good | 2021
OHFT40186 | CHIPPING NORTON COMMUNITY HOSPITAL | DISTRICT NURSES | BLOOD PRESSURE MONITOR | SHOCK RESISTANT | WELCH ALLYN | PLANNED PREVENTATIVE (REGULAR SERVICING) | 13 | 4-Poor | 2012
OHFT42723 | VICTORIA HOUSE SURGERY | COMMUNITY DIABETES SERVICE | BLOOD PRESSURE MONITOR | SHOCK RESISTANT | WELCH ALLYN | PLANNED PREVENTATIVE (REGULAR SERVICING) | 10 | 4-Poor | 2015
OHFT43100 | CHIPPING NORTON COMMUNITY HOSPITAL | DISTRICT NURSES | BLOOD PRESSURE MONITOR | SHOCK RESISTANT | WELCH ALLYN | PLANNED PREVENTATIVE (REGULAR SERVICING) | 7 | 4-Poor | 2018
OHFT44110 | ABINGDON COMMUNITY HOSPITAL | SCHOOL NURSING | BLOOD PRESSURE MONITOR | SHOCK RESISTANT | WELCH ALLYN | PLANNED PREVENTATIVE (REGULAR SERVICING) | 7 | 4-Poor | 2018
OHFT42577 | BROADSHIRES HEALTH CENTRE | DISTRICT NURSES | BLOOD PRESSURE MONITOR | SHOCK RESISTANT | WELCH ALLYN | PLANNED PREVENTATIVE (REGULAR SERVICING) | 3 | 3-Average
OHFT42582 | BROADSHIRES HEALTH CENTRE | DISTRICT NURSES | BLOOD PRESSURE MONITOR | SHOCK RESISTANT | WELCH ALLYN | PLANNED PREVENTATIVE (REGULAR SERVICING) | 11 | 4-Poor | 2014
OHFT43959 | DIDCOT COMMUNITY HOSPITAL | DIDCOT WARD | BLOOD PRESSURE MONITOR | SHOCK RESISTANT | WELCH ALLYN | PLANNED PREVENTATIVE (REGULAR SERVICING) | 7 | 4-Poor | 2018
OHFT0210 | WALLINGFORD COMMUNITY HOSPITAL | DISTRICT NURSES | BLOOD PRESSURE MONITOR | SHOCK RESISTANT | WELCH ALLYN | PLANNED PREVENTATIVE (REGULAR SERVICING) | 3 | 3-Average
OHFT0359 | WALLINGFORD COMMUNITY HOSPITAL | DISTRICT NURSES | BLOOD PRESSURE MONITOR | SHOCK RESISTANT | WELCH ALLYN | PLANNED PREVENTATIVE (REGULAR SERVICING) | 3 | 3-Average
OHFT41841 | DIDCOT HEALTH CENTRE | DISTRICT NURSES | BLOOD PRESSURE MONITOR | SHOCK RESISTANT | WELCH ALLYN | PLANNED PREVENTATIVE (REGULAR SERVICING) | 3 | 3-Average
OHFT0384 | CHIPPING NORTON COMMUNITY HOSPITAL | DISTRICT NURSES | BLOOD PRESSURE MONITOR | SHOCK RESISTANT | WELCH ALLYN | PLANNED PREVENTATIVE (REGULAR SERVICING) | 3 | 3-Average
OHFT3071 | CHIPPING NORTON COMMUNITY HOSPITAL | DISTRICT NURSES | BLOOD PRESSURE MONITOR | SHOCK RESISTANT | WELCH ALLYN | PLANNED PREVENTATIVE (REGULAR SERVICING) | 12 | 4-Poor | 2013
OHFT42543 | FARINGDON MEDICAL CENTRE | DISTRICT NURSES-FARINGDON & SHRIVENHAM | BLOOD PRESSURE MONITOR | SHOCK RESISTANT | WELCH ALLYN | PLANNED PREVENTATIVE (REGULAR SERVICING) | 14 | 4-Poor | 2011
OHFT40557 | WALLINGFORD COMMUNITY HOSPITAL | DISTRICT NURSES | BLOOD PRESSURE MONITOR | SHOCK RESISTANT | WELCH ALLYN | PLANNED PREVENTATIVE (REGULAR SERVICING) | 3 | 3-Average
OHFT42851 | WALLINGFORD COMMUNITY HOSPITAL | DISTRICT NURSES | BLOOD PRESSURE MONITOR | SHOCK RESISTANT | WELCH ALLYN | PLANNED PREVENTATIVE (REGULAR SERVICING) | 3 | 3-Average
OHFT0368 | KIDLINGTON HEALTH CENTRE | DISTRICT NURSES | BLOOD PRESSURE MONITOR | SHOCK RESISTANT | WELCH ALLYN | PLANNED PREVENTATIVE (REGULAR SERVICING) | 3 | 3-Average
OHFT43954 | DIDCOT COMMUNITY HOSPITAL | DIDCOT WARD | BLOOD PRESSURE MONITOR | SHOCK RESISTANT | WELCH ALLYN | PLANNED PREVENTATIVE (REGULAR SERVICING) | 7 | 4-Poor | 2018
OHFT43956 | DIDCOT COMMUNITY HOSPITAL | DIDCOT WARD | BLOOD PRESSURE MONITOR | SHOCK RESISTANT | WELCH ALLYN | PLANNED PREVENTATIVE (REGULAR SERVICING) | 7 | 4-Poor | 2018
OHFT0153 | BLACKBIRD LEYS CENTRE | CTS SOUTH TEAM | BLOOD PRESSURE MONITOR | SHOCK RESISTANT | WELCH ALLYN | PLANNED PREVENTATIVE (REGULAR SERVICING) | 11 | 4-Poor | 2014
OHFT0155 | THE LEYS HEALTH CENTRE | DISTRICT NURSES | BLOOD PRESSURE MONITOR | SHOCK RESISTANT | WELCH ALLYN | PLANNED PREVENTATIVE (REGULAR SERVICING) | 14 | 4-Poor | 2011
OHFT0233 | BURY KNOWLE HEALTH CENTRE | DISTRICT NURSES | BLOOD PRESSURE MONITOR | SHOCK RESISTANT | WELCH ALLYN | PLANNED PREVENTATIVE (REGULAR SERVICING) | 8 | 4-Poor | 2017
OHFT0234 | JERICHO HEALTH CENTRE | DISTRICT NURSES | BLOOD PRESSURE MONITOR | SHOCK RESISTANT | WELCH ALLYN | PLANNED PREVENTATIVE (REGULAR SERVICING) | 8 | 4-Poor | 2017
OHFT41878 | ABINGDON COMMUNITY HOSPITAL | DISTRICT NURSES | BLOOD PRESSURE MONITOR | SHOCK RESISTANT | WELCH ALLYN | PLANNED PREVENTATIVE (REGULAR SERVICING) | 3 | 3-Average
OHFT0712 | THE LEYS HEALTH CENTRE | DISTRICT NURSES | BLOOD PRESSURE MONITOR | SHOCK RESISTANT | WELCH ALLYN | PLANNED PREVENTATIVE (REGULAR SERVICING) | 2 | 2-Good
OHFT2951 | THE LEYS HEALTH CENTRE | DISTRICT NURSES | BLOOD PRESSURE MONITOR | SHOCK RESISTANT | WELCH ALLYN | PLANNED PREVENTATIVE (REGULAR SERVICING) | 3 | 3-Average
OHFT40085 | JERICHO HEALTH CENTRE | DISTRICT NURSES | BLOOD PRESSURE MONITOR | SHOCK RESISTANT | WELCH ALLYN | PLANNED PREVENTATIVE (REGULAR SERVICING) | 11 | 4-Poor | 2014
OHFT40093 | BURY KNOWLE HEALTH CENTRE | DISTRICT NURSES | BLOOD PRESSURE MONITOR | SHOCK RESISTANT | WELCH ALLYN | PLANNED PREVENTATIVE (REGULAR SERVICING) | 14 | 4-Poor | 2011
OHFT40695 | BURY KNOWLE HEALTH CENTRE | DISTRICT NURSES | BLOOD PRESSURE MONITOR | SHOCK RESISTANT | WELCH ALLYN | PLANNED PREVENTATIVE (REGULAR SERVICING) | 11 | 4-Poor | 2014
OHFT2963 | KIDLINGTON HEALTH CENTRE | DISTRICT NURSES | BLOOD PRESSURE MONITOR | SHOCK RESISTANT | WELCH ALLYN | PLANNED PREVENTATIVE (REGULAR SERVICING) | 13 | 4-Poor | 2012
OHFT2964 | BICESTER INNOVATION CENTRE | DISTRICT NURSES | BLOOD PRESSURE MONITOR | SHOCK RESISTANT | WELCH ALLYN | PLANNED PREVENTATIVE (REGULAR SERVICING) | 15 | 4-Poor | 2010
OHFT42916 | THE LEYS HEALTH CENTRE | DISTRICT NURSES | BLOOD PRESSURE MONITOR | SHOCK RESISTANT | WELCH ALLYN | PLANNED PREVENTATIVE (REGULAR SERVICING) | 8 | 4-Poor | 2017
OHFT43822 | JERICHO HEALTH CENTRE | DISTRICT NURSES | BLOOD PRESSURE MONITOR | SHOCK RESISTANT | WELCH ALLYN | PLANNED PREVENTATIVE (REGULAR SERVICING) | 14 | 4-Poor | 2011
OHFT44146 | THE LEYS HEALTH CENTRE | DISTRICT NURSES | BLOOD PRESSURE MONITOR | SHOCK RESISTANT | WELCH ALLYN | PLANNED PREVENTATIVE (REGULAR SERVICING) | 11 | 4-Poor | 2014
OHFT1843 | JULIER CENTRE | DISTRICT NURSES | BLOOD PRESSURE MONITOR | SHOCK RESISTANT | WELCH ALLYN | PLANNED PREVENTATIVE (REGULAR SERVICING) | 12 | 4-Poor | 2013
OHFT0305 | MURRAY HOUSE | DISTRICT NURSES | BLOOD PRESSURE MONITOR | SHOCK RESISTANT | WELCH ALLYN | PLANNED PREVENTATIVE (REGULAR SERVICING) | 8 | 4-Poor | 2017
OHFT2950 | JERICHO HEALTH CENTRE | DISTRICT NURSES | BLOOD PRESSURE MONITOR | SHOCK RESISTANT | WELCH ALLYN | PLANNED PREVENTATIVE (REGULAR SERVICING) | 16 | 4-Poor | 2009
OHFT41482 | JULIER CENTRE | DISTRICT NURSES | BLOOD PRESSURE MONITOR | SHOCK RESISTANT | WELCH ALLYN | PLANNED PREVENTATIVE (REGULAR SERVICING) | 13 | 4-Poor | 2012
OHFT42042 | JULIER CENTRE | DISTRICT NURSES | BLOOD PRESSURE MONITOR | SHOCK RESISTANT | WELCH ALLYN | PLANNED PREVENTATIVE (REGULAR SERVICING) | 9 | 4-Poor | 2016
OHFT42890 | BICESTER INNOVATION CENTRE | DISTRICT NURSES | BLOOD PRESSURE MONITOR | SHOCK RESISTANT | WELCH ALLYN | PLANNED PREVENTATIVE (REGULAR SERVICING) | 11 | 4-Poor | 2014
OHFT42919 | KIDLINGTON HEALTH CENTRE | DISTRICT NURSES | BLOOD PRESSURE MONITOR | SHOCK RESISTANT | WELCH ALLYN | PLANNED PREVENTATIVE (REGULAR SERVICING) | 16 | 4-Poor | 2009
OHFT40789 | JERICHO HEALTH CENTRE | DISTRICT NURSES | BLOOD PRESSURE MONITOR | SHOCK RESISTANT | WELCH ALLYN | PLANNED PREVENTATIVE (REGULAR SERVICING) | 15 | 4-Poor | 2010
OHFT40792 | JERICHO HEALTH CENTRE | DISTRICT NURSES | BLOOD PRESSURE MONITOR | SHOCK RESISTANT | WELCH ALLYN | PLANNED PREVENTATIVE (REGULAR SERVICING) | 11 | 4-Poor | 2014
OHFT0204 | KIDLINGTON HEALTH CENTRE | DISTRICT NURSES | BLOOD PRESSURE MONITOR | SHOCK RESISTANT | WELCH ALLYN | PLANNED PREVENTATIVE (REGULAR SERVICING) | 8 | 4-Poor | 2017
OHFT0799 | KIDLINGTON HEALTH CENTRE | DISTRICT NURSES | BLOOD PRESSURE MONITOR | SHOCK RESISTANT | WELCH ALLYN | PLANNED PREVENTATIVE (REGULAR SERVICING) | 6 | 3-Average | 2019
OHFT2180 | BICESTER INNOVATION CENTRE | DISTRICT NURSES | BLOOD PRESSURE MONITOR | SHOCK RESISTANT | WELCH ALLYN | PLANNED PREVENTATIVE (REGULAR SERVICING) | 3 | 3-Average
OHFT2184 | KIDLINGTON HEALTH CENTRE | DISTRICT NURSES | BLOOD PRESSURE MONITOR | SHOCK RESISTANT | WELCH ALLYN | PLANNED PREVENTATIVE (REGULAR SERVICING) | 3 | 3-Average
OHFT40560 | CHIPPING NORTON COMMUNITY HOSPITAL | DISTRICT NURSES | BLOOD PRESSURE MONITOR | SHOCK RESISTANT | WELCH ALLYN | PLANNED PREVENTATIVE (REGULAR SERVICING) | 3 | 3-Average
OHFT41477 | JULIER CENTRE | DISTRICT NURSES | BLOOD PRESSURE MONITOR | SHOCK RESISTANT | WELCH ALLYN | PLANNED PREVENTATIVE (REGULAR SERVICING) | 11 | 4-Poor | 2014
OHFT42903 | KIDLINGTON HEALTH CENTRE | DISTRICT NURSES | BLOOD PRESSURE MONITOR | SHOCK RESISTANT | WELCH ALLYN | PLANNED PREVENTATIVE (REGULAR SERVICING) | 11 | 4-Poor | 2014
OHFT42906 | JULIER CENTRE | DISTRICT NURSES | BLOOD PRESSURE MONITOR | SHOCK RESISTANT | WELCH ALLYN | PLANNED PREVENTATIVE (REGULAR SERVICING) | 3 | 3-Average
OHFT44253 | KIDLINGTON HEALTH CENTRE | DISTRICT NURSES | BLOOD PRESSURE MONITOR | SHOCK RESISTANT | WELCH ALLYN | PLANNED PREVENTATIVE (REGULAR SERVICING) | 12 | 4-Poor | 2013
OHFT2215 | LITTLEMORE MENTAL HEALTH CENTRE | EVENLODE WARD | BLOOD PRESSURE MONITOR | SHOCK RESISTANT | WELCH ALLYN | PLANNED PREVENTATIVE (REGULAR SERVICING) | 3 | 3-Average
OHFT42933 | JULIER CENTRE | DISTRICT NURSES | BLOOD PRESSURE MONITOR | SHOCK RESISTANT | WELCH ALLYN | PLANNED PREVENTATIVE (REGULAR SERVICING) | 14 | 4-Poor | 2011
OHFT42934 | JULIER CENTRE | DISTRICT NURSES | BLOOD PRESSURE MONITOR | SHOCK RESISTANT | WELCH ALLYN | PLANNED PREVENTATIVE (REGULAR SERVICING) | 3 | 3-Average
OHFT164315 | LITTLEMORE MENTAL HEALTH CENTRE | LAMBOURN HOUSE | BLOOD PRESSURE MONITOR | SHOCK RESISTANT | WELCH ALLYN | PLANNED PREVENTATIVE (REGULAR SERVICING) | 4 | 2-Good | 2021
OHFT41148 | LITTLEMORE MENTAL HEALTH CENTRE | PHOENIX WARD | BLOOD PRESSURE MONITOR | SHOCK RESISTANT | WELCH ALLYN | PLANNED PREVENTATIVE (REGULAR SERVICING) | 3 | 3-Average
OHFT41149 | LITTLEMORE MENTAL HEALTH CENTRE | PHOENIX WARD | BLOOD PRESSURE MONITOR | SHOCK RESISTANT | WELCH ALLYN | PLANNED PREVENTATIVE (REGULAR SERVICING) | 11 | 4-Poor | 2014
OHFT1422 | LITTLEMORE MENTAL HEALTH CENTRE | ASHURST WARD | BLOOD PRESSURE MONITOR | SHOCK RESISTANT | WELCH ALLYN | PLANNED PREVENTATIVE (REGULAR SERVICING) | 11 | 4-Poor | 2014
OHFT42897 | KIDLINGTON HEALTH CENTRE | DISTRICT NURSES | BLOOD PRESSURE MONITOR | SHOCK RESISTANT | WELCH ALLYN | PLANNED PREVENTATIVE (REGULAR SERVICING) | 3 | 3-Average
OHFT42899 | KIDLINGTON HEALTH CENTRE | DISTRICT NURSES | BLOOD PRESSURE MONITOR | SHOCK RESISTANT | WELCH ALLYN | PLANNED PREVENTATIVE (REGULAR SERVICING) | 3 | 3-Average
OHFT46099 | LITTLEMORE MENTAL HEALTH CENTRE | FORENSIC UNIT | BLOOD PRESSURE MONITOR | SHOCK RESISTANT | WELCH ALLYN | PLANNED PREVENTATIVE (REGULAR SERVICING) | 4 | 2-Good | 2021
OHFT46100 | LITTLEMORE MENTAL HEALTH CENTRE | FORENSIC UNIT | BLOOD PRESSURE MONITOR | SHOCK RESISTANT | WELCH ALLYN | PLANNED PREVENTATIVE (REGULAR SERVICING) | 4 | 2-Good | 2021
OHFT46101 | LITTLEMORE MENTAL HEALTH CENTRE | FORENSIC UNIT | BLOOD PRESSURE MONITOR | SHOCK RESISTANT | WELCH ALLYN | PLANNED PREVENTATIVE (REGULAR SERVICING) | 4 | 2-Good | 2021
OHFT46102 | LITTLEMORE MENTAL HEALTH CENTRE | FORENSIC UNIT | BLOOD PRESSURE MONITOR | SHOCK RESISTANT | WELCH ALLYN | PLANNED PREVENTATIVE (REGULAR SERVICING) | 4 | 2-Good | 2021
OHFT46103 | LITTLEMORE MENTAL HEALTH CENTRE | FORENSIC UNIT | BLOOD PRESSURE MONITOR | SHOCK RESISTANT | WELCH ALLYN | PLANNED PREVENTATIVE (REGULAR SERVICING) | 4 | 2-Good | 2021
OHFT3442 | LITTLEMORE MENTAL HEALTH CENTRE | LAMBOURN HOUSE | BLOOD PRESSURE MONITOR | SHOCK RESISTANT | WELCH ALLYN | PLANNED PREVENTATIVE (REGULAR SERVICING) | 3 | 3-Average
OHFT46600 | LITTLEMORE MENTAL HEALTH CENTRE | FORENSIC UNIT | BLOOD PRESSURE MONITOR | SHOCK RESISTANT | WELCH ALLYN | PLANNED PREVENTATIVE (REGULAR SERVICING) | 4 | 2-Good | 2021
OHFT0362 | BICESTER HEALTH CENTRE | CMHT OLDER ADULTS | BLOOD PRESSURE MONITOR | SHOCK RESISTANT | WELCH ALLYN | PLANNED PREVENTATIVE (REGULAR SERVICING) | 3 | 3-Average
OHFT0443 | WARNEFORD HOSPITAL | CMHT OLDER ADULTS | BLOOD PRESSURE MONITOR | SHOCK RESISTANT | WELCH ALLYN | PLANNED PREVENTATIVE (REGULAR SERVICING) | 3 | 3-Average
OHFT42673 | MANZIL WAY, OXFORD | CMHT OLDER ADULTS | BLOOD PRESSURE MONITOR | SHOCK RESISTANT | WELCH ALLYN | PLANNED PREVENTATIVE (REGULAR SERVICING) | 10 | 4-Poor | 2015
OHFT42676 | MANZIL WAY, OXFORD | CMHT OLDER ADULTS | BLOOD PRESSURE MONITOR | SHOCK RESISTANT | WELCH ALLYN | PLANNED PREVENTATIVE (REGULAR SERVICING) | 10 | 4-Poor | 2015
OHFT43755 | LITTLEMORE MENTAL HEALTH CENTRE | ASSESSMENT HUB | BLOOD PRESSURE MONITOR | SHOCK RESISTANT | WELCH ALLYN | PLANNED PREVENTATIVE (REGULAR SERVICING) | 7 | 4-Poor | 2018
OHFT42678 | CHIPPING NORTON COMMUNITY HOSPITAL | DISTRICT NURSES | BLOOD PRESSURE MONITOR | SHOCK RESISTANT | WELCH ALLYN | PLANNED PREVENTATIVE (REGULAR SERVICING) | 10 | 4-Poor | 2015
OHFT44377 | MANZIL WAY, OXFORD | CMHT OLDER ADULTS | BLOOD PRESSURE MONITOR | SHOCK RESISTANT | WELCH ALLYN | PLANNED PREVENTATIVE (REGULAR SERVICING) | 3 | 3-Average
OHFT41652 | MARLBOROUGH HOUSE-MILTON KEYNES | CHAFFRON WARD | BLOOD PRESSURE MONITOR | SHOCK RESISTANT | WELCH ALLYN | PLANNED PREVENTATIVE (REGULAR SERVICING) | 11 | 4-Poor | 2014
OHFT43819 | TOWNLANDS COMMUNITY HOSPITAL | DISTRICT NURSES | BLOOD PRESSURE MONITOR | SHOCK RESISTANT | WELCH ALLYN | PLANNED PREVENTATIVE (REGULAR SERVICING) | 10 | 4-Poor | 2015
OHFT42943 | ORCHARD HEALTH CENTRE | COMMUNITY HEART FAILURE TEAM | BLOOD PRESSURE MONITOR | SHOCK RESISTANT | WELCH ALLYN | PLANNED PREVENTATIVE (REGULAR SERVICING) | 8 | 4-Poor | 2017
OHFT46104 | LITTLEMORE MENTAL HEALTH CENTRE | FORENSIC UNIT | BLOOD PRESSURE MONITOR | SHOCK RESISTANT | WELCH ALLYN | PLANNED PREVENTATIVE (REGULAR SERVICING) | 4 | 2-Good | 2021
OHFT46525 | NORTHWAY COMMUNITY CENTRE | COMMUNITY CHILDRENS NURSING TEAM | BLOOD PRESSURE MONITOR | SHOCK RESISTANT | WELCH ALLYN | PLANNED PREVENTATIVE (REGULAR SERVICING) | 4 | 2-Good | 2021
OHFT46532 | NORTHWAY COMMUNITY CENTRE | COMMUNITY CHILDRENS NURSING TEAM | BLOOD PRESSURE MONITOR | SHOCK RESISTANT | WELCH ALLYN | PLANNED PREVENTATIVE (REGULAR SERVICING) | 4 | 2-Good | 2021
OHFT46534 | NORTHWAY COMMUNITY CENTRE | COMMUNITY CHILDRENS NURSING TEAM | BLOOD PRESSURE MONITOR | SHOCK RESISTANT | WELCH ALLYN | PLANNED PREVENTATIVE (REGULAR SERVICING) | 4 | 2-Good | 2021
OHFT0196 | REDLANDS DAYTIME SUPPORT | LEARNING DISABILITY SERVICE | BLOOD PRESSURE MONITOR | SHOCK RESISTANT | WELCH ALLYN | PLANNED PREVENTATIVE (REGULAR SERVICING) | 9 | 4-Poor | 2016
OHFT0224 | SAVERNAKE HOSPITAL | COTSWOLD HOUSE | BLOOD PRESSURE MONITOR | SHOCK RESISTANT | WELCH ALLYN | PLANNED PREVENTATIVE (REGULAR SERVICING) | 3 | 3-Average
OHFT42677 | MANZIL WAY, OXFORD | CMHT OLDER ADULTS | BLOOD PRESSURE MONITOR | SHOCK RESISTANT | WELCH ALLYN | PLANNED PREVENTATIVE (REGULAR SERVICING) | 11 | 4-Poor | 2014
OHFT43416 | SAVERNAKE HOSPITAL | COTSWOLD HOUSE | BLOOD PRESSURE MONITOR | SHOCK RESISTANT | WELCH ALLYN | PLANNED PREVENTATIVE (REGULAR SERVICING) | 8 | 4-Poor | 2017
OXFT1504 | WALLINGFORD COMMUNITY HOSPITAL | COMMUNITY THERAPY SERVICES | BLOOD PRESSURE MONITOR | SHOCK RESISTANT | WELCH ALLYN | PLANNED PREVENTATIVE (REGULAR SERVICING) | 3 | 2-Good | 2021
OXFT1507 | BLACKBIRD LEYS CENTRE | COMMUNITY THERAPY SERVICES | BLOOD PRESSURE MONITOR | SHOCK RESISTANT | WELCH ALLYN | PLANNED PREVENTATIVE (REGULAR SERVICING) | 3 | 2-Good | 2021
OXFT1508 | BLACKBIRD LEYS CENTRE | COMMUNITY THERAPY SERVICES | BLOOD PRESSURE MONITOR | SHOCK RESISTANT | WELCH ALLYN | PLANNED PREVENTATIVE (REGULAR SERVICING) | 3 | 2-Good | 2021
OXFT1505 | BLACKBIRD LEYS CENTRE | COMMUNITY THERAPY SERVICES | BLOOD PRESSURE MONITOR | SHOCK RESISTANT | WELCH ALLYN | PLANNED PREVENTATIVE (REGULAR SERVICING) | 3 | 2-Good | 2021
OHFT46524 | NORTHWAY COMMUNITY CENTRE | COMMUNITY CHILDRENS NURSING TEAM | BLOOD PRESSURE MONITOR | SHOCK RESISTANT | WELCH ALLYN | PLANNED PREVENTATIVE (REGULAR SERVICING) | 4 | 2-Good | 2021
OHFT41175 | WARNEFORD HOSPITAL | ALLEN WARD | BLOOD PRESSURE MONITOR | SHOCK RESISTANT | WELCH ALLYN | PLANNED PREVENTATIVE (REGULAR SERVICING) | 11 | 4-Poor | 2014
OHFT42987 | WALLINGFORD COMMUNITY HOSPITAL | ADULT MENTAL HEALTH UNIT | BLOOD PRESSURE MONITOR | SHOCK RESISTANT | WELCH ALLYN | PLANNED PREVENTATIVE (REGULAR SERVICING) | 8 | 4-Poor | 2017
OHFT42977 | WALLINGFORD COMMUNITY HOSPITAL | ADULT MENTAL HEALTH UNIT | BLOOD PRESSURE MONITOR | SHOCK RESISTANT | WELCH ALLYN | PLANNED PREVENTATIVE (REGULAR SERVICING) | 8 | 4-Poor | 2017
OHFT42999 | WALLINGFORD COMMUNITY HOSPITAL | ADULT MENTAL HEALTH UNIT | BLOOD PRESSURE MONITOR | SHOCK RESISTANT | WELCH ALLYN | PLANNED PREVENTATIVE (REGULAR SERVICING) | 8 | 4-Poor | 2017
OHFT42982 | WALLINGFORD COMMUNITY HOSPITAL | ADULT MENTAL HEALTH UNIT | BLOOD PRESSURE MONITOR | SHOCK RESISTANT | WELCH ALLYN | PLANNED PREVENTATIVE (REGULAR SERVICING) | 8 | 4-Poor | 2017
OHFT2579 | SAVERNAKE HOSPITAL | COTSWOLD HOUSE | BLOOD PRESSURE MONITOR | SHOCK RESISTANT | WELCH ALLYN | PLANNED PREVENTATIVE (REGULAR SERVICING) | 11 | 4-Poor | 2014
OHFT1814 | THE ELMS CENTRE BANBURY | CMHT | BLOOD PRESSURE MONITOR | SHOCK RESISTANT | WELCH ALLYN | PLANNED PREVENTATIVE (REGULAR SERVICING) | 21 | 4-Poor | 2004
OHFT40793 | BICESTER COMMUNITY HOSPITAL | COMMUNITY THERAPY SERVICES | BLOOD PRESSURE MONITOR | SHOCK RESISTANT | WELCH ALLYN | PLANNED PREVENTATIVE (REGULAR SERVICING) | 11 | 4-Poor | 2014
OHFT1596 | THE FIENNES CENTRE | COMMUNITY THERAPY SERVICES | BLOOD PRESSURE MONITOR | SHOCK RESISTANT | WELCH ALLYN | PLANNED PREVENTATIVE (REGULAR SERVICING) | 11 | 4-Poor | 2014
OHFT42717 | THE ELMS CENTRE BANBURY | CMHT | BLOOD PRESSURE MONITOR | SHOCK RESISTANT | WELCH ALLYN | PLANNED PREVENTATIVE (REGULAR SERVICING) | 8 | 4-Poor | 2017
OHFT42716 | THE ELMS CENTRE BANBURY | CMHT | BLOOD PRESSURE MONITOR | SHOCK RESISTANT | WELCH ALLYN | PLANNED PREVENTATIVE (REGULAR SERVICING) | 8 | 4-Poor | 2017
OXFT1506 | BLACKBIRD LEYS CENTRE | COMMUNITY THERAPY SERVICES | BLOOD PRESSURE MONITOR | SHOCK RESISTANT | WELCH ALLYN | PLANNED PREVENTATIVE (REGULAR SERVICING) | 3 | 2-Good | 2021
OHFT164202 | ABINGDON COMMUNITY HOSPITAL | DISTRICT NURSES | BLOOD PRESSURE MONITOR | SHOCK RESISTANT | WELCH ALLYN | PLANNED PREVENTATIVE (REGULAR SERVICING) | 4 | 2-Good | 2021
OHFT164213 | ABINGDON COMMUNITY HOSPITAL | OSRU | BLOOD PRESSURE MONITOR | SHOCK RESISTANT | WELCH ALLYN | PLANNED PREVENTATIVE (REGULAR SERVICING) | 4 | 2-Good | 2021
OHFT42721 | THE ELMS CENTRE BANBURY | CMHT | BLOOD PRESSURE MONITOR | SHOCK RESISTANT | WELCH ALLYN | PLANNED PREVENTATIVE (REGULAR SERVICING) | 3 | 3-Average
OHFT42282 | TOWNLANDS COMMUNITY HOSPITAL | MINOR INJURIES UNIT | BLOOD PRESSURE MONITOR | SHOCK RESISTANT | WELCH ALLYN | PLANNED PREVENTATIVE (REGULAR SERVICING) | 3 | 3-Average
OHFT164226 | BLACKBIRD LEYS CENTRE | COMMUNITY THERAPY SERVICES | BLOOD PRESSURE MONITOR | SHOCK RESISTANT | WELCH ALLYN | PLANNED PREVENTATIVE (REGULAR SERVICING) | 4 | 2-Good | 2021
OHFT42976 | WALLINGFORD COMMUNITY HOSPITAL | ADULT MENTAL HEALTH UNIT | BLOOD PRESSURE MONITOR | SHOCK RESISTANT | WELCH ALLYN | PLANNED PREVENTATIVE (REGULAR SERVICING) | 8 | 4-Poor | 2017
OHFT40754 | TOWNLANDS COMMUNITY HOSPITAL | DISTRICT NURSES | BLOOD PRESSURE MONITOR | SHOCK RESISTANT | WELCH ALLYN | PLANNED PREVENTATIVE (REGULAR SERVICING) | 10 | 4-Poor | 2015
OHFT40750 | WALLINGFORD COMMUNITY HOSPITAL | DISTRICT NURSES | BLOOD PRESSURE MONITOR | SHOCK RESISTANT | WELCH ALLYN | PLANNED PREVENTATIVE (REGULAR SERVICING) | 11 | 4-Poor | 2014
OHFT40693 | WATLINGTON & CHALGROVE | DISTRICT NURSES | BLOOD PRESSURE MONITOR | SHOCK RESISTANT | WELCH ALLYN | PLANNED PREVENTATIVE (REGULAR SERVICING) | 9 | 4-Poor | 2016
OHFT42595 | WATLINGTON & CHALGROVE | DISTRICT NURSES | BLOOD PRESSURE MONITOR | SHOCK RESISTANT | WELCH ALLYN | PLANNED PREVENTATIVE (REGULAR SERVICING) | 3 | 3-Average
OHFT2225 | THE FIENNES CENTRE | DISTRICT NURSES | BLOOD PRESSURE MONITOR | SHOCK RESISTANT | WELCH ALLYN | PLANNED PREVENTATIVE (REGULAR SERVICING) | 3 | 3-Average
OHFT164239 | WITNEY COMMUNITY HOSPITAL | COMMUNITY BLADDER AND BOWEL SERVICE | BLOOD PRESSURE MONITOR | SHOCK RESISTANT | WELCH ALLYN | PLANNED PREVENTATIVE (REGULAR SERVICING) | 4 | 2-Good | 2021
OHFT46107 | THE FIENNES CENTRE | DISTRICT NURSES | BLOOD PRESSURE MONITOR | SHOCK RESISTANT | WELCH ALLYN | PLANNED PREVENTATIVE (REGULAR SERVICING) | 4 | 2-Good | 2021
OHFT46106 | THE FIENNES CENTRE | DISTRICT NURSES | BLOOD PRESSURE MONITOR | SHOCK RESISTANT | WELCH ALLYN | PLANNED PREVENTATIVE (REGULAR SERVICING) | 4 | 2-Good | 2021
OHFT44171 | THE FIENNES CENTRE | DISTRICT NURSES | BLOOD PRESSURE MONITOR | SHOCK RESISTANT | WELCH ALLYN | PLANNED PREVENTATIVE (REGULAR SERVICING) | 11 | 4-Poor | 2014
OHFT46109 | THE FIENNES CENTRE | DISTRICT NURSES | BLOOD PRESSURE MONITOR | SHOCK RESISTANT | WELCH ALLYN | PLANNED PREVENTATIVE (REGULAR SERVICING) | 4 | 2-Good | 2021
OHFT44173 | CHIPPING NORTON COMMUNITY HOSPITAL | DISTRICT NURSES | BLOOD PRESSURE MONITOR | SHOCK RESISTANT | WELCH ALLYN | PLANNED PREVENTATIVE (REGULAR SERVICING) | 11 | 4-Poor | 2014
OHFT46589 | CHIPPING NORTON COMMUNITY HOSPITAL | DISTRICT NURSES | BLOOD PRESSURE MONITOR | SHOCK RESISTANT | WELCH ALLYN | PLANNED PREVENTATIVE (REGULAR SERVICING) | 4 | 2-Good | 2021
OHFT45480 | THE LEYS HEALTH CENTRE | DISTRICT NURSES | BLOOD PRESSURE MONITOR | SHOCK RESISTANT | WELCH ALLYN | PLANNED PREVENTATIVE (REGULAR SERVICING) | 14 | 4-Poor | 2011
OHFT0663 | WALLINGFORD COMMUNITY HOSPITAL | DISTRICT NURSES | BLOOD PRESSURE MONITOR | SHOCK RESISTANT | WELCH ALLYN | PLANNED PREVENTATIVE (REGULAR SERVICING) | 3 | 3-Average
OHFT0665 | WALLINGFORD COMMUNITY HOSPITAL | DISTRICT NURSES | BLOOD PRESSURE MONITOR | SHOCK RESISTANT | WELCH ALLYN | PLANNED PREVENTATIVE (REGULAR SERVICING) | 3 | 3-Average
OHFT46591 | TOWNLANDS COMMUNITY HOSPITAL | DISTRICT NURSES | BLOOD PRESSURE MONITOR | SHOCK RESISTANT | WELCH ALLYN | PLANNED PREVENTATIVE (REGULAR SERVICING) | 3 | 3-Average
OHFT42180 | WALLINGFORD COMMUNITY HOSPITAL | DISTRICT NURSES | BLOOD PRESSURE MONITOR | SHOCK RESISTANT | WELCH ALLYN | PLANNED PREVENTATIVE (REGULAR SERVICING) | 3 | 3-Average
OHFT40181 | THE FIENNES CENTRE | DISTRICT NURSES | BLOOD PRESSURE MONITOR | SHOCK RESISTANT | WELCH ALLYN | PLANNED PREVENTATIVE (REGULAR SERVICING) | 17 | 4-Poor | 2008
OHFT41782 | WALLINGFORD COMMUNITY HOSPITAL | DISTRICT NURSES | BLOOD PRESSURE MONITOR | SHOCK RESISTANT | WELCH ALLYN | PLANNED PREVENTATIVE (REGULAR SERVICING) | 3 | 3-Average
OHFT46599 | WALLINGFORD COMMUNITY HOSPITAL | DISTRICT NURSES | BLOOD PRESSURE MONITOR | SHOCK RESISTANT | WELCH ALLYN | PLANNED PREVENTATIVE (REGULAR SERVICING) | 4 | 2-Good | 2021
OHFT41880 | WANTAGE HEALTH CENTRE | DISTRICT NURSES | BLOOD PRESSURE MONITOR | SHOCK RESISTANT | WELCH ALLYN | PLANNED PREVENTATIVE (REGULAR SERVICING) | 3 | 3-Average
OHFT42879 | WANTAGE HEALTH CENTRE | DISTRICT NURSES | BLOOD PRESSURE MONITOR | SHOCK RESISTANT | WELCH ALLYN | PLANNED PREVENTATIVE (REGULAR SERVICING) | 3 | 3-Average
OHFT40270 | WINDRUSH HOUSE-WITNEY | DISTRICT NURSES | BLOOD PRESSURE MONITOR | SHOCK RESISTANT | WELCH ALLYN | PLANNED PREVENTATIVE (REGULAR SERVICING) | 12 | 4-Poor | 2013
OHFT40189 | THE FIENNES CENTRE | DISTRICT NURSES | BLOOD PRESSURE MONITOR | SHOCK RESISTANT | WELCH ALLYN | PLANNED PREVENTATIVE (REGULAR SERVICING) | 12 | 4-Poor | 2013
OHFT44108 | THE FIENNES CENTRE | DISTRICT NURSES | BLOOD PRESSURE MONITOR | SHOCK RESISTANT | WELCH ALLYN | PLANNED PREVENTATIVE (REGULAR SERVICING) | 7 | 4-Poor | 2018
OHFT0417 | WINDRUSH HOUSE-WITNEY | DISTRICT NURSES | BLOOD PRESSURE MONITOR | SHOCK RESISTANT | WELCH ALLYN | PLANNED PREVENTATIVE (REGULAR SERVICING) | 3 | 3-Average
OHFT0793 | BROADSHIRES HEALTH CENTRE | DISTRICT NURSES | BLOOD PRESSURE MONITOR | SHOCK RESISTANT | WELCH ALLYN | PLANNED PREVENTATIVE (REGULAR SERVICING) | 3 | 3-Average
OHFT0796 | WINDRUSH HOUSE-WITNEY | DISTRICT NURSES | BLOOD PRESSURE MONITOR | SHOCK RESISTANT | WELCH ALLYN | PLANNED PREVENTATIVE (REGULAR SERVICING) | 3 | 3-Average
OHFT40347 | BROADSHIRES HEALTH CENTRE | DISTRICT NURSES | BLOOD PRESSURE MONITOR | SHOCK RESISTANT | WELCH ALLYN | PLANNED PREVENTATIVE (REGULAR SERVICING) | 3 | 3-Average
OHFT41780 | WALLINGFORD COMMUNITY HOSPITAL | DISTRICT NURSES | BLOOD PRESSURE MONITOR | SHOCK RESISTANT | WELCH ALLYN | PLANNED PREVENTATIVE (REGULAR SERVICING) | 3 | 3-Average
OHFT164238 | WITNEY COMMUNITY HOSPITAL | COMMUNITY BLADDER AND BOWEL SERVICE | BLOOD PRESSURE MONITOR | SHOCK RESISTANT | WELCH ALLYN | PLANNED PREVENTATIVE (REGULAR SERVICING) | 4 | 2-Good | 2021
OHFT164240 | WITNEY COMMUNITY HOSPITAL | COMMUNITY BLADDER AND BOWEL SERVICE | BLOOD PRESSURE MONITOR | SHOCK RESISTANT | WELCH ALLYN | PLANNED PREVENTATIVE (REGULAR SERVICING) | 4 | 2-Good | 2021
OHFT164241 | WITNEY COMMUNITY HOSPITAL | COMMUNITY BLADDER AND BOWEL SERVICE | BLOOD PRESSURE MONITOR | SHOCK RESISTANT | WELCH ALLYN | PLANNED PREVENTATIVE (REGULAR SERVICING) | 4 | 2-Good | 2021
OHFT46448 | THE SLADE BUILDING | JOHN SHARICH HOUSE | BLOOD PRESSURE MONITOR | SHOCK RESISTANT | WELCH ALLYN | PLANNED PREVENTATIVE (REGULAR SERVICING) | 4 | 2-Good | 2021
OHFT46450 | THE SLADE BUILDING | JOHN SHARICH HOUSE | BLOOD PRESSURE MONITOR | SHOCK RESISTANT | WELCH ALLYN | PLANNED PREVENTATIVE (REGULAR SERVICING) | 4 | 2-Good | 2021
OHFT44109 | WINDRUSH HOUSE-WITNEY | DISTRICT NURSES | BLOOD PRESSURE MONITOR | SHOCK RESISTANT | WELCH ALLYN | PLANNED PREVENTATIVE (REGULAR SERVICING) | 7 | 4-Poor | 2018
OHFT46446 | THE SLADE BUILDING | JOHN SHARICH HOUSE | BLOOD PRESSURE MONITOR | SHOCK RESISTANT | WELCH ALLYN | PLANNED PREVENTATIVE (REGULAR SERVICING) | 4 | 2-Good | 2021
OHFT42704 | THE SLADE BUILDING | JOHN SHARICH HOUSE | BLOOD PRESSURE MONITOR | SHOCK RESISTANT | WELCH ALLYN | PLANNED PREVENTATIVE (REGULAR SERVICING) | 8 | 4-Poor | 2017
OHFT2373 | WITNEY COMMUNITY HOSPITAL | EMU | BLOOD PRESSURE MONITOR | SHOCK RESISTANT | WELCH ALLYN | PLANNED PREVENTATIVE (REGULAR SERVICING) | 3 | 3-Average
OHFT2374 | WITNEY COMMUNITY HOSPITAL | EMU | BLOOD PRESSURE MONITOR | SHOCK RESISTANT | WELCH ALLYN | PLANNED PREVENTATIVE (REGULAR SERVICING) | 3 | 3-Average
OHFT1820 | WITNEY COMMUNITY HOSPITAL | EMU | BLOOD PRESSURE MONITOR | SHOCK RESISTANT | WELCH ALLYN | PLANNED PREVENTATIVE (REGULAR SERVICING) | 11 | 4-Poor | 2014
OHFT164237 | WITNEY COMMUNITY HOSPITAL | COMMUNITY BLADDER AND BOWEL SERVICE | BLOOD PRESSURE MONITOR | SHOCK RESISTANT | WELCH ALLYN | PLANNED PREVENTATIVE (REGULAR SERVICING) | 4 | 2-Good | 2021
OHFT0851 | THE SLADE BUILDING | SPECIALITY CAMHS | BLOOD PRESSURE MONITOR | SHOCK RESISTANT | WELCH ALLYN | PLANNED PREVENTATIVE (REGULAR SERVICING) | 15 | 4-Poor | 2010
OHFT42004 | THE FIENNES CENTRE | OUT OF HOURS CLINIC | BLOOD PRESSURE MONITOR | SHOCK RESISTANT | WELCH ALLYN | PLANNED PREVENTATIVE (REGULAR SERVICING) | 11 | 4-Poor | 2014
OHFT44234 | THE FIENNES CENTRE | OUT OF HOURS CLINIC | BLOOD PRESSURE MONITOR | SHOCK RESISTANT | WELCH ALLYN | PLANNED PREVENTATIVE (REGULAR SERVICING) | 8 | 4-Poor | 2017
OHFT44235 | THE FIENNES CENTRE | OUT OF HOURS CLINIC | BLOOD PRESSURE MONITOR | SHOCK RESISTANT | WELCH ALLYN | PLANNED PREVENTATIVE (REGULAR SERVICING) | 8 | 4-Poor | 2017
OHFT0402 | TOWNLANDS COMMUNITY HOSPITAL | RAPID ACCESS CARE UNIT (RACU) | BLOOD PRESSURE MONITOR | SHOCK RESISTANT | WELCH ALLYN | PLANNED PREVENTATIVE (REGULAR SERVICING) | 3 | 3-Average
OHFT46447 | THE SLADE BUILDING | JOHN SHARICH HOUSE | BLOOD PRESSURE MONITOR | SHOCK RESISTANT | WELCH ALLYN | PLANNED PREVENTATIVE (REGULAR SERVICING) | 4 | 2-Good | 2021
OHFT164396 | UNIPART HOUSE | LEARNING & DEVELOPMENT | BLOOD PRESSURE MONITOR | SHOCK RESISTANT | WELCH ALLYN | PLANNED PREVENTATIVE (REGULAR SERVICING) | 4 | 2-Good | 2021
OHFT164406 | UNIPART HOUSE | LEARNING & DEVELOPMENT | BLOOD PRESSURE MONITOR | SHOCK RESISTANT | WELCH ALLYN | PLANNED PREVENTATIVE (REGULAR SERVICING) | 4 | 2-Good | 2021
OHFT164397 | FULBROOK CENTRE | SANDFORD WARD | BLOOD PRESSURE MONITOR | SHOCK RESISTANT | WELCH ALLYN | PLANNED PREVENTATIVE (REGULAR SERVICING) | 4 | 2-Good | 2021
OHFT164401 | UNIPART HOUSE | LEARNING & DEVELOPMENT | BLOOD PRESSURE MONITOR | SHOCK RESISTANT | WELCH ALLYN | PLANNED PREVENTATIVE (REGULAR SERVICING) | 4 | 2-Good | 2021
OHFT164402 | UNIPART HOUSE | LEARNING & DEVELOPMENT | BLOOD PRESSURE MONITOR | SHOCK RESISTANT | WELCH ALLYN | PLANNED PREVENTATIVE (REGULAR SERVICING) | 4 | 2-Good | 2021
OHFT1822 | WITNEY COMMUNITY HOSPITAL | EMU | BLOOD PRESSURE MONITOR | SHOCK RESISTANT | WELCH ALLYN | PLANNED PREVENTATIVE (REGULAR SERVICING) | 11 | 4-Poor | 2014
OHFT164395 | UNIPART HOUSE | LEARNING & DEVELOPMENT | BLOOD PRESSURE MONITOR | SHOCK RESISTANT | WELCH ALLYN | PLANNED PREVENTATIVE (REGULAR SERVICING) | 4 | 2-Good | 2021
OHFT164407 | UNIPART HOUSE | LEARNING & DEVELOPMENT | BLOOD PRESSURE MONITOR | SHOCK RESISTANT | WELCH ALLYN | PLANNED PREVENTATIVE (REGULAR SERVICING) | 4 | 2-Good | 2021
OHFT164404 | UNIPART HOUSE | LEARNING & DEVELOPMENT | BLOOD PRESSURE MONITOR | SHOCK RESISTANT | WELCH ALLYN | PLANNED PREVENTATIVE (REGULAR SERVICING) | 4 | 2-Good | 2021
OHFT164408 | UNIPART HOUSE | LEARNING & DEVELOPMENT | BLOOD PRESSURE MONITOR | SHOCK RESISTANT | WELCH ALLYN | PLANNED PREVENTATIVE (REGULAR SERVICING) | 4 | 2-Good | 2021
OHFT164392 | UNIPART HOUSE | LEARNING & DEVELOPMENT | BLOOD PRESSURE MONITOR | SHOCK RESISTANT | WELCH ALLYN | PLANNED PREVENTATIVE (REGULAR SERVICING) | 5 | 3-Average | 2020
OHFT0302 | TOWNLANDS COMMUNITY HOSPITAL | MINOR INJURIES UNIT | BLOOD PRESSURE MONITOR | SHOCK RESISTANT | WELCH ALLYN | PLANNED PREVENTATIVE (REGULAR SERVICING) | 15 | 4-Poor | 2010
OHFT164405 | UNIPART HOUSE | LEARNING & DEVELOPMENT | BLOOD PRESSURE MONITOR | SHOCK RESISTANT | WELCH ALLYN | PLANNED PREVENTATIVE (REGULAR SERVICING) | 4 | 2-Good | 2021
OHFT164013 | WANTAGE COMMUNITY HOSPITAL | OUTPATIENTS DEPT | BLOOD PRESSURE MONITOR | SHOCK RESISTANT | WELCH ALLYN | PLANNED PREVENTATIVE (REGULAR SERVICING) | 4 | 2-Good | 2021
OHFT164012 | WANTAGE COMMUNITY HOSPITAL | OUTPATIENTS DEPT | BLOOD PRESSURE MONITOR | SHOCK RESISTANT | WELCH ALLYN | PLANNED PREVENTATIVE (REGULAR SERVICING) | 4 | 2-Good | 2021
OHFT41684 | WARNEFORD HOSPITAL | VAUGHAN THOMAS WARD | BLOOD PRESSURE MONITOR | SHOCK RESISTANT | WELCH ALLYN | PLANNED PREVENTATIVE (REGULAR SERVICING) | 10 | 4-Poor | 2015
OHFT0781 | WHITELEAF CENTRE | OACMHT | BLOOD PRESSURE MONITOR | SHOCK RESISTANT | WELCH ALLYN | PLANNED PREVENTATIVE (REGULAR SERVICING) | 3 | 3-Average
OHFT164393 | UNIPART HOUSE | LEARNING & DEVELOPMENT | BLOOD PRESSURE MONITOR | SHOCK RESISTANT | WELCH ALLYN | PLANNED PREVENTATIVE (REGULAR SERVICING) | 4 | 2-Good | 2021
OHFT41078 | WHITELEAF CENTRE | OPAL WARD | BLOOD PRESSURE MONITOR | SHOCK RESISTANT | WELCH ALLYN | PLANNED PREVENTATIVE (REGULAR SERVICING) | 10 | 4-Poor | 2015
OHFT42485 | WITNEY COMMUNITY HOSPITAL | WENRISC WARD | BLOOD PRESSURE MONITOR | SHOCK RESISTANT | WELCH ALLYN | PLANNED PREVENTATIVE (REGULAR SERVICING) | 9 | 4-Poor | 2016
OHFT42487 | WITNEY COMMUNITY HOSPITAL | WENRISC WARD | BLOOD PRESSURE MONITOR | SHOCK RESISTANT | WELCH ALLYN | PLANNED PREVENTATIVE (REGULAR SERVICING) | 9 | 4-Poor | 2016
OHFT42483 | WITNEY COMMUNITY HOSPITAL | WENRISC WARD | BLOOD PRESSURE MONITOR | SHOCK RESISTANT | WELCH ALLYN | PLANNED PREVENTATIVE (REGULAR SERVICING) | 9 | 4-Poor | 2016
OHFT42486 | WITNEY COMMUNITY HOSPITAL | WENRISC WARD | BLOOD PRESSURE MONITOR | SHOCK RESISTANT | WELCH ALLYN | PLANNED PREVENTATIVE (REGULAR SERVICING) | 9 | 4-Poor | 2016
OHFT164394 | UNIPART HOUSE | LEARNING & DEVELOPMENT | BLOOD PRESSURE MONITOR | SHOCK RESISTANT | WELCH ALLYN | PLANNED PREVENTATIVE (REGULAR SERVICING) | 4 | 2-Good | 2021
OHFT43385 | WITNEY COMMUNITY HOSPITAL | WENRISC WARD | BLOOD PRESSURE MONITOR | SHOCK RESISTANT | WELCH ALLYN | PLANNED PREVENTATIVE (REGULAR SERVICING) | 11 | 4-Poor | 2014
OHFT43384 | WITNEY COMMUNITY HOSPITAL | WENRISC WARD | BLOOD PRESSURE MONITOR | SHOCK RESISTANT | WELCH ALLYN | PLANNED PREVENTATIVE (REGULAR SERVICING) | 11 | 4-Poor | 2014
OHFT1841 | WITNEY COMMUNITY HOSPITAL | LINFOOT WARD | BLOOD PRESSURE MONITOR | SHOCK RESISTANT | WELCH ALLYN | PLANNED PREVENTATIVE (REGULAR SERVICING) | 11 | 4-Poor | 2014
OHFT2398 | WITNEY COMMUNITY HOSPITAL | LINFOOT WARD | BLOOD PRESSURE MONITOR | SHOCK RESISTANT | WELCH ALLYN | PLANNED PREVENTATIVE (REGULAR SERVICING) | 3 | 3-Average
OHFT42151 | WARNEFORD HOSPITAL | GREEN TREE LODGE OUTPATIENTS | BLOOD PRESSURE MONITOR | SHOCK RESISTANT | WELCH ALLYN | PLANNED PREVENTATIVE (REGULAR SERVICING) | 11 | 4-Poor | 2014
OHFT0782 | WHITELEAF CENTRE | OACMHT | BLOOD PRESSURE MONITOR | SHOCK RESISTANT | WELCH ALLYN | PLANNED PREVENTATIVE (REGULAR SERVICING) | 3 | 3-Average
OHFT164390 | UNIPART HOUSE | LEARNING & DEVELOPMENT | BLOOD PRESSURE MONITOR | SHOCK RESISTANT | WELCH ALLYN | PLANNED PREVENTATIVE (REGULAR SERVICING) | 4 | 2-Good | 2021
OHFT164400 | UNIPART HOUSE | LEARNING & DEVELOPMENT | BLOOD PRESSURE MONITOR | SHOCK RESISTANT | WELCH ALLYN | PLANNED PREVENTATIVE (REGULAR SERVICING) | 4 | 2-Good | 2021
OHFT44107 | WINDRUSH HOUSE-WITNEY | DISTRICT NURSES | BLOOD PRESSURE MONITOR | SHOCK RESISTANT | WELCH ALLYN | PLANNED PREVENTATIVE (REGULAR SERVICING) | 7 | 4-Poor | 2018
OHFT44416 | WINDRUSH HOUSE-WITNEY | INTEGRATED LOCALITY TEAM WEST | BLOOD PRESSURE MONITOR | SHOCK RESISTANT | WELCH ALLYN | PLANNED PREVENTATIVE (REGULAR SERVICING) | 3 | 3-Average
OHFT164391 | UNIPART HOUSE | LEARNING & DEVELOPMENT | BLOOD PRESSURE MONITOR | SHOCK RESISTANT | WELCH ALLYN | PLANNED PREVENTATIVE (REGULAR SERVICING) | 4 | 2-Good | 2021
OHFT42484 | WITNEY COMMUNITY HOSPITAL | WENRISC WARD | BLOOD PRESSURE MONITOR | SHOCK RESISTANT | WELCH ALLYN | PLANNED PREVENTATIVE (REGULAR SERVICING) | 9 | 4-Poor | 2016
OXFT1781 | WINDRUSH HOUSE-WITNEY | UCR-URGENT COMMUNITY RESPONSE | BLOOD PRESSURE MONITOR | SHOCK RESISTANT | WELCH ALLYN | PLANNED PREVENTATIVE (REGULAR SERVICING) | 3 | 2-Good | 2021
OHFT45479 | THE LEYS HEALTH CENTRE | DISTRICT NURSES | BLOOD PRESSURE MONITOR | SHOCK RESISTANT | WELCH ALLYN | PLANNED PREVENTATIVE (REGULAR SERVICING) | 4 | 2-Good
OHFT1994 | WINDRUSH HOUSE-WITNEY | DISTRICT NURSES | BLOOD PRESSURE MONITOR | SHOCK RESISTANT | WELCH ALLYN | PLANNED PREVENTATIVE (REGULAR SERVICING) | 10 | 4-Poor | 2015
OXFT1293 | WINDRUSH HOUSE-WITNEY | DISTRICT NURSES | BLOOD PRESSURE MONITOR | SHOCK RESISTANT | WELCH ALLYN | PLANNED PREVENTATIVE (REGULAR SERVICING) | 5 | 3-Average | 2019
OHFT44984 | BROADSHIRES HEALTH CENTRE | DISTRICT NURSES | BLOOD PRESSURE MONITOR | SHOCK RESISTANT | WELCH ALLYN | PLANNED PREVENTATIVE (REGULAR SERVICING) | 12 | 4-Poor | 2013
OHFT42674 | MANZIL WAY, OXFORD | CMHT OLDER ADULTS | BLOOD PRESSURE MONITOR | SHOCK RESISTANT | WELCH ALLYN | PLANNED PREVENTATIVE (REGULAR SERVICING) | 10 | 4-Poor | 2015
OXFT1872 | BROADSHIRES HEALTH CENTRE | DISTRICT NURSES | BLOOD PRESSURE MONITOR | SHOCK RESISTANT | WELCH ALLYN | PLANNED PREVENTATIVE (REGULAR SERVICING) | 3 | 2-Good | 2022
OXFT1873 | WINDRUSH HOUSE-WITNEY | DISTRICT NURSES | BLOOD PRESSURE MONITOR | SHOCK RESISTANT | WELCH ALLYN | PLANNED PREVENTATIVE (REGULAR SERVICING) | 3 | 2-Good | 2022
OXFT1874 | WINDRUSH HOUSE-WITNEY | DISTRICT NURSES | BLOOD PRESSURE MONITOR | SHOCK RESISTANT | WELCH ALLYN | PLANNED PREVENTATIVE (REGULAR SERVICING) | 3 | 2-Good | 2022
OXFT1875 | WINDRUSH HOUSE-WITNEY | DISTRICT NURSES | BLOOD PRESSURE MONITOR | SHOCK RESISTANT | WELCH ALLYN | PLANNED PREVENTATIVE (REGULAR SERVICING) | 3 | 2-Good | 2022
OXFT1883 | VICTORIA HOUSE SURGERY | COMMUNITY DIABETES SERVICE | BLOOD PRESSURE MONITOR | SHOCK RESISTANT | WELCH ALLYN | PLANNED PREVENTATIVE (REGULAR SERVICING) | 3 | 2-Good | 2022
OXFT1780 | WINDRUSH HOUSE-WITNEY | UCR-URGENT COMMUNITY RESPONSE | BLOOD PRESSURE MONITOR | SHOCK RESISTANT | WELCH ALLYN | PLANNED PREVENTATIVE (REGULAR SERVICING) | 3 | 2-Good | 2021
OXFT1923 | WHITELEAF CENTRE | CMHT OLDER ADULTS | BLOOD PRESSURE MONITOR | SHOCK RESISTANT | WELCH ALLYN | PLANNED PREVENTATIVE (REGULAR SERVICING) | 3 | 2-Good | 2022
OXFT1924 | WHITELEAF CENTRE | CMHT OLDER ADULTS | BLOOD PRESSURE MONITOR | SHOCK RESISTANT | WELCH ALLYN | PLANNED PREVENTATIVE (REGULAR SERVICING) | 3 | 2-Good | 2022
OXFT1925 | WHITELEAF CENTRE | CMHT OLDER ADULTS | BLOOD PRESSURE MONITOR | SHOCK RESISTANT | WELCH ALLYN | PLANNED PREVENTATIVE (REGULAR SERVICING) | 3 | 2-Good | 2022
OXFT1935 | WINDRUSH HOUSE-WITNEY | UCR-URGENT COMMUNITY RESPONSE | BLOOD PRESSURE MONITOR | SHOCK RESISTANT | WELCH ALLYN | PLANNED PREVENTATIVE (REGULAR SERVICING) | 3 | 2-Good | 2021
OXFT1936 | WINDRUSH HOUSE-WITNEY | UCR-URGENT COMMUNITY RESPONSE | BLOOD PRESSURE MONITOR | SHOCK RESISTANT | WELCH ALLYN | PLANNED PREVENTATIVE (REGULAR SERVICING) | 3 | 2-Good | 2021
OXFT1839 | ABINGDON COMMUNITY HOSPITAL | HOSPITAL AT HOME | BLOOD PRESSURE MONITOR | SHOCK RESISTANT | WELCH ALLYN | PLANNED PREVENTATIVE (REGULAR SERVICING) | 3 | 2-Good | 2022
OXFT1939 | BURY KNOWLE HEALTH CENTRE | DISTRICT NURSES | BLOOD PRESSURE MONITOR | SHOCK RESISTANT | WELCH ALLYN | PLANNED PREVENTATIVE (REGULAR SERVICING) | 3 | 2-Good | 2021
OXFT1950 | BLACKBIRD LEYS CENTRE | RESPIRATORY | BLOOD PRESSURE MONITOR | SHOCK RESISTANT | WELCH ALLYN | PLANNED PREVENTATIVE (REGULAR SERVICING) | 3 | 2-Good | 2022
OXFT1952 | WHITELEAF CENTRE | MEMORY CLINIC | BLOOD PRESSURE MONITOR | SHOCK RESISTANT | WELCH ALLYN | PLANNED PREVENTATIVE (REGULAR SERVICING) | 3 | 2-Good | 2022
OXFT1955 | BLACKBIRD LEYS CENTRE | RESPIRATORY | BLOOD PRESSURE MONITOR | SHOCK RESISTANT | WELCH ALLYN | PLANNED PREVENTATIVE (REGULAR SERVICING) | 3 | 2-Good | 2022
OXFT1957 | BLACKBIRD LEYS CENTRE | RESPIRATORY | BLOOD PRESSURE MONITOR | SHOCK RESISTANT | WELCH ALLYN | PLANNED PREVENTATIVE (REGULAR SERVICING) | 3 | 2-Good | 2022
OXFT1884 | VICTORIA HOUSE SURGERY | COMMUNITY DIABETES SERVICE | BLOOD PRESSURE MONITOR | SHOCK RESISTANT | WELCH ALLYN | PLANNED PREVENTATIVE (REGULAR SERVICING) | 3 | 2-Good | 2022
OXFT2834 | FULBROOK CENTRE | SANDFORD WARD | BLOOD PRESSURE MONITOR | SHOCK RESISTANT | WELCH ALLYN | PLANNED PREVENTATIVE (REGULAR SERVICING) | 3 | 2-Good | 2022
OXFT2837 | ABINGDON COMMUNITY HOSPITAL | CMHT OLDER ADULTS | BLOOD PRESSURE MONITOR | SHOCK RESISTANT | WELCH ALLYN | PLANNED PREVENTATIVE (REGULAR SERVICING) | 3 | 2-Good | 2022
OXFT2849 | FULBROOK CENTRE | CHERWELL WARD | BLOOD PRESSURE MONITOR | SHOCK RESISTANT | WELCH ALLYN | PLANNED PREVENTATIVE (REGULAR SERVICING) | 3 | 2-Good | 2022
OXFT2850 | FULBROOK CENTRE | CHERWELL WARD | BLOOD PRESSURE MONITOR | SHOCK RESISTANT | WELCH ALLYN | PLANNED PREVENTATIVE (REGULAR SERVICING) | 3 | 2-Good | 2022
OXFT2851 | ABINGDON COMMUNITY HOSPITAL | HOSPITAL AT HOME | BLOOD PRESSURE MONITOR | SHOCK RESISTANT | WELCH ALLYN | PLANNED PREVENTATIVE (REGULAR SERVICING) | 3 | 2-Good | 2022
OXFT1937 | WINDRUSH HOUSE-WITNEY | UCR-URGENT COMMUNITY RESPONSE | BLOOD PRESSURE MONITOR | SHOCK RESISTANT | WELCH ALLYN | PLANNED PREVENTATIVE (REGULAR SERVICING) | 3 | 2-Good | 2021
OXFT2855 | THE FIENNES CENTRE | DISTRICT NURSES | BLOOD PRESSURE MONITOR | SHOCK RESISTANT | WELCH ALLYN | PLANNED PREVENTATIVE (REGULAR SERVICING) | 3 | 2-Good | 2022
OXFT2857 | THE FIENNES CENTRE | DISTRICT NURSES | BLOOD PRESSURE MONITOR | SHOCK RESISTANT | WELCH ALLYN | PLANNED PREVENTATIVE (REGULAR SERVICING) | 3 | 2-Good | 2022
OXFT2859 | THE FIENNES CENTRE | DISTRICT NURSES | BLOOD PRESSURE MONITOR | SHOCK RESISTANT | WELCH ALLYN | PLANNED PREVENTATIVE (REGULAR SERVICING) | 3 | 2-Good | 2022
OHFT41775 | ABINGDON COMMUNITY HOSPITAL | DISTRICT NURSES | BLOOD PRESSURE MONITOR | SHOCK RESISTANT | WELCH ALLYN | PLANNED PREVENTATIVE (REGULAR SERVICING) | 11 | 4-Poor | 2014
OHFT40741 | ABINGDON COMMUNITY HOSPITAL | DISTRICT NURSES | BLOOD PRESSURE MONITOR | SHOCK RESISTANT | WELCH ALLYN | PLANNED PREVENTATIVE (REGULAR SERVICING) | 9 | 4-Poor | 2016
OXFT1959 | WARNEFORD HOSPITAL | WINTLE WARD | BLOOD PRESSURE MONITOR | SHOCK RESISTANT | WELCH ALLYN | PLANNED PREVENTATIVE (REGULAR SERVICING) | 3 | 2-Good | 2022
OXFT2888 | WHITELEAF CENTRE | WOODLANDS MANOR HOUSE | BLOOD PRESSURE MONITOR | SHOCK RESISTANT | WELCH ALLYN | PLANNED PREVENTATIVE (REGULAR SERVICING) | 3 | 2-Good | 2022
OXFT2889 | WHITELEAF CENTRE | WOODLANDS MANOR HOUSE | BLOOD PRESSURE MONITOR | SHOCK RESISTANT | WELCH ALLYN | PLANNED PREVENTATIVE (REGULAR SERVICING) | 3 | 2-Good | 2022
OXFT2890 | ABINGDON COMMUNITY HOSPITAL | HOSPITAL AT HOME | BLOOD PRESSURE MONITOR | SHOCK RESISTANT | WELCH ALLYN | PLANNED PREVENTATIVE (REGULAR SERVICING) | 3 | 2-Good | 2022
OXFT2898 | TOWNLANDS COMMUNITY HOSPITAL | RAPID ACCESS CARE UNIT (RACU) | BLOOD PRESSURE MONITOR | SHOCK RESISTANT | WELCH ALLYN | PLANNED PREVENTATIVE (REGULAR SERVICING) | 2 | 2-Good | 2022
OXFT2903 | FULBROOK CENTRE | CMHT OLDER ADULTS | BLOOD PRESSURE MONITOR | SHOCK RESISTANT | WELCH ALLYN | PLANNED PREVENTATIVE (REGULAR SERVICING) | 2 | 2-Good | 2022
OXFT2852 | ABINGDON COMMUNITY HOSPITAL | HOSPITAL AT HOME | BLOOD PRESSURE MONITOR | SHOCK RESISTANT | WELCH ALLYN | PLANNED PREVENTATIVE (REGULAR SERVICING) | 3 | 2-Good | 2022
OXFT2905 | FULBROOK CENTRE | CMHT OLDER ADULTS | BLOOD PRESSURE MONITOR | SHOCK RESISTANT | WELCH ALLYN | PLANNED PREVENTATIVE (REGULAR SERVICING) | 2 | 2-Good | 2022
OXFT2906 | MURRAY HOUSE | PODIATRY | BLOOD PRESSURE MONITOR | SHOCK RESISTANT | WELCH ALLYN | PLANNED PREVENTATIVE (REGULAR SERVICING) | 2 | 2-Good | 2022
OXFT1430 | LITTLEMORE MENTAL HEALTH CENTRE | KENNET WARD | BLOOD PRESSURE MONITOR | SHOCK RESISTANT | WELCH ALLYN | PLANNED PREVENTATIVE (REGULAR SERVICING) | 4 | 2-Good | 2021
OXFT1431 | LITTLEMORE MENTAL HEALTH CENTRE | KENNET WARD | BLOOD PRESSURE MONITOR | SHOCK RESISTANT | WELCH ALLYN | PLANNED PREVENTATIVE (REGULAR SERVICING) | 4 | 2-Good | 2021
OHFT164484 | UNIPART HOUSE | LEARNING & DEVELOPMENT | BLOOD PRESSURE MONITOR | SHOCK RESISTANT | WELCH ALLYN | PLANNED PREVENTATIVE (REGULAR SERVICING) | 4 | 3-Average | 2019
OXFT2887 | ORCHARD HEALTH CENTRE | COMMUNITY HEART FAILURE TEAM | BLOOD PRESSURE MONITOR | SHOCK RESISTANT | WELCH ALLYN | PLANNED PREVENTATIVE (REGULAR SERVICING) | 3 | 2-Good | 2022
OXFT1458 | ABINGDON COMMUNITY HOSPITAL | CTS SOUTH TEAM | BLOOD PRESSURE MONITOR | SHOCK RESISTANT | WELCH ALLYN | PLANNED PREVENTATIVE (REGULAR SERVICING) | 5 | 3-Average | 2020
OHFT43191 | UNIPART HOUSE | LEARNING & DEVELOPMENT | BLOOD PRESSURE MONITOR | SHOCK RESISTANT | WELCH ALLYN | PLANNED PREVENTATIVE (REGULAR SERVICING) | 4 | 4-Poor | 2018
OHFT43189 | UNIPART HOUSE | LEARNING & DEVELOPMENT | BLOOD PRESSURE MONITOR | SHOCK RESISTANT | WELCH ALLYN | PLANNED PREVENTATIVE (REGULAR SERVICING) | 4 | 4-Poor | 2018
OHFT43458 | UNIPART HOUSE | LEARNING & DEVELOPMENT | BLOOD PRESSURE MONITOR | SHOCK RESISTANT | WELCH ALLYN | PLANNED PREVENTATIVE (REGULAR SERVICING) | 14 | 4-Poor | 2011
OHFT0798 | BROADSHIRES HEALTH CENTRE | DISTRICT NURSES | BLOOD PRESSURE MONITOR | SHOCK RESISTANT | WELCH ALLYN | PLANNED PREVENTATIVE (REGULAR SERVICING) | 3 | 2-Good
OXFT2904 | FULBROOK CENTRE | CMHT OLDER ADULTS | BLOOD PRESSURE MONITOR | SHOCK RESISTANT | WELCH ALLYN | PLANNED PREVENTATIVE (REGULAR SERVICING) | 2 | 2-Good | 2022
OXFT6096 | ABINGDON COMMUNITY HOSPITAL | HOSPITAL AT HOME | BLOOD PRESSURE MONITOR | SHOCK RESISTANT | WELCH ALLYN | PLANNED PREVENTATIVE (REGULAR SERVICING) | 2 | 2-Good | 2022
OXFT6128 | WINDRUSH HOUSE-WITNEY | UCR-URGENT COMMUNITY RESPONSE | BLOOD PRESSURE MONITOR | SHOCK RESISTANT | WELCH ALLYN | PLANNED PREVENTATIVE (REGULAR SERVICING) | 2 | 2-Good | 2023
OHFT42220 | NUFFIELD HEALTH CENTRE | CMHT ADULTS | BLOOD PRESSURE MONITOR | SHOCK RESISTANT | WELCH ALLYN | PLANNED PREVENTATIVE (REGULAR SERVICING) | 8 | 4-Poor | 2017
OHFT45208 | CHIPPING NORTON COMMUNITY HOSPITAL | DISTRICT NURSES | BLOOD PRESSURE MONITOR | SHOCK RESISTANT | WELCH ALLYN | PLANNED PREVENTATIVE (REGULAR SERVICING) | 4 | 3-Average | 2019
OHFT45218 | CHIPPING NORTON COMMUNITY HOSPITAL | DISTRICT NURSES | BLOOD PRESSURE MONITOR | SHOCK RESISTANT | WELCH ALLYN | PLANNED PREVENTATIVE (REGULAR SERVICING) | 4 | 3-Average | 2019
OHFT43186 | UNIPART HOUSE | LEARNING & DEVELOPMENT | BLOOD PRESSURE MONITOR | SHOCK RESISTANT | WELCH ALLYN | PLANNED PREVENTATIVE (REGULAR SERVICING) | 4 | 4-Poor | 2018
OHFT164453 | CHIPPING NORTON COMMUNITY HOSPITAL | DISTRICT NURSES | BLOOD PRESSURE MONITOR | SHOCK RESISTANT | WELCH ALLYN | PLANNED PREVENTATIVE (REGULAR SERVICING) | 4 | 2-Good | 2021
OHFT42299 | THE FIENNES CENTRE | DISTRICT NURSES | BLOOD PRESSURE MONITOR | SHOCK RESISTANT | WELCH ALLYN | PLANNED PREVENTATIVE (REGULAR SERVICING) | 10 | 4-Poor | 2015
OXFT6156 | WINDRUSH HOUSE-WITNEY | UCR-URGENT COMMUNITY RESPONSE | BLOOD PRESSURE MONITOR | SHOCK RESISTANT | WELCH ALLYN | PLANNED PREVENTATIVE (REGULAR SERVICING) | 2 | 2-Good | 2022
OXFT6157 | WINDRUSH HOUSE-WITNEY | UCR-URGENT COMMUNITY RESPONSE | BLOOD PRESSURE MONITOR | SHOCK RESISTANT | WELCH ALLYN | PLANNED PREVENTATIVE (REGULAR SERVICING) | 2 | 2-Good | 2022
OXFT6158 | WINDRUSH HOUSE-WITNEY | UCR-URGENT COMMUNITY RESPONSE | BLOOD PRESSURE MONITOR | SHOCK RESISTANT | WELCH ALLYN | PLANNED PREVENTATIVE (REGULAR SERVICING) | 2 | 2-Good | 2022
OHFT44380 | WINDRUSH HOUSE-WITNEY | DISTRICT NURSES | BLOOD PRESSURE MONITOR | SHOCK RESISTANT | WELCH ALLYN | PLANNED PREVENTATIVE (REGULAR SERVICING) | 3 | 2-Good
OXFT0424 | JULIER CENTRE | PODIATRY | BLOOD PRESSURE MONITOR | SHOCK RESISTANT | WELCH ALLYN | PLANNED PREVENTATIVE (REGULAR SERVICING) | 5 | 3-Average | 2020
OXFT0428 | LITTLEMORE MENTAL HEALTH CENTRE | KESTREL WARD | BLOOD PRESSURE MONITOR | SHOCK RESISTANT | WELCH ALLYN | PLANNED PREVENTATIVE (REGULAR SERVICING) | 11 | 4-Poor | 2014
OXFT1583 | WARNEFORD HOSPITAL | COTSWOLD HOUSE | BLOOD PRESSURE MONITOR | SHOCK RESISTANT | WELCH ALLYN | PLANNED PREVENTATIVE (REGULAR SERVICING) | 10 | 4-Poor | 2015
OXFT1586 | WARNEFORD HOSPITAL | WINTLE WARD | BLOOD PRESSURE MONITOR | SHOCK RESISTANT | WELCH ALLYN | PLANNED PREVENTATIVE (REGULAR SERVICING) | 3 | 2-Good
OHFT43420 | WINDRUSH HOUSE-WITNEY | FALLS PREVENTION SERVICE | BLOOD PRESSURE MONITOR | SHOCK RESISTANT | WELCH ALLYN | PLANNED PREVENTATIVE (REGULAR SERVICING) | 8 | 4-Poor | 2017
OHFT164451 | CHIPPING NORTON COMMUNITY HOSPITAL | DISTRICT NURSES | BLOOD PRESSURE MONITOR | SHOCK RESISTANT | WELCH ALLYN | PLANNED PREVENTATIVE (REGULAR SERVICING) | 4 | 2-Good | 2021
OHFT44764 | WINDRUSH HOUSE-WITNEY | CARE HOME SUPPORT SERVICE | BLOOD PRESSURE MONITOR | SHOCK RESISTANT | WELCH ALLYN | PLANNED PREVENTATIVE (REGULAR SERVICING) | 4 | 3-Average | 2019
OHFT2262 | BROADSHIRES HEALTH CENTRE | DISTRICT NURSES | BLOOD PRESSURE MONITOR | SHOCK RESISTANT | WELCH ALLYN | PLANNED PREVENTATIVE (REGULAR SERVICING) | 11 | 4-Poor | 2014
OHFT43419 | WINDRUSH HOUSE-WITNEY | CARE HOME SUPPORT SERVICE | BLOOD PRESSURE MONITOR | SHOCK RESISTANT | WELCH ALLYN | PLANNED PREVENTATIVE (REGULAR SERVICING) | 8 | 4-Poor | 2017
OHFT45206 | THE FIENNES CENTRE | DISTRICT NURSES | BLOOD PRESSURE MONITOR | SHOCK RESISTANT | WELCH ALLYN | PLANNED PREVENTATIVE (REGULAR SERVICING) | 4 | 3-Average | 2019
OXFT0450 | THE FIENNES CENTRE | OUT OF HOURS CLINIC | BLOOD PRESSURE MONITOR | SHOCK RESISTANT | WELCH ALLYN | PLANNED PREVENTATIVE (REGULAR SERVICING) | 4 | 3-Average | 2019
OXFT6160 | WINDRUSH HOUSE-WITNEY | UCR-URGENT COMMUNITY RESPONSE | BLOOD PRESSURE MONITOR | SHOCK RESISTANT | WELCH ALLYN | PLANNED PREVENTATIVE (REGULAR SERVICING) | 2 | 2-Good | 2022
OXFT1664 | WALLINGFORD COMMUNITY HOSPITAL | DISTRICT NURSES | BLOOD PRESSURE MONITOR | SHOCK RESISTANT | WELCH ALLYN | PLANNED PREVENTATIVE (REGULAR SERVICING) | 12 | 4-Poor | 2013
OHFT2355 | ABINGDON COMMUNITY HOSPITAL | HOSPITAL AT HOME | BLOOD PRESSURE MONITOR | SHOCK RESISTANT | WELCH ALLYN | PLANNED PREVENTATIVE (REGULAR SERVICING) | 14 | 4-Poor | 2011
OXFT0039 | THE ELMS CENTRE BANBURY | CMHT | BLOOD PRESSURE MONITOR | SHOCK RESISTANT | WELCH ALLYN | PLANNED PREVENTATIVE (REGULAR SERVICING) | 4 | 3-Average | 2019
OXFT0040 | THE ELMS CENTRE BANBURY | CMHT | BLOOD PRESSURE MONITOR | SHOCK RESISTANT | WELCH ALLYN | PLANNED PREVENTATIVE (REGULAR SERVICING) | 4 | 3-Average | 2019
OXFT0041 | THE ELMS CENTRE BANBURY | CMHT | BLOOD PRESSURE MONITOR | SHOCK RESISTANT | WELCH ALLYN | PLANNED PREVENTATIVE (REGULAR SERVICING) | 4 | 3-Average | 2019
OHFT44775 | WINDRUSH HOUSE-WITNEY | CARE HOME SUPPORT SERVICE | BLOOD PRESSURE MONITOR | SHOCK RESISTANT | WELCH ALLYN | PLANNED PREVENTATIVE (REGULAR SERVICING) | 11 | 4-Poor | 2014
OHFT2095 | JERICHO HEALTH CENTRE | DISTRICT NURSES | BLOOD PRESSURE MONITOR | SHOCK RESISTANT | WELCH ALLYN | PLANNED PREVENTATIVE (REGULAR SERVICING) | 2 | 2-Good
OHFT0159 | JERICHO HEALTH CENTRE | DISTRICT NURSES | BLOOD PRESSURE MONITOR | SHOCK RESISTANT | WELCH ALLYN | PLANNED PREVENTATIVE (REGULAR SERVICING) | 2 | 2-Good
OHFT44765 | BROADSHIRES HEALTH CENTRE | DISTRICT NURSES | BLOOD PRESSURE MONITOR | SHOCK RESISTANT | WELCH ALLYN | PLANNED PREVENTATIVE (REGULAR SERVICING) | 2 | 2-Good
OXFT1180 | ABINGDON COMMUNITY HOSPITAL | MINOR INJURIES UNIT | BLOOD PRESSURE MONITOR | SHOCK RESISTANT | WELCH ALLYN | PLANNED PREVENTATIVE (REGULAR SERVICING) | 1 | 2-Good | 2023
OXFT1181 | ABINGDON COMMUNITY HOSPITAL | MINOR INJURIES UNIT | BLOOD PRESSURE MONITOR | SHOCK RESISTANT | WELCH ALLYN | PLANNED PREVENTATIVE (REGULAR SERVICING) | 1 | 2-Good | 2023
OXFT0485 | THE FIENNES CENTRE | DISTRICT NURSES | BLOOD PRESSURE MONITOR | SHOCK RESISTANT | WELCH ALLYN | PLANNED PREVENTATIVE (REGULAR SERVICING) | 11 | 4-Poor | 2014
OHFT42898 | THE LEYS HEALTH CENTRE | DISTRICT NURSES | BLOOD PRESSURE MONITOR | SHOCK RESISTANT | WELCH ALLYN | PLANNED PREVENTATIVE (REGULAR SERVICING) | 13 | 4-Poor | 2012
OXFT2049 | VICTORIA HOUSE SURGERY | COMMUNITY DIABETES SERVICE | BLOOD PRESSURE MONITOR | SHOCK RESISTANT | WELCH ALLYN | PLANNED PREVENTATIVE (REGULAR SERVICING) | 12 | 4-Poor | 2013
OXFT43251 | VICTORIA HOUSE SURGERY | COMMUNITY DIABETES SERVICE | BLOOD PRESSURE MONITOR | SHOCK RESISTANT | WELCH ALLYN | PLANNED PREVENTATIVE (REGULAR SERVICING) | 8 | 4-Poor | 2017
OHFT43250 | VICTORIA HOUSE SURGERY | COMMUNITY DIABETES SERVICE | BLOOD PRESSURE MONITOR | SHOCK RESISTANT | WELCH ALLYN | PLANNED PREVENTATIVE (REGULAR SERVICING) | 8 | 4-Poor | 2017
OHFT42070 | VICTORIA HOUSE SURGERY | COMMUNITY DIABETES SERVICE | BLOOD PRESSURE MONITOR | SHOCK RESISTANT | WELCH ALLYN | PLANNED PREVENTATIVE (REGULAR SERVICING) | 9 | 4-Poor | 2016
OXFT0034 | EAST OXFORD HEALTH CENTRE | OUT OF HOURS CLINIC | BLOOD PRESSURE MONITOR | SHOCK RESISTANT | WELCH ALLYN | PLANNED PREVENTATIVE (REGULAR SERVICING) | 5 | 3-Average | 2020
OHFT45216 | THE FIENNES CENTRE | DISTRICT NURSES | BLOOD PRESSURE MONITOR | SHOCK RESISTANT | WELCH ALLYN | PLANNED PREVENTATIVE (REGULAR SERVICING) | 3 | 3-Average | 2019
OXFT1207 | THE FIENNES CENTRE | DISTRICT NURSES | BLOOD PRESSURE MONITOR | SHOCK RESISTANT | WELCH ALLYN | PLANNED PREVENTATIVE (REGULAR SERVICING) | 3 | 3-Average | 2019
OCFT1209 | THE FIENNES CENTRE | OUT OF HOURS CLINIC | BLOOD PRESSURE MONITOR | SHOCK RESISTANT | WELCH ALLYN | PLANNED PREVENTATIVE (REGULAR SERVICING) | 10 | 4-Poor | 2015
164468 | FULBROOK CENTRE | SANDFORD WARD | BLOOD PRESSURE MONITOR | SHOCK RESISTANT | WELCH ALLYN | PLANNED PREVENTATIVE (REGULAR SERVICING) | 5 | 3-Average | 2020
OXFT3763 | CMHT-OLDER ADULTS-NORTH & WEST OXFORDSHIRE | CMHT | BLOOD PRESSURE MONITOR | SHOCK RESISTANT | WELCH ALLYN | PLANNED PREVENTATIVE (REGULAR SERVICING) | 3 | 3-Average | 2019
OXFT1182 | ABINGDON COMMUNITY HOSPITAL | MINOR INJURIES UNIT | BLOOD PRESSURE MONITOR | SHOCK RESISTANT | WELCH ALLYN | PLANNED PREVENTATIVE (REGULAR SERVICING) | 1 | 2-Good | 2023
OHFT42719 | CMHT-OLDER ADULTS-NORTH & WEST OXFORDSHIRE | CMHT | BLOOD PRESSURE MONITOR | SHOCK RESISTANT | WELCH ALLYN | PLANNED PREVENTATIVE (REGULAR SERVICING) | 8 | 4-Poor | 2017
OXFT3771 | THE ELMS CENTRE BANBURY | CMHT | BLOOD PRESSURE MONITOR | SHOCK RESISTANT | WELCH ALLYN | PLANNED PREVENTATIVE (REGULAR SERVICING) | 3 | 3-Average | 2019
OH00532 | DIDCOT COMMUNITY HOSPITAL | DIDCOT WARD | BLOOD PRESSURE MONITOR | SHOCK RESISTANT | WELCH ALLYN | PLANNED PREVENTATIVE (REGULAR SERVICING) | 4 | 2-Good | 2021
OHFT45023 | MANZIL WAY, OXFORD | CMHT OLDER ADULTS | BLOOD PRESSURE MONITOR | SHOCK RESISTANT | WELCH ALLYN | PLANNED PREVENTATIVE (REGULAR SERVICING) | 5 | 3-Average | 2020
OXFT4564 | ABINGDON COMMUNITY HOSPITAL | MINOR INJURIES UNIT | BLOOD PRESSURE MONITOR | SHOCK RESISTANT | WELCH ALLYN | PLANNED PREVENTATIVE (REGULAR SERVICING) | 8 | 4-Poor | 2017
OHFT43249 | VICTORIA HOUSE SURGERY | COMMUNITY DIABETES SERVICE | BLOOD PRESSURE MONITOR | SHOCK RESISTANT | WELCH ALLYN | PLANNED PREVENTATIVE (REGULAR SERVICING) | 8 | 4-Poor | 2017
OXFT4566 | ABINGDON COMMUNITY HOSPITAL | MINOR INJURIES UNIT | BLOOD PRESSURE MONITOR | SHOCK RESISTANT | WELCH ALLYN | PLANNED PREVENTATIVE (REGULAR SERVICING) | 8 | 4-Poor | 2017
OHFT40474 | ABINGDON COMMUNITY HOSPITAL | TISSUE VIABILITY | BLOOD PRESSURE MONITOR | SHOCK RESISTANT | WELCH ALLYN | PLANNED PREVENTATIVE (REGULAR SERVICING) | 11 | 4-Poor | 2014
OHFT45024 | MANZIL WAY, OXFORD | CMHT OLDER ADULTS | BLOOD PRESSURE MONITOR | SHOCK RESISTANT | WELCH ALLYN | PLANNED PREVENTATIVE (REGULAR SERVICING) | 5 | 3-Average | 2020
OXFT4647 | MANZIL WAY, OXFORD | CMHT OLDER ADULTS | BLOOD PRESSURE MONITOR | SHOCK RESISTANT | WELCH ALLYN | PLANNED PREVENTATIVE (REGULAR SERVICING) | 10 | 4-Poor | 2015
OXFT3869 | ORCHARD HEALTH CENTRE | COMMUNITY HEART FAILURE TEAM | BLOOD PRESSURE MONITOR | SHOCK RESISTANT | WELCH ALLYN | PLANNED PREVENTATIVE (REGULAR SERVICING) | 0 | 1-Excellent | 2021
OHFT42718 | CMHT-OLDER ADULTS-NORTH & WEST OXFORDSHIRE | CMHT | BLOOD PRESSURE MONITOR | SHOCK RESISTANT | WELCH ALLYN | PLANNED PREVENTATIVE (REGULAR SERVICING) | 8 | 4-Poor | 2017
OXFT4763 | WINDRUSH HOUSE-WITNEY | UCR-URGENT COMMUNITY RESPONSE | BLOOD PRESSURE MONITOR | SHOCK RESISTANT | WELCH ALLYN | PLANNED PREVENTATIVE (REGULAR SERVICING) | 12 | 4-Poor | 2013
OXFT4781 | MURRAY HOUSE | DISTRICT NURSES | BLOOD PRESSURE MONITOR | SHOCK RESISTANT | WELCH ALLYN | PLANNED PREVENTATIVE (REGULAR SERVICING) | 10 | 4-Poor | 2015
OHFT45207 | MURRAY HOUSE | DISTRICT NURSES | BLOOD PRESSURE MONITOR | SHOCK RESISTANT | WELCH ALLYN | PLANNED PREVENTATIVE (REGULAR SERVICING) | 3 | 3-Average | 2019
OXFT2050 | BICESTER INNOVATION CENTRE | COMMUNITY DIABETES SERVICE | BLOOD PRESSURE MONITOR | SHOCK RESISTANT | WELCH ALLYN | PLANNED PREVENTATIVE (REGULAR SERVICING) | 12 | 4-Poor | 2013
OXFT4747 | WALLINGFORD COMMUNITY HOSPITAL | ST LEONARDS WARD | BLOOD PRESSURE MONITOR | SHOCK RESISTANT | WELCH ALLYN | Fully Comprehensive includes any repair costs | 11 | 4-Poor | 2014
OXFT4565 | ABINGDON COMMUNITY HOSPITAL | MINOR INJURIES UNIT | BLOOD PRESSURE MONITOR | SHOCK RESISTANT | WELCH ALLYN | PLANNED PREVENTATIVE (REGULAR SERVICING) | 8 | 4-Poor | 2017
OHFT0142 | ABINGDON COMMUNITY HOSPITAL | DISTRICT NURSES | BLOOD PRESSURE MONITOR | SHOCK RESISTANT | WELCH ALLYN | PLANNED PREVENTATIVE (REGULAR SERVICING) | 16 | 4-Poor | 2009
OHFT0144 | ABINGDON COMMUNITY HOSPITAL | DISTRICT NURSES | BLOOD PRESSURE MONITOR | SHOCK RESISTANT | WELCH ALLYN | PLANNED PREVENTATIVE (REGULAR SERVICING) | 12 | 4-Poor | 2013
OHFT0622 | ABINGDON COMMUNITY HOSPITAL | DISTRICT NURSES | BLOOD PRESSURE MONITOR | SHOCK RESISTANT | WELCH ALLYN | PLANNED PREVENTATIVE (REGULAR SERVICING) | 3 | 3-Average
OHFT40463 | WANTAGE HEALTH CENTRE | DISTRICT NURSES | BLOOD PRESSURE MONITOR | SHOCK RESISTANT | WELCH ALLYN | PLANNED PREVENTATIVE (REGULAR SERVICING) | 3 | 3-Average
OHFT40821 | ABINGDON COMMUNITY HOSPITAL | DISTRICT NURSES | BLOOD PRESSURE MONITOR | SHOCK RESISTANT | WELCH ALLYN | PLANNED PREVENTATIVE (REGULAR SERVICING) | 10 | 4-Poor | 2015
OXFT3870 | ORCHARD HEALTH CENTRE | COMMUNITY HEART FAILURE TEAM | BLOOD PRESSURE MONITOR | SHOCK RESISTANT | WELCH ALLYN | PLANNED PREVENTATIVE (REGULAR SERVICING) | 0 | 1-Excellent | 2021
OHFT45059 | WALLINGFORD COMMUNITY HOSPITAL | COMMUNITY THERAPY SERVICES | BLOOD PRESSURE MONITOR | DURASHOCK DS-66 | WELCH ALLYN | PLANNED PREVENTATIVE (REGULAR SERVICING) | 5 | 3-Average | 2020
OHFT45850 | THE SLADE BUILDING | LEARNING DISABILITY SERVICE | BLOOD PRESSURE MONITOR | SHOCK RESISTANT | BOSO | PLANNED PREVENTATIVE (REGULAR SERVICING) | 3 | 3-Average
OXFT1668 | ABINGDON COMMUNITY HOSPITAL | OSRU | BLOOD PRESSURE MONITOR | HONSUN | LYALL WILLIS | PLANNED PREVENTATIVE (REGULAR SERVICING) | 3 | 2-Good
OXFT1683 | ABINGDON COMMUNITY HOSPITAL | ABBEY WARD | BLOOD PRESSURE MONITOR | HONSUN | LYALL WILLIS | PLANNED PREVENTATIVE (REGULAR SERVICING) | 3 | 2-Good
OXFT1189 | ABINGDON COMMUNITY HOSPITAL | EMU | BLOOD PRESSURE MONITOR | HONSUN | LYALL WILLIS | PLANNED PREVENTATIVE (REGULAR SERVICING) | 2 | 2-Good
OHFT0122 | FARINGDON MEDICAL CENTRE | DISTRICT NURSES | BLOOD PRESSURE MONITOR | SHOCK RESISTANT | WELCH ALLYN | PLANNED PREVENTATIVE (REGULAR SERVICING) | 14 | 4-Poor | 2011
OHFT46180 | WARNEFORD HOSPITAL | PHYSICAL HEALTH LEADS | BLOOD PRESSURE MONITOR | M7 | OMRON HEALTHCARE | PLANNED PREVENTATIVE (REGULAR SERVICING) | 4 | 2-Good | 2021
OHFT46182 | WHITELEAF CENTRE | DAY HOSPITAL | BLOOD PRESSURE MONITOR | M7 | OMRON HEALTHCARE | PLANNED PREVENTATIVE (REGULAR SERVICING) | 4 | 2-Good | 2021
OHFT46184 | WHITELEAF CENTRE | DAY HOSPITAL | BLOOD PRESSURE MONITOR | M7 | OMRON HEALTHCARE | PLANNED PREVENTATIVE (REGULAR SERVICING) | 4 | 2-Good | 2021
OHFT46185 | WHITELEAF CENTRE | OACMHT | BLOOD PRESSURE MONITOR | M7 | OMRON HEALTHCARE | PLANNED PREVENTATIVE (REGULAR SERVICING) | 4 | 2-Good | 2021
OHFT46186 | WHITELEAF CENTRE | OACMHT | BLOOD PRESSURE MONITOR | M7 | OMRON HEALTHCARE | PLANNED PREVENTATIVE (REGULAR SERVICING) | 4 | 2-Good | 2021
OHFT46187 | WHITELEAF CENTRE | OACMHT | BLOOD PRESSURE MONITOR | M7 | OMRON HEALTHCARE | PLANNED PREVENTATIVE (REGULAR SERVICING) | 4 | 2-Good | 2021
OHFT46188 | WHITELEAF CENTRE | OACMHT | BLOOD PRESSURE MONITOR | M7 | OMRON HEALTHCARE | PLANNED PREVENTATIVE (REGULAR SERVICING) | 4 | 2-Good | 2021
OHFT46190 | WHITELEAF CENTRE | DAY HOSPITAL | BLOOD PRESSURE MONITOR | M7 | OMRON HEALTHCARE | PLANNED PREVENTATIVE (REGULAR SERVICING) | 4 | 2-Good | 2021
OHFT46191 | WHITELEAF CENTRE | OACMHT | BLOOD PRESSURE MONITOR | M7 | OMRON HEALTHCARE | PLANNED PREVENTATIVE (REGULAR SERVICING) | 4 | 2-Good | 2021
OHFT46193 | THE SLADE BUILDING | JOHN SHARICH HOUSE | BLOOD PRESSURE MONITOR | M7 | OMRON HEALTHCARE | PLANNED PREVENTATIVE (REGULAR SERVICING) | 4 | 2-Good | 2021
OHFT46195 | WARNEFORD HOSPITAL | COGNATIVE HEALTH RESEARCH FACILITY | BLOOD PRESSURE MONITOR | M7 | OMRON HEALTHCARE | PLANNED PREVENTATIVE (REGULAR SERVICING) | 4 | 2-Good | 2021
OHFT46197 | WALLINGFORD COMMUNITY HOSPITAL | ADULT MENTAL HEALTH UNIT | BLOOD PRESSURE MONITOR | M7 | OMRON HEALTHCARE | PLANNED PREVENTATIVE (REGULAR SERVICING) | 4 | 2-Good | 2021
OHFT46199 | WALLINGFORD COMMUNITY HOSPITAL | SOUTH OXON AMHT | BLOOD PRESSURE MONITOR | M7 | OMRON HEALTHCARE | PLANNED PREVENTATIVE (REGULAR SERVICING) | 4 | 2-Good | 2021
OHFT47031 | THE ELMS CENTRE BANBURY | CMHT | BLOOD PRESSURE MONITOR | M7 | OMRON HEALTHCARE | PLANNED PREVENTATIVE (REGULAR SERVICING) | 4 | 2-Good | 2021
OHFT47030 | NUFFIELD HEALTH CENTRE | CAMHS | BLOOD PRESSURE MONITOR | M7 | OMRON HEALTHCARE | PLANNED PREVENTATIVE (REGULAR SERVICING) | 4 | 2-Good | 2021
OHFT47003 | WHITELEAF CENTRE | DAY HOSPITAL | BLOOD PRESSURE MONITOR | M7 | OMRON HEALTHCARE | PLANNED PREVENTATIVE (REGULAR SERVICING) | 4 | 2-Good | 2021
OHFT47028 | NUFFIELD HEALTH CENTRE | ADULT MENTAL HEALTH UNIT | BLOOD PRESSURE MONITOR | M7 | OMRON HEALTHCARE | PLANNED PREVENTATIVE (REGULAR SERVICING) | 4 | 2-Good | 2021
OHFT47027 | NUFFIELD HEALTH CENTRE | ADULT MENTAL HEALTH UNIT | BLOOD PRESSURE MONITOR | M7 | OMRON HEALTHCARE | PLANNED PREVENTATIVE (REGULAR SERVICING) | 4 | 2-Good | 2021
OHFT47032 | THE SLADE BUILDING | JOHN SHARICH HOUSE | BLOOD PRESSURE MONITOR | M7 | OMRON HEALTHCARE | PLANNED PREVENTATIVE (REGULAR SERVICING) | 4 | 2-Good | 2021
OHFT47024 | WARNEFORD HOSPITAL | PHYSICAL HEALTH LEADS | BLOOD PRESSURE MONITOR | M7 | OMRON HEALTHCARE | PLANNED PREVENTATIVE (REGULAR SERVICING) | 4 | 2-Good | 2021
OHFT46178 | THE ELMS CENTRE BANBURY | CMHT | BLOOD PRESSURE MONITOR | M7 | OMRON HEALTHCARE | PLANNED PREVENTATIVE (REGULAR SERVICING) | 4 | 2-Good | 2021
OHFT47005 | SAFFRON HOUSE | CLINIC ROOM | BLOOD PRESSURE MONITOR | M7 | OMRON HEALTHCARE | PLANNED PREVENTATIVE (REGULAR SERVICING) | 4 | 2-Good | 2021
OHFT47004 | SAFFRON HOUSE | CAMHS HIGH WYCOMBE | BLOOD PRESSURE MONITOR | M7 | OMRON HEALTHCARE | PLANNED PREVENTATIVE (REGULAR SERVICING) | 4 | 2-Good | 2021
OHFT47034 | THE ELMS CENTRE BANBURY | CMHT | BLOOD PRESSURE MONITOR | M7 | OMRON HEALTHCARE | PLANNED PREVENTATIVE (REGULAR SERVICING) | 4 | 2-Good | 2021
OHFT47038 | NUFFIELD HEALTH CENTRE | ADULT MENTAL HEALTH UNIT | BLOOD PRESSURE MONITOR | M7 | OMRON HEALTHCARE | PLANNED PREVENTATIVE (REGULAR SERVICING) | 4 | 2-Good | 2021
OHFT47042 | THE SLADE BUILDING | JOHN SHARICH HOUSE | BLOOD PRESSURE MONITOR | M7 | OMRON HEALTHCARE | PLANNED PREVENTATIVE (REGULAR SERVICING) | 4 | 2-Good | 2021
OHFT47040 | NUFFIELD HEALTH CENTRE | ADULT MENTAL HEALTH UNIT | BLOOD PRESSURE MONITOR | M7 | OMRON HEALTHCARE | PLANNED PREVENTATIVE (REGULAR SERVICING) | 4 | 2-Good | 2021
OHFT47041 | WARNEFORD HOSPITAL | PHYSICAL HEALTH LEADS | BLOOD PRESSURE MONITOR | M7 | OMRON HEALTHCARE | PLANNED PREVENTATIVE (REGULAR SERVICING) | 4 | 2-Good | 2021
OHFT47013 | WHITELEAF CENTRE | DAY HOSPITAL | BLOOD PRESSURE MONITOR | M7 | OMRON HEALTHCARE | PLANNED PREVENTATIVE (REGULAR SERVICING) | 4 | 2-Good | 2021
OHFT47022 | WHITELEAF CENTRE | DAY HOSPITAL | BLOOD PRESSURE MONITOR | M7 | OMRON HEALTHCARE | PLANNED PREVENTATIVE (REGULAR SERVICING) | 4 | 2-Good | 2021
OHFT46167 | AMERSHAM HEALTH CENTRE | CAMHS | BLOOD PRESSURE MONITOR | M7 | OMRON HEALTHCARE | PLANNED PREVENTATIVE (REGULAR SERVICING) | 3 | 2-Good | 2022
OHFT46168 | SAFFRON HOUSE | CAMHS | BLOOD PRESSURE MONITOR | M7 | OMRON HEALTHCARE | PLANNED PREVENTATIVE (REGULAR SERVICING) | 4 | 2-Good | 2021
OHFT46172 | WARNEFORD HOSPITAL | CITY AMHT | BLOOD PRESSURE MONITOR | M7 | OMRON HEALTHCARE | PLANNED PREVENTATIVE (REGULAR SERVICING) | 3 | 2-Good | 2022
OHFT46174 | THE ELMS CENTRE BANBURY | CMHT | BLOOD PRESSURE MONITOR | M7 | OMRON HEALTHCARE | PLANNED PREVENTATIVE (REGULAR SERVICING) | 4 | 2-Good | 2021
OHFT46179 | ABINGDON COMMUNITY HOSPITAL | ADULT MENTAL HEALTH UNIT | BLOOD PRESSURE MONITOR | M7 | OMRON HEALTHCARE | PLANNED PREVENTATIVE (REGULAR SERVICING) | 4 | 2-Good | 2021
OHFT47016 | WHITELEAF CENTRE | DAY HOSPITAL | BLOOD PRESSURE MONITOR | M7 | OMRON HEALTHCARE | PLANNED PREVENTATIVE (REGULAR SERVICING) | 4 | 2-Good | 2021
OXFT0038 | EAST OXFORD HEALTH CENTRE | DISTRICT NURSES | BLOOD PRESSURE MONITOR | SPHYGMOMANOMETER | LYALL WILLIS | PLANNED PREVENTATIVE (REGULAR SERVICING) | 3 | 2-Good
OXFT1749 | ORCHARD HEALTH CENTRE | DENTAL CLINIC | BLOOD PRESSURE MONITOR | SPHYGMOMANOMETER | LYALL WILLIS | PLANNED PREVENTATIVE (REGULAR SERVICING) | 3 | 2-Good
OXFT2053 | VICTORIA HOUSE SURGERY | COMMUNITY DIABETES SERVICE | BLOOD PRESSURE MONITOR | SPHYGMOMANOMETER | LYALL WILLIS | PLANNED PREVENTATIVE (REGULAR SERVICING) | 2 | 2-Good
OHFT45211 | CHIPPING NORTON COMMUNITY HOSPITAL | DISTRICT NURSES | BLOOD PRESSURE MONITOR | DS66 | WELCH ALLYN | PLANNED PREVENTATIVE (REGULAR SERVICING) | 4 | 3-Average | 2019
OHFT44686 | WATLINGTON & CHALGROVE | DISTRICT NURSES | BLOOD PRESSURE MONITOR | DS66 | WELCH ALLYN | PLANNED PREVENTATIVE (REGULAR SERVICING) | 2 | 2-Good
OHFT46165 | SAFFRON HOUSE | CAMHS HIGH WYCOMBE | BLOOD PRESSURE MONITOR | M7 | OMRON HEALTHCARE | PLANNED PREVENTATIVE (REGULAR SERVICING) | 4 | 2-Good | 2021
OHFT45569 | WARNEFORD HOSPITAL | CLINICAL RESEARCH | BLOOD PRESSURE MONITOR | M3 | OMRON HEALTHCARE | PLANNED PREVENTATIVE (REGULAR SERVICING) | 5 | 3-Average | 2020
OHFT45754 | WINDRUSH HOUSE-WITNEY | DISTRICT NURSES | BLOOD PRESSURE MONITOR | M3 | OMRON HEALTHCARE | PLANNED PREVENTATIVE (REGULAR SERVICING) | 5 | 3-Average | 2020
OHFT43002 | WARNEFORD HOSPITAL | CLINICAL RESEARCH | BLOOD PRESSURE MONITOR | M3 | OMRON HEALTHCARE | PLANNED PREVENTATIVE (REGULAR SERVICING) | 5 | 3-Average | 2020
OXFT0804 | LITTLEMORE MENTAL HEALTH CENTRE | OCCUPATIONAL HEALTH | BLOOD PRESSURE MONITOR | M3 | OMRON HEALTHCARE | PLANNED PREVENTATIVE (REGULAR SERVICING) | 2 | 2-Good | 2022
OXFT0805 | LITTLEMORE MENTAL HEALTH CENTRE | OCCUPATIONAL HEALTH | BLOOD PRESSURE MONITOR | M3 | OMRON HEALTHCARE | PLANNED PREVENTATIVE (REGULAR SERVICING) | 2 | 2-Good | 2022
OXFT6139 | WARNEFORD HOSPITAL | EATING DISORDER DEPARTMENT | BLOOD PRESSURE MONITOR | M3 | OMRON HEALTHCARE | PLANNED PREVENTATIVE (REGULAR SERVICING) | 2 | 2-Good | 2022
OHFT45104 | MARLBOROUGH HOUSE-MILTON KEYNES | CHAFFRON WARD | BLOOD PRESSURE MONITOR | M3 | OMRON HEALTHCARE | PLANNED PREVENTATIVE (REGULAR SERVICING) | 5 | 3-Average | 2020
OHFT45101 | MARLBOROUGH HOUSE-MILTON KEYNES | WATLING WARD | BLOOD PRESSURE MONITOR | M3 | OMRON HEALTHCARE | PLANNED PREVENTATIVE (REGULAR SERVICING) | 5 | 3-Average | 2020
OHFT40702 | MARLBOROUGH HOUSE-MILTON KEYNES | WATLING WARD | BLOOD PRESSURE MONITOR | M3 | OMRON HEALTHCARE | PLANNED PREVENTATIVE (REGULAR SERVICING) | 5 | 3-Average | 2020
OXFT6140 | WARNEFORD HOSPITAL | EATING DISORDER DEPARTMENT | BLOOD PRESSURE MONITOR | M3 | OMRON HEALTHCARE | PLANNED PREVENTATIVE (REGULAR SERVICING) | 2 | 2-Good | 2023
OXFT6141 | WARNEFORD HOSPITAL | EATING DISORDER DEPARTMENT | BLOOD PRESSURE MONITOR | M3 | OMRON HEALTHCARE | PLANNED PREVENTATIVE (REGULAR SERVICING) | 2 | 2-Good | 2022
OXFT6142 | WARNEFORD HOSPITAL | EATING DISORDER DEPARTMENT | BLOOD PRESSURE MONITOR | M3 | OMRON HEALTHCARE | PLANNED PREVENTATIVE (REGULAR SERVICING) | 2 | 2-Good | 2022
OHFT164200 | WINDRUSH HOUSE-WITNEY | DISTRICT NURSES | BLOOD PRESSURE MONITOR | HANDHELD | WELCH ALLYN | PLANNED PREVENTATIVE (REGULAR SERVICING) | 4 | 2-Good | 2021
OHFT164201 | THE FIENNES CENTRE | DISTRICT NURSES | BLOOD PRESSURE MONITOR | HANDHELD | WELCH ALLYN | PLANNED PREVENTATIVE (REGULAR SERVICING) | 4 | 2-Good | 2021
OHFT164017 | LITTLEMORE MENTAL HEALTH CENTRE | GLYME WARD | BLOOD PRESSURE MONITOR | HANDHELD | WELCH ALLYN | PLANNED PREVENTATIVE (REGULAR SERVICING) | 4 | 2-Good | 2021
OHFT43510 | SAFFRON HOUSE | CAMHS HIGH WYCOMBE | BLOOD PRESSURE MONITOR | M3 | OMRON HEALTHCARE | PLANNED PREVENTATIVE (REGULAR SERVICING) | 11 | 4-Poor | 2014
OHFT45149-1 | LITTLEMORE MENTAL HEALTH CENTRE | KENNET WARD | BLOOD PRESSURE MONITOR | M3 | OMRON HEALTHCARE | PLANNED PREVENTATIVE (REGULAR SERVICING) | 5 | 3-Average | 2020
OHFT46724 | LITTLEMORE MENTAL HEALTH CENTRE | PHOENIX WARD | BLOOD PRESSURE MONITOR | M3 | OMRON HEALTHCARE | PLANNED PREVENTATIVE (REGULAR SERVICING) | 5 | 3-Average | 2020
OHFT46861 | BLACKBIRD LEYS CENTRE | RESPIRATORY | BLOOD PRESSURE MONITOR | HEM-7080IT-E (M10-IT) | OMRON HEALTHCARE | PLANNED PREVENTATIVE (REGULAR SERVICING) | 15 | 4-Poor | 2010
OHFT164195 | FARINGDON MEDICAL CENTRE | DISTRICT NURSES-FARINGDON & SHRIVENHAM | BLOOD PRESSURE MONITOR | HANDHELD | WELCH ALLYN | PLANNED PREVENTATIVE (REGULAR SERVICING) | 4 | 2-Good | 2021
OHFT164196 | ABINGDON COMMUNITY HOSPITAL | DISTRICT NURSES | BLOOD PRESSURE MONITOR | HANDHELD | WELCH ALLYN | PLANNED PREVENTATIVE (REGULAR SERVICING) | 4 | 2-Good | 2021
OHFT164197 | WINDRUSH HOUSE-WITNEY | UCR-URGENT COMMUNITY RESPONSE | BLOOD PRESSURE MONITOR | HANDHELD | WELCH ALLYN | PLANNED PREVENTATIVE (REGULAR SERVICING) | 4 | 2-Good | 2021
OHFT164198 | DIDCOT HEALTH CENTRE | DISTRICT NURSES | BLOOD PRESSURE MONITOR | HANDHELD | WELCH ALLYN | PLANNED PREVENTATIVE (REGULAR SERVICING) | 4 | 2-Good | 2021
OHFT164199 | EAST OXFORD HEALTH CENTRE | DISTRICT NURSES | BLOOD PRESSURE MONITOR | HANDHELD | WELCH ALLYN | PLANNED PREVENTATIVE (REGULAR SERVICING) | 4 | 2-Good | 2021
OHFT0370 | KIDLINGTON HEALTH CENTRE | DISTRICT NURSES | BLOOD PRESSURE MONITOR | CLOCK MODEL | ACCOSON | PLANNED PREVENTATIVE (REGULAR SERVICING) | 3 | 3-Average
OHFT0371 | KIDLINGTON HEALTH CENTRE | DISTRICT NURSES | BLOOD PRESSURE MONITOR | CLOCK MODEL | ACCOSON | PLANNED PREVENTATIVE (REGULAR SERVICING) | 3 | 3-Average
OHFT1772 | LITTLEMORE MENTAL HEALTH CENTRE | OCCUPATIONAL HEALTH | BLOOD PRESSURE MONITOR | CLOCK MODEL | ACCOSON | PLANNED PREVENTATIVE (REGULAR SERVICING) | 3 | 3-Average
OHFT2876 | LUTHER STREET MEDICAL CENTRE | TREATMENT ROOM | BLOOD PRESSURE MONITOR | CLOCK MODEL | ACCOSON | PLANNED PREVENTATIVE (REGULAR SERVICING) | 3 | 3-Average
OHFT3774 | LUTHER STREET MEDICAL CENTRE | TREATMENT ROOM | BLOOD PRESSURE MONITOR | CLOCK MODEL | ACCOSON | PLANNED PREVENTATIVE (REGULAR SERVICING) | 3 | 3-Average
OHFT3796 | LUTHER STREET MEDICAL CENTRE | TREATMENT ROOM | BLOOD PRESSURE MONITOR | CLOCK MODEL | ACCOSON | PLANNED PREVENTATIVE (REGULAR SERVICING) | 3 | 3-Average
OHFT40780 | THE SLADE BUILDING | SPECIALITY CAMHS | BLOOD PRESSURE MONITOR | CLOCK MODEL | ACCOSON | PLANNED PREVENTATIVE (REGULAR SERVICING) | 3 | 3-Average
OHFT43902 | RAGLAN HOUSE | CAMHS | BLOOD PRESSURE MONITOR | CLOCK MODEL | ACCOSON | PLANNED PREVENTATIVE (REGULAR SERVICING) | 3 | 3-Average
OHFT40100 | THE ELMS CENTRE BANBURY | CMHT | BLOOD PRESSURE MONITOR | CLOCK MODEL | ACCOSON | PLANNED PREVENTATIVE (REGULAR SERVICING) | 3 | 3-Average
OHFT3511 | SAFFRON HOUSE | CAMHS HIGH WYCOMBE | BLOOD PRESSURE MONITOR | CLOCK MODEL | ACCOSON | PLANNED PREVENTATIVE (REGULAR SERVICING) | 3 | 3-Average
OHFT0332 | WINDRUSH HOUSE-WITNEY | DISTRICT NURSES | BLOOD PRESSURE MONITOR | CLOCK MODEL | ACCOSON | PLANNED PREVENTATIVE (REGULAR SERVICING) | 3 | 3-Average
OHFT2899 | ST BARNABAS CLINIC | PODIATRY | BLOOD PRESSURE MONITOR | CLOCK MODEL | ACCOSON | PLANNED PREVENTATIVE (REGULAR SERVICING) | 3 | 3-Average
OHFT41061 | WARNEFORD HOSPITAL | HIGHFIELD UNIT | BLOOD PRESSURE MONITOR | CLOCK MODEL | ACCOSON | PLANNED PREVENTATIVE (REGULAR SERVICING) | 3 | 3-Average
OHFT2915 | DIDCOT COMMUNITY HOSPITAL | PODIATRY | BLOOD PRESSURE MONITOR | CLOCK MODEL | ACCOSON | PLANNED PREVENTATIVE (REGULAR SERVICING) | 3 | 3-Average
OHFT2917 | WALLINGFORD COMMUNITY HOSPITAL | PODIATRY | BLOOD PRESSURE MONITOR | CLOCK MODEL | ACCOSON | PLANNED PREVENTATIVE (REGULAR SERVICING) | 3 | 3-Average
OHFT2921 | TOWNLANDS COMMUNITY HOSPITAL | PODIATRY | BLOOD PRESSURE MONITOR | CLOCK MODEL | ACCOSON | PLANNED PREVENTATIVE (REGULAR SERVICING) | 3 | 3-Average
OHFT3313 | WHITELEAF CENTRE | OPAL WARD | BLOOD PRESSURE MONITOR | CLOCK MODEL | ACCOSON | PLANNED PREVENTATIVE (REGULAR SERVICING) | 17 | 4-Poor | 2008
OHFT40032 | WHITELEAF CENTRE | WOODLANDS MANOR HOUSE | BLOOD PRESSURE MONITOR | CLOCK MODEL | ACCOSON | PLANNED PREVENTATIVE (REGULAR SERVICING) | 3 | 3-Average
OHFT40134 | THE LEYS HEALTH CENTRE | DISTRICT NURSES | BLOOD PRESSURE MONITOR | CLOCK MODEL | ACCOSON | PLANNED PREVENTATIVE (REGULAR SERVICING) | 3 | 3-Average
OHFT2405 | DIDCOT COMMUNITY HOSPITAL | DENTAL CLINIC | BLOOD PRESSURE MONITOR | CLOCK MODEL | ACCOSON | PLANNED PREVENTATIVE (REGULAR SERVICING) | 14 | 4-Poor | 2011
OHFT3942 | EAST OXFORD HEALTH CENTRE | DENTAL CLINIC | BLOOD PRESSURE MONITOR | CLOCK MODEL | ACCOSON | PLANNED PREVENTATIVE (REGULAR SERVICING) | 3 | 3-Average
OHFT1876 | EAST OXFORD HEALTH CENTRE | DENTAL CLINIC | BLOOD PRESSURE MONITOR | CLOCK MODEL | ACCOSON | PLANNED PREVENTATIVE (REGULAR SERVICING) | 13 | 4-Poor | 2012
OHFT43511 | SAFFRON HOUSE | CLINIC ROOM | BLOOD PRESSURE MONITOR | CLOCK MODEL | ACCOSON | PLANNED PREVENTATIVE (REGULAR SERVICING) | 3 | 3-Average
OHFT43517 | SAFFRON HOUSE | CAMHS HIGH WYCOMBE | BLOOD PRESSURE MONITOR | CLOCK MODEL | ACCOSON | PLANNED PREVENTATIVE (REGULAR SERVICING) | 8 | 4-Poor | 2017
OHFT0764 | ORCHARD HEALTH CENTRE | COMMUNITY HEART FAILURE TEAM | BLOOD PRESSURE MONITOR | STD | WELCH ALLYN | PLANNED PREVENTATIVE (REGULAR SERVICING) | 3 | 3-Average
OHFT1030 | WARNEFORD HOSPITAL | CLINICAL RESEARCH | BLOOD PRESSURE MONITOR | STD | WELCH ALLYN | PLANNED PREVENTATIVE (REGULAR SERVICING) | 13 | 4-Poor | 2012
OHFT45564 | WITNEY COMMUNITY HOSPITAL | EMU | BLOOD PRESSURE MONITOR | STD | WELCH ALLYN | PLANNED PREVENTATIVE (REGULAR SERVICING) | 3 | 3-Average
OHFT0630 | WHITELEAF CENTRE | OACMHT | BLOOD PRESSURE MONITOR | STD | WELCH ALLYN | PLANNED PREVENTATIVE (REGULAR SERVICING) | 3 | 3-Average
OHFT0654 | WINDRUSH HEALTH CENTRE | PODIATRY | BLOOD PRESSURE MONITOR | STD | WELCH ALLYN | PLANNED PREVENTATIVE (REGULAR SERVICING) | 3 | 3-Average
OHFT0655 | WINDRUSH HEALTH CENTRE | PODIATRY | BLOOD PRESSURE MONITOR | STD | WELCH ALLYN | PLANNED PREVENTATIVE (REGULAR SERVICING) | 3 | 3-Average
OHFT45399 | ABINGDON COMMUNITY HOSPITAL | OSRU | BLOOD PRESSURE MONITOR | STD | WELCH ALLYN | PLANNED PREVENTATIVE (REGULAR SERVICING) | 3 | 3-Average
OHFT2825 | FARINGDON MEDICAL CENTRE | DISTRICT NURSES-FARINGDON & SHRIVENHAM | BLOOD PRESSURE MONITOR | STD | WELCH ALLYN | PLANNED PREVENTATIVE (REGULAR SERVICING) | 12 | 4-Poor | 2013
OHFT1459 | LITTLEMORE MENTAL HEALTH CENTRE | OCCUPATIONAL HEALTH | BLOOD PRESSURE MONITOR | STD | WELCH ALLYN | PLANNED PREVENTATIVE (REGULAR SERVICING) | 12 | 4-Poor | 2013
OHFT1840 | WITNEY COMMUNITY HOSPITAL | LINFOOT WARD | BLOOD PRESSURE MONITOR | STD | WELCH ALLYN | PLANNED PREVENTATIVE (REGULAR SERVICING) | 10 | 4-Poor | 2015
OHFT40667 | WITNEY COMMUNITY HOSPITAL | LINFOOT WARD | BLOOD PRESSURE MONITOR | STD | WELCH ALLYN | PLANNED PREVENTATIVE (REGULAR SERVICING) | 3 | 3-Average
OHFT43614 | ABINGDON COMMUNITY HOSPITAL | HOSPITAL AT HOME | BLOOD PRESSURE MONITOR | STD | WELCH ALLYN | PLANNED PREVENTATIVE (REGULAR SERVICING) | 7 | 4-Poor | 2018
OHFT2382 | TEMPLE HOUSE, KEYNSHAM | CAMHS | BLOOD PRESSURE MONITOR | UA-767 | A&D INSTRUMENTS | PLANNED PREVENTATIVE (REGULAR SERVICING) | 4 | 2-Good
OXFT3797 | UNIPART HOUSE | RESUSCITATION TEAM | BLOOD PRESSURE MONITOR | UA-767 | A&D INSTRUMENTS | PLANNED PREVENTATIVE (REGULAR SERVICING) | 1 | 2-Good
OXFT4617 | BLACKBIRD LEYS CENTRE | RESPIRATORY | BLOOD PRESSURE MONITOR | UA-767 | A&D INSTRUMENTS | PLANNED PREVENTATIVE (REGULAR SERVICING) | 1 | 2-Good
OHFT45396 | ABINGDON COMMUNITY HOSPITAL | OSRU | BLOOD PRESSURE MONITOR | STD | WELCH ALLYN | PLANNED PREVENTATIVE (REGULAR SERVICING) | 3 | 3-Average
OHFT45397 | ABINGDON COMMUNITY HOSPITAL | OSRU | BLOOD PRESSURE MONITOR | STD | WELCH ALLYN | PLANNED PREVENTATIVE (REGULAR SERVICING) | 3 | 3-Average
OHFT45398 | ABINGDON COMMUNITY HOSPITAL | OSRU | BLOOD PRESSURE MONITOR | STD | WELCH ALLYN | PLANNED PREVENTATIVE (REGULAR SERVICING) | 3 | 3-Average
OXFT2220 | ABINGDON COMMUNITY HOSPITAL | OSRU | MATTRESS PUMP | DOMUS AUTO | OSKA | Fully Comprehensive includes any repair costs | 3 | 3-Average
OXFT2214 | KENNINGTON | PPE HUB | MATTRESS PUMP | DOMUS AUTO | OSKA | Fully Comprehensive includes any repair costs | 3 | 2-Good
OXFT2215 | ABINGDON COMMUNITY HOSPITAL | ABBEY WARD | MATTRESS PUMP | DOMUS AUTO | OSKA | Fully Comprehensive includes any repair costs | 3 | 2-Good
OXFT2216 | WITNEY COMMUNITY HOSPITAL | WENRISC WARD | MATTRESS PUMP | DOMUS AUTO | OSKA | Fully Comprehensive includes any repair costs | 3 | 2-Good
OXFT2217 | WITNEY COMMUNITY HOSPITAL | LINFOOT WARD | MATTRESS PUMP | DOMUS AUTO | OSKA | Fully Comprehensive includes any repair costs | 3 | 2-Good
OXFT2224 | DIDCOT COMMUNITY HOSPITAL | DIDCOT WARD | MATTRESS PUMP | DOMUS AUTO | OSKA | Fully Comprehensive includes any repair costs | 3 | 2-Good
OXFT4815 | KENNINGTON | PPE HUB | MATTRESS PUMP | 9P-085500 | APEX MEDICAL | Fully Comprehensive includes any repair costs | 1 | 2-Good
OXFT0751 | ABINGDON COMMUNITY HOSPITAL | OSRU | MATTRESS PUMP | HYBRID G1 | HYBRID GIOCO | Fully Comprehensive includes any repair costs | 3 | 3-Average
OXFT0752 | ABINGDON COMMUNITY HOSPITAL | OSRU | MATTRESS PUMP | HYBRID G1 | HYBRID GIOCO | Fully Comprehensive includes any repair costs | 3 | 3-Average
OXFT0753 | ABINGDON COMMUNITY HOSPITAL | OSRU | MATTRESS PUMP | HYBRID G1 | HYBRID GIOCO | Fully Comprehensive includes any repair costs | 3 | 3-Average
OXFT2196 | ABINGDON COMMUNITY HOSPITAL | EMU | MATTRESS PUMP | HYBRID G1 | HYBRID GIOCO | Fully Comprehensive includes any repair costs | 3 | 3-Average
OXFT2197 | ABINGDON COMMUNITY HOSPITAL | EMU | MATTRESS PUMP | HYBRID G1 | HYBRID GIOCO | Fully Comprehensive includes any repair costs | 3 | 3-Average
OXFT1021 | WITNEY COMMUNITY HOSPITAL | LINFOOT WARD | MATTRESS PUMP | AIR SYSTEM 2 PLUS | BARTRAMS HEALTHCARE | Fully Comprehensive includes any repair costs | 3 | 2-Good
OXFT2202 | ABINGDON COMMUNITY HOSPITAL | ABBEY WARD | MATTRESS PUMP | HYBRID G1 | HYBRID GIOCO | Fully Comprehensive includes any repair costs | 3 | 2-Good
OXFT2209 | ABINGDON COMMUNITY HOSPITAL | ABBEY WARD | MATTRESS PUMP | HYBRID G1 | HYBRID GIOCO | Fully Comprehensive includes any repair costs | 3 | 2-Good
OXFT2210 | ABINGDON COMMUNITY HOSPITAL | ABBEY WARD | MATTRESS PUMP | HYBRID G1 | HYBRID GIOCO | Fully Comprehensive includes any repair costs | 3 | 2-Good
OXFT2266 | FULBROOK CENTRE | CITY COMMUNITY HOSPITAL | MATTRESS PUMP | HYBRID G1 | HYBRID GIOCO | Fully Comprehensive includes any repair costs | 3 | 3-Average
OXFT2267 | FULBROOK CENTRE | CITY COMMUNITY HOSPITAL | MATTRESS PUMP | HYBRID G1 | HYBRID GIOCO | Fully Comprehensive includes any repair costs | 3 | 3-Average
OXFT2192 | ABINGDON COMMUNITY HOSPITAL | OSRU | MATTRESS PUMP | HYBRID G1 | HYBRID GIOCO | Fully Comprehensive includes any repair costs | 3 | 3-Average
OXFT2269 | FULBROOK CENTRE | CITY COMMUNITY HOSPITAL | MATTRESS PUMP | HYBRID G1 | HYBRID GIOCO | Fully Comprehensive includes any repair costs | 3 | 3-Average
OXFT2287 | BICESTER COMMUNITY HOSPITAL | BICESTER WARD | MATTRESS PUMP | HYBRID G1 | HYBRID GIOCO | Fully Comprehensive includes any repair costs | 3 | 3-Average
OXFT2288 | BICESTER COMMUNITY HOSPITAL | BICESTER WARD | MATTRESS PUMP | HYBRID G1 | HYBRID GIOCO | Fully Comprehensive includes any repair costs | 3 | 3-Average
OXFT2289 | BICESTER COMMUNITY HOSPITAL | BICESTER WARD | MATTRESS PUMP | HYBRID G1 | HYBRID GIOCO | Fully Comprehensive includes any repair costs | 3 | 3-Average
OXFT2290 | BICESTER COMMUNITY HOSPITAL | BICESTER WARD | MATTRESS PUMP | HYBRID G1 | HYBRID GIOCO | Fully Comprehensive includes any repair costs | 3 | 3-Average
OXFT2198 | ABINGDON COMMUNITY HOSPITAL | EMU | MATTRESS PUMP | HYBRID G1 | HYBRID GIOCO | Fully Comprehensive includes any repair costs | 3 | 3-Average
OXFT2292 | BICESTER COMMUNITY HOSPITAL | BICESTER WARD | MATTRESS PUMP | HYBRID G1 | HYBRID GIOCO | Fully Comprehensive includes any repair costs | 3 | 3-Average
OXFT2281 | BICESTER COMMUNITY HOSPITAL | BICESTER WARD | MATTRESS PUMP | HYBRID G1 | HYBRID GIOCO | Fully Comprehensive includes any repair costs | 3 | 3-Average
OXFT2282 | BICESTER COMMUNITY HOSPITAL | BICESTER WARD | MATTRESS PUMP | HYBRID G1 | HYBRID GIOCO | Fully Comprehensive includes any repair costs | 3 | 3-Average
OXFT2283 | BICESTER COMMUNITY HOSPITAL | BICESTER WARD | MATTRESS PUMP | HYBRID G1 | HYBRID GIOCO | Fully Comprehensive includes any repair costs | 3 | 3-Average
OXFT2284 | BICESTER COMMUNITY HOSPITAL | BICESTER WARD | MATTRESS PUMP | HYBRID G1 | HYBRID GIOCO | Fully Comprehensive includes any repair costs | 3 | 3-Average
OXFT2268 | FULBROOK CENTRE | CITY COMMUNITY HOSPITAL | MATTRESS PUMP | HYBRID G1 | HYBRID GIOCO | Fully Comprehensive includes any repair costs | 3 | 3-Average
OXFT2286 | BICESTER COMMUNITY HOSPITAL | BICESTER WARD | MATTRESS PUMP | HYBRID G1 | HYBRID GIOCO | Fully Comprehensive includes any repair costs | 3 | 3-Average
OXFT2300 | WALLINGFORD COMMUNITY HOSPITAL | ST LEONARDS WARD | MATTRESS PUMP | HYBRID G1 | HYBRID GIOCO | Fully Comprehensive includes any repair costs | 3 | 3-Average
OXFT2303 | WALLINGFORD COMMUNITY HOSPITAL | ST LEONARDS WARD | MATTRESS PUMP | HYBRID G1 | HYBRID GIOCO | Fully Comprehensive includes any repair costs | 3 | 3-Average
OXFT2305 | WALLINGFORD COMMUNITY HOSPITAL | ST LEONARDS WARD | MATTRESS PUMP | HYBRID G1 | HYBRID GIOCO | Fully Comprehensive includes any repair costs | 3 | 3-Average
OXFT2307 | WALLINGFORD COMMUNITY HOSPITAL | ST LEONARDS WARD | MATTRESS PUMP | HYBRID G1 | HYBRID GIOCO | Fully Comprehensive includes any repair costs | 3 | 3-Average
OXFT2291 | BICESTER COMMUNITY HOSPITAL | BICESTER WARD | MATTRESS PUMP | HYBRID G1 | HYBRID GIOCO | Fully Comprehensive includes any repair costs | 3 | 3-Average
OXFT2312 | WALLINGFORD COMMUNITY HOSPITAL | ST LEONARDS WARD | MATTRESS PUMP | HYBRID G1 | HYBRID GIOCO | Fully Comprehensive includes any repair costs | 3 | 3-Average
OXFT2317 | WALLINGFORD COMMUNITY HOSPITAL | ST LEONARDS WARD | MATTRESS PUMP | HYBRID G1 | HYBRID GIOCO | Fully Comprehensive includes any repair costs | 3 | 3-Average
OXFT2320 | WALLINGFORD COMMUNITY HOSPITAL | ST LEONARDS WARD | MATTRESS PUMP | HYBRID G1 | HYBRID GIOCO | Fully Comprehensive includes any repair costs | 3 | 3-Average
OXFT2322 | WALLINGFORD COMMUNITY HOSPITAL | ST LEONARDS WARD | MATTRESS PUMP | HYBRID G1 | HYBRID GIOCO | Fully Comprehensive includes any repair costs | 3 | 3-Average
OXFT2326 | WALLINGFORD COMMUNITY HOSPITAL | ST LEONARDS WARD | MATTRESS PUMP | HYBRID G1 | HYBRID GIOCO | Fully Comprehensive includes any repair costs | 3 | 3-Average
OXFT2285 | BICESTER COMMUNITY HOSPITAL | BICESTER WARD | MATTRESS PUMP | HYBRID G1 | HYBRID GIOCO | Fully Comprehensive includes any repair costs | 3 | 3-Average
OXFT2329 | WALLINGFORD COMMUNITY HOSPITAL | ST LEONARDS WARD | MATTRESS PUMP | HYBRID G1 | HYBRID GIOCO | Fully Comprehensive includes any repair costs | 3 | 3-Average
OXFT6251 | WITNEY COMMUNITY HOSPITAL | WENRISC WARD | MATTRESS PUMP | HYBRID G1 | HYBRID GIOCO | Fully Comprehensive includes any repair costs | 3 | 3-Average
OXFT6254 | WITNEY COMMUNITY HOSPITAL | WENRISC WARD | MATTRESS PUMP | HYBRID G1 | HYBRID GIOCO | Fully Comprehensive includes any repair costs | 3 | 3-Average
OXFT6255 | WITNEY COMMUNITY HOSPITAL | WENRISC WARD | MATTRESS PUMP | HYBRID G1 | HYBRID GIOCO | Fully Comprehensive includes any repair costs | 3 | 3-Average
OXFT6279 | WITNEY COMMUNITY HOSPITAL | WENRISC WARD | MATTRESS PUMP | HYBRID G1 | HYBRID GIOCO | Fully Comprehensive includes any repair costs | 3 | 3-Average
OXFT2310 | WALLINGFORD COMMUNITY HOSPITAL | ST LEONARDS WARD | MATTRESS PUMP | HYBRID G1 | HYBRID GIOCO | Fully Comprehensive includes any repair costs | 3 | 3-Average
OXFT6273 | WITNEY COMMUNITY HOSPITAL | EMU | MATTRESS PUMP | HYBRID G1 | HYBRID GIOCO | Fully Comprehensive includes any repair costs | 3 | 3-Average
OXFT6264 | ABINGDON COMMUNITY HOSPITAL | OSRU | MATTRESS PUMP | HYBRID G1 | HYBRID GIOCO | Fully Comprehensive includes any repair costs | 3 | 3-Average
OXFT6269 | WITNEY COMMUNITY HOSPITAL | WENRISC WARD | MATTRESS PUMP | HYBRID G1 | HYBRID GIOCO | Fully Comprehensive includes any repair costs | 3 | 3-Average
OXFT6265 | WITNEY COMMUNITY HOSPITAL | LINFOOT WARD | MATTRESS PUMP | HYBRID G1 | HYBRID GIOCO | Fully Comprehensive includes any repair costs | 3 | 3-Average
OXFT6266 | WITNEY COMMUNITY HOSPITAL | LINFOOT WARD | MATTRESS PUMP | HYBRID G1 | HYBRID GIOCO | Fully Comprehensive includes any repair costs | 3 | 3-Average
OXFT2324 | WALLINGFORD COMMUNITY HOSPITAL | ST LEONARDS WARD | MATTRESS PUMP | HYBRID G1 | HYBRID GIOCO | Fully Comprehensive includes any repair costs | 3 | 3-Average
OXFT2191 | ABINGDON COMMUNITY HOSPITAL | OSRU | MATTRESS PUMP | HYBRID G1 | HYBRID GIOCO | Fully Comprehensive includes any repair costs | 3 | 3-Average
OXFT6267 | WITNEY COMMUNITY HOSPITAL | LINFOOT WARD | MATTRESS PUMP | HYBRID G1 | HYBRID GIOCO | Fully Comprehensive includes any repair costs | 3 | 3-Average
OXFT6268 | WITNEY COMMUNITY HOSPITAL | WENRISC WARD | MATTRESS PUMP | HYBRID G1 | HYBRID GIOCO | Fully Comprehensive includes any repair costs | 3 | 3-Average
OXFT6275 | WITNEY COMMUNITY HOSPITAL | LINFOOT WARD | MATTRESS PUMP | HYBRID G1 | HYBRID GIOCO | Fully Comprehensive includes any repair costs | 3 | 3-Average
OXFT6260 | WITNEY COMMUNITY HOSPITAL | LINFOOT WARD | MATTRESS PUMP | HYBRID G1 | HYBRID GIOCO | Fully Comprehensive includes any repair costs | 3 | 3-Average
OXFT6277 | WITNEY COMMUNITY HOSPITAL | WENRISC WARD | MATTRESS PUMP | HYBRID G1 | HYBRID GIOCO | Fully Comprehensive includes any repair costs | 3 | 3-Average
OXFT1428 | WITNEY COMMUNITY HOSPITAL | LINFOOT WARD | MATTRESS PUMP | K-ZOEM | KAP MEDICAL | Fully Comprehensive includes any repair costs | 3 | 2-Good
OXFT2186 | ABINGDON COMMUNITY HOSPITAL | OSRU | MATTRESS PUMP | HYBRID G1 | HYBRID GIOCO | Fully Comprehensive includes any repair costs | 3 | 3-Average
OXFT2187 | ABINGDON COMMUNITY HOSPITAL | OSRU | MATTRESS PUMP | HYBRID G1 | HYBRID GIOCO | Fully Comprehensive includes any repair costs | 3 | 3-Average
OXFT2188 | ABINGDON COMMUNITY HOSPITAL | OSRU | MATTRESS PUMP | HYBRID G1 | HYBRID GIOCO | Fully Comprehensive includes any repair costs | 3 | 3-Average
OXFT2189 | ABINGDON COMMUNITY HOSPITAL | OSRU | MATTRESS PUMP | HYBRID G1 | HYBRID GIOCO | Fully Comprehensive includes any repair costs | 3 | 3-Average
OXFT2190 | ABINGDON COMMUNITY HOSPITAL | OSRU | MATTRESS PUMP | HYBRID G1 | HYBRID GIOCO | Fully Comprehensive includes any repair costs | 3 | 3-Average
OHFT46748 | ABINGDON COMMUNITY HOSPITAL | OSRU | MATTRESS PUMP | SOFTAIR ACTIVE HYBRID | INVACARE | Fully Comprehensive includes any repair costs | 4 | 2-Good | 2021
OHFT46749 | ABINGDON COMMUNITY HOSPITAL | OSRU | MATTRESS PUMP | SOFTAIR ACTIVE HYBRID | INVACARE | Fully Comprehensive includes any repair costs | 4 | 2-Good | 2021
OHFT43785 | BICESTER COMMUNITY HOSPITAL | BICESTER WARD | MATTRESS PUMP | SOFTAIR ACTIVE HYBRID | INVACARE | Fully Comprehensive includes any repair costs | 3 | 3-Average
OHFT43786 | WALLINGFORD COMMUNITY HOSPITAL | ST LEONARDS WARD | MATTRESS PUMP | SOFTAIR ACTIVE HYBRID | INVACARE | Fully Comprehensive includes any repair costs | 3 | 3-Average
OHFT43787 | BICESTER COMMUNITY HOSPITAL | BICESTER WARD | MATTRESS PUMP | SOFTAIR ACTIVE HYBRID | INVACARE | Fully Comprehensive includes any repair costs | 3 | 3-Average
OHFT164287 | FULBROOK CENTRE | CHERWELL WARD | MATTRESS PUMP | SOFTAIR ACTIVE HYBRID | INVACARE | Fully Comprehensive includes any repair costs | 3 | 3-Average
OHFT43790 | FULBROOK CENTRE | CITY COMMUNITY HOSPITAL | MATTRESS PUMP | SOFTAIR ACTIVE HYBRID | INVACARE | Fully Comprehensive includes any repair costs | 3 | 3-Average
OHFTTBA 1180974 | WALLINGFORD COMMUNITY HOSPITAL | ST LEONARDS WARD | MATTRESS PUMP | SOFTAIR ACTIVE HYBRID | INVACARE | Fully Comprehensive includes any repair costs | 3 | 3-Average
OHFT43756 | WALLINGFORD COMMUNITY HOSPITAL | ST LEONARDS WARD | MATTRESS PUMP | SOFTAIR ACTIVE HYBRID | INVACARE | Fully Comprehensive includes any repair costs | 3 | 3-Average
OHFT0669 | WITNEY COMMUNITY HOSPITAL | WENRISC WARD | MATTRESS PUMP | SOFTAIR ACTIVE HYBRID | INVACARE | Fully Comprehensive includes any repair costs | 3 | 2-Good
OHFT0670 | WITNEY COMMUNITY HOSPITAL | WENRISC WARD | MATTRESS PUMP | SOFTAIR ACTIVE HYBRID | INVACARE | Fully Comprehensive includes any repair costs | 3 | 3-Average
OHFT43769 | WITNEY COMMUNITY HOSPITAL | WENRISC WARD | MATTRESS PUMP | SOFTAIR ACTIVE HYBRID | INVACARE | Fully Comprehensive includes any repair costs | 3 | 3-Average
OHFT44401 | WITNEY COMMUNITY HOSPITAL | WENRISC WARD | MATTRESS PUMP | SOFTAIR ACTIVE HYBRID | INVACARE | Fully Comprehensive includes any repair costs | 3 | 3-Average
OHFT44403 | WITNEY COMMUNITY HOSPITAL | WENRISC WARD | MATTRESS PUMP | SOFTAIR ACTIVE HYBRID | INVACARE | Fully Comprehensive includes any repair costs | 3 | 3-Average
OHFT44402 | WITNEY COMMUNITY HOSPITAL | WENRISC WARD | MATTRESS PUMP | SOFTAIR ACTIVE HYBRID | INVACARE | Fully Comprehensive includes any repair costs | 3 | 3-Average
OHFT43774 | WITNEY COMMUNITY HOSPITAL | WENRISC WARD | MATTRESS PUMP | SOFTAIR ACTIVE HYBRID | INVACARE | Fully Comprehensive includes any repair costs | 3 | 3-Average
OHFT43775 | WITNEY COMMUNITY HOSPITAL | WENRISC WARD | MATTRESS PUMP | SOFTAIR ACTIVE HYBRID | INVACARE | Fully Comprehensive includes any repair costs | 3 | 3-Average
OHFT43772 | WITNEY COMMUNITY HOSPITAL | WENRISC WARD | MATTRESS PUMP | SOFTAIR ACTIVE HYBRID | INVACARE | Fully Comprehensive includes any repair costs | 3 | 3-Average
OHFT43776 | WITNEY COMMUNITY HOSPITAL | LINFOOT WARD | MATTRESS PUMP | SOFTAIR ACTIVE HYBRID | INVACARE | Fully Comprehensive includes any repair costs | 3 | 3-Average
OHFT43773 | WITNEY COMMUNITY HOSPITAL | LINFOOT WARD | MATTRESS PUMP | SOFTAIR ACTIVE HYBRID | INVACARE | Fully Comprehensive includes any repair costs | 3 | 3-Average
OHFT43779 | WITNEY COMMUNITY HOSPITAL | WENRISC WARD | MATTRESS PUMP | SOFTAIR ACTIVE HYBRID | INVACARE | Fully Comprehensive includes any repair costs | 3 | 3-Average
OHFT43777 | WITNEY COMMUNITY HOSPITAL | WENRISC WARD | MATTRESS PUMP | SOFTAIR ACTIVE HYBRID | INVACARE | Fully Comprehensive includes any repair costs | 3 | 3-Average
OHFT45930 | WITNEY COMMUNITY HOSPITAL | WENRISC WARD | MATTRESS PUMP | SOFTAIR ACTIVE HYBRID | INVACARE | Fully Comprehensive includes any repair costs | 3 | 3-Average
OHFT44612 | WITNEY COMMUNITY HOSPITAL | WENRISC WARD | MATTRESS PUMP | SOFTAIR ACTIVE HYBRID | INVACARE | Fully Comprehensive includes any repair costs | 3 | 3-Average
OHFT44611 | WITNEY COMMUNITY HOSPITAL | LINFOOT WARD | MATTRESS PUMP | SOFTAIR ACTIVE HYBRID | INVACARE | Fully Comprehensive includes any repair costs | 3 | 3-Average
OHFT44398 | WITNEY COMMUNITY HOSPITAL | LINFOOT WARD | MATTRESS PUMP | SOFTAIR ACTIVE HYBRID | INVACARE | Fully Comprehensive includes any repair costs | 3 | 3-Average
OHFT44400 | WITNEY COMMUNITY HOSPITAL | WENRISC WARD | MATTRESS PUMP | SOFTAIR ACTIVE HYBRID | INVACARE | Fully Comprehensive includes any repair costs | 3 | 3-Average
OHFT43780 | WITNEY COMMUNITY HOSPITAL | LINFOOT WARD | MATTRESS PUMP | SOFTAIR ACTIVE HYBRID | INVACARE | Fully Comprehensive includes any repair costs | 3 | 3-Average
OHFT43766 | WITNEY COMMUNITY HOSPITAL | WENRISC WARD | MATTRESS PUMP | SOFTAIR ACTIVE HYBRID | INVACARE | Fully Comprehensive includes any repair costs | 3 | 3-Average
OHFT43768 | WITNEY COMMUNITY HOSPITAL | WENRISC WARD | MATTRESS PUMP | SOFTAIR ACTIVE HYBRID | INVACARE | Fully Comprehensive includes any repair costs | 3 | 3-Average
OHFT43764 | WITNEY COMMUNITY HOSPITAL | LINFOOT WARD | MATTRESS PUMP | SOFTAIR ACTIVE HYBRID | INVACARE | Fully Comprehensive includes any repair costs | 3 | 3-Average
OHFT43765 | WITNEY COMMUNITY HOSPITAL | LINFOOT WARD | MATTRESS PUMP | SOFTAIR ACTIVE HYBRID | INVACARE | Fully Comprehensive includes any repair costs | 3 | 3-Average
OHFT43762 | WITNEY COMMUNITY HOSPITAL | WENRISC WARD | MATTRESS PUMP | SOFTAIR ACTIVE HYBRID | INVACARE | Fully Comprehensive includes any repair costs | 3 | 3-Average
OHFT43770 | WITNEY COMMUNITY HOSPITAL | LINFOOT WARD | MATTRESS PUMP | SOFTAIR ACTIVE HYBRID | INVACARE | Fully Comprehensive includes any repair costs | 3 | 3-Average
OXFT2092 | FULBROOK CENTRE | SANDFORD WARD | MATTRESS PUMP | SOFTAIR ACTIVE HYBRID | INVACARE | Fully Comprehensive includes any repair costs | 3 | 3-Average
OXFT2093 | FULBROOK CENTRE | SANDFORD WARD | MATTRESS PUMP | SOFTAIR ACTIVE HYBRID | INVACARE | Fully Comprehensive includes any repair costs | 3 | 3-Average
OHFT46743 | ABINGDON COMMUNITY HOSPITAL | OSRU | MATTRESS PUMP | SOFTAIR ACTIVE HYBRID | INVACARE | Fully Comprehensive includes any repair costs | 4 | 2-Good | 2021
OHFT46744 | ABINGDON COMMUNITY HOSPITAL | OSRU | MATTRESS PUMP | SOFTAIR ACTIVE HYBRID | INVACARE | Fully Comprehensive includes any repair costs | 4 | 2-Good | 2021
OHFT46746 | ABINGDON COMMUNITY HOSPITAL | OSRU | MATTRESS PUMP | SOFTAIR ACTIVE HYBRID | INVACARE | Fully Comprehensive includes any repair costs | 4 | 2-Good | 2021
OHFT46747 | ABINGDON COMMUNITY HOSPITAL | OSRU | MATTRESS PUMP | SOFTAIR ACTIVE HYBRID | INVACARE | Fully Comprehensive includes any repair costs | 4 | 2-Good | 2021
OXFT2094 | FULBROOK CENTRE | SANDFORD WARD | MATTRESS PUMP | SOFTAIR ACTIVE HYBRID | INVACARE | Fully Comprehensive includes any repair costs | 3 | 3-Average
OXFT1356 | ABINGDON COMMUNITY HOSPITAL | ABBEY WARD | MATTRESS PUMP | SOFTAIR ACTIVE HYBRID | INVACARE | Fully Comprehensive includes any repair costs | 4 | 2-Good
OHFT0243 | ABINGDON COMMUNITY HOSPITAL | ABBEY WARD | MATTRESS PUMP | SOFTAIR | INVACARE | Fully Comprehensive includes any repair costs | 3 | 3-Average
OHFT0246 | ABINGDON COMMUNITY HOSPITAL | ABBEY WARD | MATTRESS PUMP | SOFTAIR | INVACARE | Fully Comprehensive includes any repair costs | 3 | 3-Average
OHFT0244 | ABINGDON COMMUNITY HOSPITAL | OSRU | MATTRESS PUMP | SOFTAIR | INVACARE | Fully Comprehensive includes any repair costs | 3 | 3-Average
OXFT3859 | WHITELEAF CENTRE | RUBY WARD | MATTRESS PUMP | SOFTAIR | INVACARE | Fully Comprehensive includes any repair costs | 1 | 2-Good
OHFT0553 | ABINGDON COMMUNITY HOSPITAL | ABBEY WARD | MATTRESS PUMP | SOFTAIR ACTIVE HYBRID | INVACARE | Fully Comprehensive includes any repair costs | 3 | 3-Average
OHFT43792 | ABINGDON COMMUNITY HOSPITAL | OSRU | MATTRESS PUMP | SOFTAIR ACTIVE HYBRID | INVACARE | Fully Comprehensive includes any repair costs | 3 | 3-Average
OHFT164243 | WALLINGFORD COMMUNITY HOSPITAL | ST LEONARDS WARD | MATTRESS PUMP | QUATTRO | TALLEY MEDICAL | Fully Comprehensive includes any repair costs | 3 | 3-Average
OHFT164244 | WALLINGFORD COMMUNITY HOSPITAL | ST LEONARDS WARD | MATTRESS PUMP | QUATTRO | TALLEY MEDICAL | Fully Comprehensive includes any repair costs | 3 | 3-Average
OHFT45006 | BICESTER COMMUNITY HOSPITAL | BICESTER WARD | MATTRESS PUMP | QUATTRO | TALLEY MEDICAL | Fully Comprehensive includes any repair costs | 3 | 3-Average
OHFT45004 | BICESTER COMMUNITY HOSPITAL | BICESTER WARD | MATTRESS PUMP | QUATTRO | TALLEY MEDICAL | Fully Comprehensive includes any repair costs | 3 | 3-Average
OXFT2143 | ABINGDON COMMUNITY HOSPITAL | EMU | MATTRESS PUMP | QUATTRO | TALLEY MEDICAL | Fully Comprehensive includes any repair costs | 3 | 2-Good
OXFT1446 | WITNEY COMMUNITY HOSPITAL | LINFOOT WARD | MATTRESS PUMP | QUATTRO | TALLEY MEDICAL | Fully Comprehensive includes any repair costs | 3 | 2-Good
OHFT0375 | ABINGDON COMMUNITY HOSPITAL | ABBEY WARD | MATTRESS PUMP | ACTIVE | INVACARE | Fully Comprehensive includes any repair costs | 3 | 3-Average
OHFT0377 | ABINGDON COMMUNITY HOSPITAL | ABBEY WARD | MATTRESS PUMP | ACTIVE | INVACARE | Fully Comprehensive includes any repair costs | 3 | 3-Average
OHFT0374 | ABINGDON COMMUNITY HOSPITAL | ABBEY WARD | MATTRESS PUMP | ACTIVE | INVACARE | Fully Comprehensive includes any repair costs | 3 | 3-Average
OXFT0586 | ABINGDON COMMUNITY HOSPITAL | OSRU | MATTRESS PUMP | ACTIVE | INVACARE | Fully Comprehensive includes any repair costs | 3 | 3-Average
OHFT46751 | ABINGDON COMMUNITY HOSPITAL | ABBEY WARD | MATTRESS PUMP | ACTIVE | INVACARE | Fully Comprehensive includes any repair costs | 4 | 2-Good | 2021
OXFT1651 | FULBROOK CENTRE | SANDFORD WARD | MATTRESS PUMP | ACTIVE | INVACARE | Fully Comprehensive includes any repair costs | 3 | 2-Good
OXFT2342 | WITNEY COMMUNITY HOSPITAL | EMU | MATTRESS PUMP | HYBRID G1 PUMP | OSKA | Fully Comprehensive includes any repair costs | 2 | 2-Good
OXFT2341 | WITNEY COMMUNITY HOSPITAL | EMU | MATTRESS PUMP | HYBRID G1 PUMP | OSKA | Fully Comprehensive includes any repair costs | 2 | 2-Good
OXFT1114 | FULBROOK CENTRE | CITY COMMUNITY HOSPITAL | MATTRESS PUMP | HYBRID G1 PUMP | OSKA | Fully Comprehensive includes any repair costs | 2 | 2-Good
OXFT1116 | FULBROOK CENTRE | CITY COMMUNITY HOSPITAL | MATTRESS PUMP | HYBRID G1 PUMP | OSKA | Fully Comprehensive includes any repair costs | 2 | 2-Good
OXFT1118 | FULBROOK CENTRE | CITY COMMUNITY HOSPITAL | MATTRESS PUMP | HYBRID G1 PUMP | OSKA | Fully Comprehensive includes any repair costs | 2 | 2-Good
OXFT1119 | FULBROOK CENTRE | CITY COMMUNITY HOSPITAL | MATTRESS PUMP | HYBRID G1 PUMP | OSKA | Fully Comprehensive includes any repair costs | 2 | 2-Good
OXFT1007 | FULBROOK CENTRE | CHERWELL WARD | MATTRESS PUMP | HYBRID G1 PUMP | OSKA | Fully Comprehensive includes any repair costs | 3 | 2-Good
OXFT1004 | FULBROOK CENTRE | CHERWELL WARD | MATTRESS PUMP | HYBRID G1 PUMP | OSKA | Fully Comprehensive includes any repair costs | 3 | 2-Good
OXFT0756 | ABINGDON COMMUNITY HOSPITAL | ABBEY WARD | MATTRESS PUMP | HYBRID G1 PUMP | OSKA | Fully Comprehensive includes any repair costs | 3 | 2-Good
OXFT0755 | ABINGDON COMMUNITY HOSPITAL | ABBEY WARD | MATTRESS PUMP | HYBRID G1 PUMP | OSKA | Fully Comprehensive includes any repair costs | 3 | 2-Good
OXFT1088 | WITNEY COMMUNITY HOSPITAL | LINFOOT WARD | MATTRESS PUMP | HYBRID G1 PUMP | OSKA | Fully Comprehensive includes any repair costs | 2 | 2-Good
OXFT3887 | WALLINGFORD COMMUNITY HOSPITAL | ST LEONARDS WARD | MATTRESS PUMP | HYBRID G1 PUMP | OSKA | Fully Comprehensive includes any repair costs | 1 | 2-Good
OHFT46717 | BICESTER COMMUNITY HOSPITAL | BICESTER WARD | MATTRESS PUMP | QUATTRO PLUS | TALLEY MEDICAL | Fully Comprehensive includes any repair costs | 3 | 3-Average
OHFT164410 | BICESTER COMMUNITY HOSPITAL | BICESTER WARD | MATTRESS PUMP | QUATTRO PLUS | TALLEY MEDICAL | Fully Comprehensive includes any repair costs | 3 | 3-Average
OHFT41661 | WALLINGFORD COMMUNITY HOSPITAL | ST LEONARDS WARD | MATTRESS PUMP | QUATTRO PLUS | TALLEY MEDICAL | Fully Comprehensive includes any repair costs | 3 | 3-Average
OHFT1443 | WALLINGFORD COMMUNITY HOSPITAL | ST LEONARDS WARD | MATTRESS PUMP | QUATTRO PLUS | TALLEY MEDICAL | Fully Comprehensive includes any repair costs | 3 | 3-Average
OHFT1592 | WHITELEAF CENTRE | AMBER WARD | MATTRESS PUMP | QUATTRO PLUS | TALLEY MEDICAL | Fully Comprehensive includes any repair costs | 3 | 3-Average
OXFT1654 | FULBROOK CENTRE | SANDFORD WARD | MATTRESS PUMP | HYBRID G1 PUMP | OSKA | Fully Comprehensive includes any repair costs | 2 | 2-Good
OXFT2242 | DIDCOT COMMUNITY HOSPITAL | DIDCOT WARD | MATTRESS PUMP | DOMUS AUTO | OSKA | Fully Comprehensive includes any repair costs | 3 | 3-Average
OXFT2243 | WALLINGFORD COMMUNITY HOSPITAL | ST LEONARDS WARD | MATTRESS PUMP | DOMUS AUTO | OSKA | Fully Comprehensive includes any repair costs | 3 | 3-Average
OXFT2244 | DIDCOT COMMUNITY HOSPITAL | DIDCOT WARD | MATTRESS PUMP | DOMUS AUTO | OSKA | Fully Comprehensive includes any repair costs | 3 | 3-Average
OXFT1087 | WITNEY COMMUNITY HOSPITAL | LINFOOT WARD | MATTRESS PUMP | HYBRID POWER | DRIVE DEVILBISS | Fully Comprehensive includes any repair costs | 2 | 2-Good
OXFT1027 | DIDCOT COMMUNITY HOSPITAL | DIDCOT WARD | MATTRESS PUMP | 9P-041602 | APEX MEDICAL | Fully Comprehensive includes any repair costs | 2 | 2-Good
OXFT0021 | WALLINGFORD COMMUNITY HOSPITAL | ST LEONARDS WARD | MATTRESS PUMP | QUATTRO ACUTE | TALLEY MEDICAL | Fully Comprehensive includes any repair costs | 3 | 2-Good
OXFT2249 | DIDCOT COMMUNITY HOSPITAL | DIDCOT WARD | MATTRESS PUMP | DOMUS AUTO | OSKA | Fully Comprehensive includes any repair costs | 3 | 3-Average
OXFT2253 | DIDCOT COMMUNITY HOSPITAL | DIDCOT WARD | MATTRESS PUMP | DOMUS AUTO | OSKA | Fully Comprehensive includes any repair costs | 3 | 3-Average
OXFT2254 | DIDCOT COMMUNITY HOSPITAL | DIDCOT WARD | MATTRESS PUMP | DOMUS AUTO | OSKA | Fully Comprehensive includes any repair costs | 3 | 3-Average
OXFT2225 | DIDCOT COMMUNITY HOSPITAL | DIDCOT WARD | MATTRESS PUMP | DOMUS AUTO | OSKA | Fully Comprehensive includes any repair costs | 3 | 2-Good
OXFT2226 | DIDCOT COMMUNITY HOSPITAL | DIDCOT WARD | MATTRESS PUMP | DOMUS AUTO | OSKA | Fully Comprehensive includes any repair costs | 3 | 3-Average
OXFT2232 | DIDCOT COMMUNITY HOSPITAL | DIDCOT WARD | MATTRESS PUMP | DOMUS AUTO | OSKA | Fully Comprehensive includes any repair costs | 3 | 3-Average
OXFT2271 | FULBROOK CENTRE | CITY COMMUNITY HOSPITAL | MATTRESS PUMP | DOMUS AUTO | OSKA | Fully Comprehensive includes any repair costs | 3 | 3-Average
OXFT2273 | FULBROOK CENTRE | CITY COMMUNITY HOSPITAL | MATTRESS PUMP | DOMUS AUTO | OSKA | Fully Comprehensive includes any repair costs | 3 | 3-Average
OXFT2274 | FULBROOK CENTRE | CITY COMMUNITY HOSPITAL | MATTRESS PUMP | DOMUS AUTO | OSKA | Fully Comprehensive includes any repair costs | 3 | 3-Average
OXFT2245 | ABINGDON COMMUNITY HOSPITAL | ABBEY WARD | MATTRESS PUMP | DOMUS AUTO | OSKA | Fully Comprehensive includes any repair costs | 3 | 3-Average
OXFT2246 | DIDCOT COMMUNITY HOSPITAL | DIDCOT WARD | MATTRESS PUMP | DOMUS AUTO | OSKA | Fully Comprehensive includes any repair costs | 3 | 3-Average
OXFT2247 | DIDCOT COMMUNITY HOSPITAL | DIDCOT WARD | MATTRESS PUMP | DOMUS AUTO | OSKA | Fully Comprehensive includes any repair costs | 3 | 3-Average
OXFT2331 | WALLINGFORD COMMUNITY HOSPITAL | ST LEONARDS WARD | MATTRESS PUMP | DOMUS AUTO | OSKA | Fully Comprehensive includes any repair costs | 3 | 3-Average
OXFT6258 | DIDCOT COMMUNITY HOSPITAL | DIDCOT WARD | MATTRESS PUMP | DOMUS AUTO | OSKA | Fully Comprehensive includes any repair costs | 3 | 3-Average
OXFT6272 | WITNEY COMMUNITY HOSPITAL | LINFOOT WARD | MATTRESS PUMP | DOMUS AUTO | OSKA | Fully Comprehensive includes any repair costs | 3 | 3-Average
OXFT2255 | DIDCOT COMMUNITY HOSPITAL | DIDCOT WARD | MATTRESS PUMP | DOMUS AUTO | OSKA | Fully Comprehensive includes any repair costs | 3 | 3-Average
OXFT2256 | DIDCOT COMMUNITY HOSPITAL | DIDCOT WARD | MATTRESS PUMP | DOMUS AUTO | OSKA | Fully Comprehensive includes any repair costs | 3 | 3-Average
OXFT2270 | WALLINGFORD COMMUNITY HOSPITAL | ST LEONARDS WARD | MATTRESS PUMP | DOMUS AUTO | OSKA | Fully Comprehensive includes any repair costs | 3 | 3-Average
OXFT2349 | DIDCOT COMMUNITY HOSPITAL | DIDCOT WARD | MATTRESS PUMP | DOMUS AUTO | OSKA | Fully Comprehensive includes any repair costs | 2 | 2-Good
OXFT3758 | DIDCOT COMMUNITY HOSPITAL | DIDCOT WARD | MATTRESS PUMP | DOMUS AUTO | OSKA | Fully Comprehensive includes any repair costs | 2 | 2-Good
OXFT3890 | DIDCOT COMMUNITY HOSPITAL | WARD | MATTRESS PUMP | DOMUS AUTO | OSKA | Fully Comprehensive includes any repair costs | 0 | 1-Excellent
OXFT2280 | BICESTER COMMUNITY HOSPITAL | BICESTER WARD | MATTRESS PUMP | DOMUS AUTO | OSKA | Fully Comprehensive includes any repair costs | 3 | 3-Average
OXFT2319 | WALLINGFORD COMMUNITY HOSPITAL | ST LEONARDS WARD | MATTRESS PUMP | DOMUS AUTO | OSKA | Fully Comprehensive includes any repair costs | 3 | 3-Average
OXFT2330 | WALLINGFORD COMMUNITY HOSPITAL | ST LEONARDS WARD | MATTRESS PUMP | DOMUS AUTO | OSKA | Fully Comprehensive includes any repair costs | 3 | 3-Average
OXFT1515 | FULBROOK CENTRE | SANDFORD WARD | FALLS MONITOR | NONE | FALL SAVERS | ASSET ONLY NO SERVICING REQUIRED | 3 | 2-Good
OXFT0507 | FULBROOK CENTRE | CITY COMMUNITY HOSPITAL | FALLS MONITOR | SP570BTR | TURUN UK LTD | ASSET ONLY NO SERVICING REQUIRED | 3 | 2-Good
MEDACO7539 | WALLINGFORD COMMUNITY HOSPITAL | ST LEONARDS WARD | HOIST-CHAIR | CARENDO | ARJO HUNTLEIGH | Fully Comprehensive includes any repair costs | 3 | 3-Average
OHFT0020 | NORTHWAY COMMUNITY CENTRE | COMMUNITY CHILDRENS NURSING TEAM | CPAP VENTILATOR | S9 ESCAPE | RESMED | Fully Comprehensive includes any repair costs | 3 | 3-Average
OHFT44249 | NORTHWAY COMMUNITY CENTRE | COMMUNITY CHILDRENS NURSING TEAM | CPAP VENTILATOR | AIR SENSE 10 ELITE | RESMED | Fully Comprehensive includes any repair costs | 3 | 3-Average
OHFT46353 | NORTHWAY COMMUNITY CENTRE | COMMUNITY CHILDRENS NURSING TEAM | CPAP VENTILATOR | AIR SENSE 10 ELITE | RESMED | Fully Comprehensive includes any repair costs | 3 | 3-Average
OXFT4550 | WITNEY COMMUNITY HOSPITAL | LINFOOT WARD | MATTRESS PUMP-BARIATRIC | NODEC | BENMORE MEDICAL | Fully Comprehensive includes any repair costs | 2 | 2-Good
OXFT1290 | LUTHER STREET MEDICAL CENTRE | TREATMENT ROOM | DERMATOSCOPE | DL4 | DERMLITE | PLANNED PREVENTATIVE (REGULAR SERVICING) | 3 | 2-Good
OHFT42054 | TOWNLANDS COMMUNITY HOSPITAL | MINOR INJURIES UNIT | MAGNIFYING GLASS | UV LAMP | EVANS INSTRUMENT | Fully Comprehensive includes any repair costs | 3 | 3-Average
OXFT2867 | ORCHARD HEALTH CENTRE | COMMUNITY HEART FAILURE TEAM | STETHOSCOPE-DIGITAL | DIGITAL AMPLIFIED | THINKLABS ONE | ASSET ONLY NO SERVICING REQUIRED | 3 | 2-Good
OXFT1029 | RAGLAN HOUSE | PODIATRY | EXAMINATION LIGHT | D25130-OMEGA 7 | DAYLIGHT COMPANY | Fully Comprehensive includes any repair costs | 3 | 2-Good
OXFT1031 | RAGLAN HOUSE | PODIATRY | EXAMINATION LIGHT | D25130-OMEGA 7 | DAYLIGHT COMPANY | Fully Comprehensive includes any repair costs | 3 | 2-Good
OXFT1067 | TOWNLANDS COMMUNITY HOSPITAL | PODIATRY | EXAMINATION LIGHT | D25130-OMEGA 7 | DAYLIGHT COMPANY | Fully Comprehensive includes any repair costs | 1 | 2-Good
OXFT4600 | FULBROOK CENTRE | CITY COMMUNITY HOSPITAL | EXERCISER-UPPER & LOWER BODY TRAINER | MOTOMED LOOP | RECK TECHNIK | PLANNED PREVENTATIVE (REGULAR SERVICING) | 1 | 2-Good
OXFT3893 | MURRAY HOUSE | COMMUNITY CHILDRENS NURSING TEAM | AEROSOL USB CONTROLLER | AEROSOL USB CONTROLLER | AEROGEN | Fully Comprehensive includes any repair costs | 0 | 1-Excellent
OXFT3891 | MURRAY HOUSE | COMMUNITY CHILDRENS NURSING TEAM | AEROSOL USB CONTROLLER | AEROSOL USB CONTROLLER | AEROGEN | Fully Comprehensive includes any repair costs | 0 | 1-Excellent
OXFT0139 | NORTHWAY COMMUNITY CENTRE | COMMUNITY CHILDRENS NURSING TEAM | PHOTOTHERAPY UNIT | BILISOFT LED | GE HEALTHCARE | Fully Comprehensive includes any repair costs | 1 | 2-Good
OXFT0140 | NORTHWAY COMMUNITY CENTRE | COMMUNITY CHILDRENS NURSING TEAM | PHOTOTHERAPY UNIT | BILISOFT LED | GE HEALTHCARE | Fully Comprehensive includes any repair costs | 1 | 2-Good
OXFT0141 | NORTHWAY COMMUNITY CENTRE | COMMUNITY CHILDRENS NURSING TEAM | PHOTOTHERAPY UNIT | BILISOFT LED | GE HEALTHCARE | Fully Comprehensive includes any repair costs | 1 | 2-Good
OHFT0199 | MURRAY HOUSE | COMMUNITY CHILDRENS NURSING TEAM | PULSE OXIMETER-BEDSIDE | PM100N | COVIDIEN | Fully Comprehensive includes any repair costs | 8 | 4-Poor | 2017
OHFT0287 | MURRAY HOUSE | COMMUNITY CHILDRENS NURSING TEAM | PULSE OXIMETER-BEDSIDE | PM100N | COVIDIEN | Fully Comprehensive includes any repair costs | 8 | 4-Poor | 2017
OHFT0288 | MURRAY HOUSE | COMMUNITY CHILDRENS NURSING TEAM | PULSE OXIMETER-BEDSIDE | PM100N | COVIDIEN | Fully Comprehensive includes any repair costs | 8 | 4-Poor | 2017
OHFT2087 | MURRAY HOUSE | COMMUNITY CHILDRENS NURSING TEAM | PULSE OXIMETER-BEDSIDE | PM100N | COVIDIEN | Fully Comprehensive includes any repair costs | 9 | 4-Poor | 2016
OHFT2088 | MURRAY HOUSE | COMMUNITY CHILDRENS NURSING TEAM | PULSE OXIMETER-BEDSIDE | PM100N | COVIDIEN | Fully Comprehensive includes any repair costs | 9 | 4-Poor | 2016
OHFT2197 | MURRAY HOUSE | COMMUNITY CHILDRENS NURSING TEAM | PULSE OXIMETER-BEDSIDE | PM100N | COVIDIEN | Fully Comprehensive includes any repair costs | 8 | 4-Poor | 2017
OHFT40828 | MURRAY HOUSE | COMMUNITY CHILDRENS NURSING TEAM | PULSE OXIMETER-BEDSIDE | PM100N | COVIDIEN | Fully Comprehensive includes any repair costs | 10 | 4-Poor | 2015
OHFT40830 | MURRAY HOUSE | COMMUNITY CHILDRENS NURSING TEAM | PULSE OXIMETER-BEDSIDE | PM100N | COVIDIEN | Fully Comprehensive includes any repair costs | 10 | 4-Poor | 2015
OHFT41489 | MURRAY HOUSE | COMMUNITY CHILDRENS NURSING TEAM | PULSE OXIMETER-BEDSIDE | PM100N | COVIDIEN | Fully Comprehensive includes any repair costs | 10 | 4-Poor | 2015
OHFT42127 | MURRAY HOUSE | COMMUNITY CHILDRENS NURSING TEAM | PULSE OXIMETER-BEDSIDE | PM100N | COVIDIEN | Fully Comprehensive includes any repair costs | 9 | 4-Poor | 2016
OHFT42128 | MURRAY HOUSE | COMMUNITY CHILDRENS NURSING TEAM | PULSE OXIMETER-BEDSIDE | PM100N | COVIDIEN | Fully Comprehensive includes any repair costs | 9 | 4-Poor | 2016
OHFT42644 | MURRAY HOUSE | COMMUNITY CHILDRENS NURSING TEAM | PULSE OXIMETER-BEDSIDE | PM100N | COVIDIEN | Fully Comprehensive includes any repair costs | 8 | 4-Poor | 2017
OHFT43113 | MURRAY HOUSE | COMMUNITY CHILDRENS NURSING TEAM | PULSE OXIMETER-BEDSIDE | PM100N | COVIDIEN | Fully Comprehensive includes any repair costs | 7 | 4-Poor | 2018
OHFT43114 | MURRAY HOUSE | COMMUNITY CHILDRENS NURSING TEAM | PULSE OXIMETER-BEDSIDE | PM100N | COVIDIEN | Fully Comprehensive includes any repair costs | 7 | 4-Poor | 2018
OHFT43619 | MURRAY HOUSE | COMMUNITY CHILDRENS NURSING TEAM | PULSE OXIMETER-BEDSIDE | PM100N | COVIDIEN | Fully Comprehensive includes any repair costs | 8 | 4-Poor | 2017
OHFT43620 | MURRAY HOUSE | COMMUNITY CHILDRENS NURSING TEAM | PULSE OXIMETER-BEDSIDE | PM100N | COVIDIEN | Fully Comprehensive includes any repair costs | 8 | 4-Poor | 2017
OHFT2198 | MURRAY HOUSE | COMMUNITY CHILDRENS NURSING TEAM | PULSE OXIMETER-BEDSIDE | PM100N | COVIDIEN | Fully Comprehensive includes any repair costs | 8 | 4-Poor | 2017
OHFT43622 | MURRAY HOUSE | COMMUNITY CHILDRENS NURSING TEAM | PULSE OXIMETER-BEDSIDE | PM100N | COVIDIEN | Fully Comprehensive includes any repair costs | 8 | 4-Poor | 2017
OHFT43623 | MURRAY HOUSE | COMMUNITY CHILDRENS NURSING TEAM | PULSE OXIMETER-BEDSIDE | PM100N | COVIDIEN | Fully Comprehensive includes any repair costs | 8 | 4-Poor | 2017
OHFT43625 | MURRAY HOUSE | COMMUNITY CHILDRENS NURSING TEAM | PULSE OXIMETER-BEDSIDE | PM100N | COVIDIEN | Fully Comprehensive includes any repair costs | 8 | 4-Poor | 2017
OHFT44752 | MURRAY HOUSE | COMMUNITY CHILDRENS NURSING TEAM | PULSE OXIMETER-BEDSIDE | PM100N | COVIDIEN | Fully Comprehensive includes any repair costs | 5 | 3-Average | 2020
OXFT1095 | MURRAY HOUSE | COMMUNITY CHILDRENS NURSING TEAM | PULSE OXIMETER-BEDSIDE | PM100N | COVIDIEN | Fully Comprehensive includes any repair costs | 1 | 2-Good | 2023
OHFT42434 | MURRAY HOUSE | COMMUNITY CHILDRENS NURSING TEAM | PULSE OXIMETER-BEDSIDE | PM100N | COVIDIEN | Fully Comprehensive includes any repair costs | 9 | 4-Poor | 2016
OXFT1098 | MURRAY HOUSE | COMMUNITY CHILDRENS NURSING TEAM | PULSE OXIMETER-BEDSIDE | PM100N | COVIDIEN | Fully Comprehensive includes any repair costs | 1 | 2-Good | 2023
OXFT1131 | MURRAY HOUSE | COMMUNITY CHILDRENS NURSING TEAM | PULSE OXIMETER-BEDSIDE | PM100N | COVIDIEN | Fully Comprehensive includes any repair costs | 1 | 2-Good | 2023
OXFT1132 | MURRAY HOUSE | COMMUNITY CHILDRENS NURSING TEAM | PULSE OXIMETER-BEDSIDE | PM100N | COVIDIEN | Fully Comprehensive includes any repair costs | 1 | 2-Good | 2023
OXFT1133 | MURRAY HOUSE | COMMUNITY CHILDRENS NURSING TEAM | PULSE OXIMETER-BEDSIDE | PM100N | COVIDIEN | Fully Comprehensive includes any repair costs | 1 | 2-Good | 2023
OXFT1134 | MURRAY HOUSE | COMMUNITY CHILDRENS NURSING TEAM | PULSE OXIMETER-BEDSIDE | PM100N | COVIDIEN | Fully Comprehensive includes any repair costs | 1 | 2-Good | 2023
OHFT43621 | MURRAY HOUSE | COMMUNITY CHILDRENS NURSING TEAM | PULSE OXIMETER-BEDSIDE | PM100N | COVIDIEN | Fully Comprehensive includes any repair costs | 8 | 4-Poor | 2017
OXFT4426 | MURRAY HOUSE | COMMUNITY CHILDRENS NURSING TEAM | PULSE OXIMETER-BEDSIDE | PM100N | COVIDIEN | Fully Comprehensive includes any repair costs | 1 | 2-Good | 2024
OXFT4427 | MURRAY HOUSE | COMMUNITY CHILDRENS NURSING TEAM | PULSE OXIMETER-BEDSIDE | PM100N | COVIDIEN | Fully Comprehensive includes any repair costs | 1 | 2-Good | 2024
OXFT4428 | MURRAY HOUSE | COMMUNITY CHILDRENS NURSING TEAM | PULSE OXIMETER-BEDSIDE | PM100N | COVIDIEN | Fully Comprehensive includes any repair costs | 1 | 2-Good | 2024
OXFT4429 | MURRAY HOUSE | COMMUNITY CHILDRENS NURSING TEAM | PULSE OXIMETER-BEDSIDE | PM100N | COVIDIEN | Fully Comprehensive includes any repair costs | 1 | 2-Good | 2024
OXFT4430 | MURRAY HOUSE | COMMUNITY CHILDRENS NURSING TEAM | PULSE OXIMETER-BEDSIDE | PM100N | COVIDIEN | Fully Comprehensive includes any repair costs | 1 | 2-Good | 2024
OXFT1097 | MURRAY HOUSE | COMMUNITY CHILDRENS NURSING TEAM | PULSE OXIMETER-BEDSIDE | PM100N | COVIDIEN | Fully Comprehensive includes any repair costs | 1 | 2-Good | 2023
OXFT4435 | MURRAY HOUSE | COMMUNITY CHILDRENS NURSING TEAM | PULSE OXIMETER-BEDSIDE | PM100N | COVIDIEN | Fully Comprehensive includes any repair costs | 1 | 2-Good | 2024
OXFT4431 | MURRAY HOUSE | COMMUNITY CHILDRENS NURSING TEAM | PULSE OXIMETER-BEDSIDE | PM100N | COVIDIEN | Fully Comprehensive includes any repair costs | 1 | 2-Good | 2024
OXFT4432 | MURRAY HOUSE | COMMUNITY CHILDRENS NURSING TEAM | PULSE OXIMETER-BEDSIDE | PM100N | COVIDIEN | Fully Comprehensive includes any repair costs | 1 | 2-Good | 2024
OXFT4433 | MURRAY HOUSE | COMMUNITY CHILDRENS NURSING TEAM | PULSE OXIMETER-BEDSIDE | PM100N | COVIDIEN | Fully Comprehensive includes any repair costs | 1 | 2-Good | 2024
OXFT4434 | MURRAY HOUSE | COMMUNITY CHILDRENS NURSING TEAM | PULSE OXIMETER-BEDSIDE | PM100N | COVIDIEN | Fully Comprehensive includes any repair costs | 1 | 2-Good | 2024
OXFT4351 | MURRAY HOUSE | COMMUNITY CHILDRENS NURSING TEAM | PULSE OXIMETER-BEDSIDE | PM100N | COVIDIEN | Fully Comprehensive includes any repair costs | 1 | 2-Good | 2024

## Condition Profile (hidden)
Row Labels | Count of Asset Number
1-Excellent | 544
2-Good | 4081
3-Average | 3087
4-Poor | 147
5-Replace | 1091
Grand Total | 8950

## Equipment Age Profile (hidden)
Row Labels | Count of Asset Number
7 | 131
8 | 151
9 | 85
10 | 268
11 | 113
12 | 78
13 | 66
14 | 50
15 | 31
16 | 65
17 | 72
18 | 19
19 | 34
20 | 5
21 | 12
22 | 5
23 | 5
24 | 10
25 | 18
26 | 3
Grand Total | 1221

## Typologies By Condition (hidden)
Row Labels | Count of Asset Number
BED-ELECTRIC | 196
BLOOD PRESSURE MONITOR | 1603
INFUSION PUMP-SYRINGE | 216
MATTRESS PUMP | 175
NEBULISER | 175
PULSE OXIMETER-FINGER | 1468
SCALE-BABY | 205
SCALES | 476
SLING | 251
THERMOMETER | 1989
Grand Total | 6754

## Estimated Cost of Replacement (hidden)
Row Labels | Sum of Estimated Unit Cost
ABPI MONITOR | 120400
AEROSOL USB CONTROLLER | 2000
AIR COMPRESSOR-LIFTING CUSHION | 5000
AIR PURIFIER | 600
ANALYSER-DEFIBRILLATOR | 5940
BATTERY CHARGER | 200
BATTERY PACK | 200
BED SENSOR SMALL PAD | 240
BED-ELECTRIC | 235200
BED-MECHANICAL | 1200
BED-TROLLEY | 57000
BLADDER SCANNER | 84000
BLOOD PRESSURE MONITOR | 72135
BREATH ANALYSER | 56400
CAST CUTTER SAW | 1500
CHAIR-EVACUATION | 1400
CHAIR-EXAMINATION | 1400
CHAIR-PATIENT | 700
CHAIR-PHLEBOTOMY | 2100
CHAIR-PODIATRY | 1400
CHAIR-RECLINER | 24500
COUCH-ELECTRIC | 4000
COUCH-EXAMINATION | 4000
COUGH ASSIST MACHINE | 90000
CPAP VENTILATOR | 5100
DEFIBRILLATOR | 4000
DEFIBRILLATOR-AED | 124800
DENTAL LIGHT | 2200
DENTAL OILING MACHINE | 1350
DENTAL SUCTION UNIT-MOBILE | 90
DENTAL ULTRASONIC BATH | 4250
DERMATOSCOPE | 1300
DIAGNOSTIC SET | 10140
DOPPLER | 68500
DRILL-PODIATRY | 28000
ECG MACHINE | 620000
ECG MONITOR-POCKET SIZE | 11850
EXAMINATION LIGHT | 26000
EXERCISER-BICYCLE | 4500
EXERCISER-LEG PRESS | 1900
EXERCISER-PEDAL | 950
EXERCISER-THERAPY TRAINER | 2300
EXERCISER-TREADMILL | 1450
EXERCISER-UPPER & LOWER BODY TRAINER | 3500
FALLS MONITOR | 300
FLOWMETER | 2250
FLOWMETER-O2-SINGLE | 3000
HOIST | 248000
HOIST-BATH | 12000
HOIST-BATH CHAIR | 4000
HOIST-CEILING | 74000
HOIST-CHAIR | 7000
HOIST-STANDING | 112000
HUMIDIFIER | 20400
HYFRECATOR | 2000
INFUSION PUMP-SYRINGE | 432000
INFUSION PUMP-VOLUMETRIC | 153000
LIGHT-EXAMINATION | 1000
LIGHT-ULTRAVIOLET | 75
MAGNIFYING GLASS | 300
MATTRESS | 28000
MATTRESS PUMP | 87500
MATTRESS PUMP-BARIATRIC | 500
MICROSCOPE | 1700
NEBULISER | 21000
OPHTHALMOSCOPE | 3500
ORTHOPAEDIC SCOOP | 0
OTOSCOPE | 4100
OTOSCOPE WITH CHARGER | 100
PATIENT TRANSFER AID | 21750
PATIENT TURNER | 6000
PEAK FLOWMETER | 20
PHOTOTHERAPY UNIT | 10500
PLINTH-BARIATRIC | 12000
PLINTH-ELECTRIC | 104300
PLINTH-HYDRAULIC | 700
PLINTH-PODIATRY | 1400
PRINTER | 780
PULSE OXIMETER-BEDSIDE | 38950
PULSE OXIMETER-FINGER | 73400
PULSE OXIMETER-HANDHELD | 146300
PUMP-BREAST | 5400
REGULATOR | 2500
RING CUTTER | 600
SCALE-BABY | 71750
SCALE-CHAIR | 2250
SCALE-DISPLAY | 4750
SCALE-HOIST | 5400
SCALES | 119000
SCALE-WHEELCHAIR | 8800
SLING | 50200
SLING-UNIVERSAL | 1000
SNELLEN CHART | 40
SPHYGMOMANOMETER | 480
SPIROMETER | 20000
STANDING AID | 5600
STETHOSCOPE | 270
STETHOSCOPE-DIGITAL | 350
STIMULATOR-MUSCLE | 180
STRETCHER | 20000
SUCTION REGULATOR | 7250
SUCTION UNIT | 164400
TENS MACHINE | 360
THERMOMETER | 596700
THERMOMETER-ORAL | 100
ULTRASOUND MACHINE THERAPY-SHORTWAVE | 4400
UNIVERSAL MOVING&HANDLING BELT | 35
VEIN FINDER | 12000
VENTILATOR | 120000
VISION CHART | 130
VITAL SIGNS MONITOR | 144000
WHEELCHAIR | 24000
WHEELCHAIR-BARIATRIC | 6000
WHEELCHAIR-ELECTRIC | 2000
Grand Total | 4727465

## WOs - By Years (hidden)
Count of Work Order | Column Labels
Row Labels | RETIRED | ADDITION | ACCEPTANCE | CONDEMNED | Grand Total
2022 | 200 | 189 | 880 | 41 | 1310
2023 | 2268 | 654 | 1402 | 88 | 4412
2024 | 1295 | 337 | 662 | 129 | 2423
2025 | 644 | 191 | 512 | 91 | 1438
Grand Total | 4407 | 1371 | 3456 | 349 | 9583

## Breakdown - Mf'tr (hidden)
WO Type | (Multiple Items)
Row Labels | Count of Work Order
ASPIRATOR | 152
BED-ELECTRIC | 99
BLOOD PRESSURE MONITOR | 109
DEFIBRILLATOR-AED | 161
DOPPLER | 87
ECG MACHINE | 175
INFUSION PUMP-SYRINGE | 130
MATTRESS PUMP | 94
THERMOMETER | 108
VITAL SIGNS MONITOR | 124
Grand Total | 1239

## Breakdown - Typology (hidden)
WO Type | (Multiple Items)
Row Labels | Count of Asset Number
ARJO HUNTLEIGH | 199
BD | 114
DRIVE DEVILBISS | 102
GE HEALTHCARE | 70
HUNTLEIGH HEALTHCARE | 90
INVACARE | 60
LAERDAL MEDICAL | 60
MARSDEN | 115
MORTARA | 168
WELCH ALLYN | 135
ZOLL MEDICAL | 165
Grand Total | 1278