## 3.00 L1 Element Summary (hidden)
PROJECT NAME: |  | #REF! | REPORT: |  | Cost Plan Analysis |  |  | VERSION: |  | 1
PROJECT NUMBER: |  | #REF! | REPORT DATE: |  | #REF! |  |  | CURRENT STAGE : |  | RIBA 2
10 | NRM 1 - Level 1 Elemental Summary
10.01 | Total Costs
|  |  |  | RIBA 1/2 |  | RIBA 3 |  | RIBA 3 | 638 | m2
|  |  |  | O.C.E Nr.1 |  | O.C.E Nr.2
| TOTAL |  |  | 2023-03-15 | Movement | #REF! | Movement | Current | £ / m2 | % of (B) | % of (D)
| 1 | Main Works |  | 12124865 | #REF! | #REF! | #REF! | 0 | #REF! | #REF! | #REF!
| A & B | CONSTRUCTION COST (Inc. Prelims & OHP) |  | 12124865 | #REF! | #REF! | #REF! |  | #REF! | #REF! | #REF!
| 11 | Project/design team fees |  | 875000 | #REF! | #REF! | #REF! | 0 | #REF! | #REF! | #REF!
| 12 | Other development/project costs - (Excluded) |  | 0 | 0 | 0 | 0 | 0 | 0 | #REF! | #REF!
| 13 | Risk Allowance Estimate |  | 1300000 | #REF! | #REF! | #REF! | 0 | #REF! | #REF! | #REF!
| 14 | Inflation |  | 189200 | #REF! | #REF! | #REF! | 0 | #REF! | #REF! | #REF!
| C | TOTAL PROJECT COST (Excl VAT) |  | 14489065 | #REF! | #REF! | #REF! | 0 | #REF! | #REF! | #REF!
| 15 | VAT - (Excluded) |  | 0 | 0 | 0 | 0 | 0 | 0 | #VALUE! | #VALUE!
| D | TOTAL PROJECT COST (Incl VAT) |  | 14489065 | #REF! | #REF! | #REF! | 0 | #REF! | #REF! | #REF!
10.02 | Elemental Breakdown
|  |  |  | RIBA 1/2 |  | RIBA 3 |  | RIBA 3 | 0 | m2
|  |  |  | RIDGE |  | RIDGE
|  |  |  | 2023-03-15 | Movement | #REF! | Movement | Current | £ / m2 | %
| 00 | Facilitating works |  | 1797245 | #REF! | #REF! | #REF! | 0 | #REF! | #REF!
| 01 | Substructure |  |  | #REF! | #REF! | #REF! | 0 | #REF! | #REF!
| 02 | Superstructure |  | 2762605 | #REF! | #REF! | #REF! | 0 | #REF! | #REF!
| 02.1 | Frame |  | 490610 | #REF! | #REF! | #REF! | 58328.6 | #DIV/0! | 5.106%
| 02.2 | Upper Floors |  |  | #REF! | #REF! | #REF! | 189894.75 | #DIV/0! | 16.62%
| 02.3 | Roof |  | 1097400 | #REF! | #REF! | #REF! | 60000 | #DIV/0! | 5.253%
| 02.4 | Stairs and Ramps |  |  | #REF! | #REF! | #REF! | 423920 | #DIV/0! | 37.11%
| 02.5 | External Walls |  | 285470 | #REF! | #REF! | #REF! | 170109 | #DIV/0! | 14.89%
| 02.6 | Windows and External Doors |  | 203100 | #REF! | #REF! | #REF! | 68373 | #DIV/0! | 5.986%
| 02.7 | Internal Walls and Partitions |  | 662625 | #REF! | #REF! | #REF! | 50326 | #DIV/0! | 4.406%
| 02.8 | Internal Doors |  | 23400 | #REF! | #REF! | #REF! | 0 | #DIV/0! | 0%
| 03 | Internal finishes |  | 1094048 | 0 | #REF! | #REF! | 0 | #REF! | #REF!
| 03.1 | Wall Finishes |  | 541440 |  | #REF! |  | 67865 | #DIV/0! | #DIV/0!
| 03.2 | Floor Finishes |  | 254678 |  | #REF! |  | 53475 | #DIV/0! | #DIV/0!
| 03.3 | Ceiling Finishes |  | 297930 |  | #REF! |  | 0 | #DIV/0! | #DIV/0!
| 04 | Fittings, furnishings and equipment |  | 0 | #REF! | #REF! | #REF! | 0 | #REF! | #REF!
| 05 | Services |  | 3493565 | #REF! | #REF! | #REF! | 0 | #REF! | #REF!
| 06 | Complete buildings and building units |  |  | 0 |  | 0 | 0 | #DIV/0! | #REF!
| 07 | Work to existing buildings |  | 227700 | #REF! | #REF! | #REF! | 0 | #REF! | #REF!
| 08 | External works |  | 789882 | #REF! | #REF! | #REF! | 0 | #REF! | #REF!
|  | Facilitating and Building Works Costs |  | 10165045 | #REF! | #REF! | #REF! | 1142291.35 | #REF! | #REF!
| 09 | Preliminaries |  | 1219805 | #REF! | #REF! | #REF! | 0 | #REF! | #REF!
| 10 | Overheads and Profit |  | 740015 | #REF! | #REF! | #REF! | 0 | #REF! | #REF!
|  | Construction Costs |  | 12124865 | #REF! | #REF! | #REF! | 1142291.35 | #REF! | #REF!

## A. Level 1 Summary DN (hidden)
#REF! |  |  |  |  | QS Calculations
#REF! | [5 empty] | Gross Floor Area : | #REF! | m²
A. ESTIMATE ANALYSIS
A.1 | Estimate Summary |  |  | Order of Cost Estimate | Estimate Section Totals
REF | GROUP ELEMENT |  | COST/m² £ | TOTAL £ | 1 | 1 from (i) | 2 from (ii) | 3 from (iii) | 5
0 | Facilitating works |  | #REF! | 1411480 |  | 0 | 0
1 | Substructure |  | #REF! | 0 |  | 0 | 0
2 | Superstructure |  | #REF! | 1165645 |  | 0 | 0
3 | Internal finishes |  | #REF! | 0 |  | 0
4 | Fittings, furnishings and equipment |  | #REF! | 0 |  | 0 | 0
5 | Services |  | #REF! | 0 |  | 0
6 | Complete buildings and building units |  | #REF! | 0 | 0 | 0 | 0
7 | Work to existing buildings |  | #REF! | 93800 |  | 0
8 | External works |  | #REF! | 0 |  | 0 | 0
| Sub Total: Facilitating works and Building Works | £ | #REF! | 2670925 | 0 | 0 | 0 | 0 | 0
9 | Main contractor's preliminaries |  | #REF! | 320511 | 0 | 0
10 | Main contractor's overheads and profit |  | #REF! | 239315 | 0 | 0
| Total: Building Works Estimate | £ | #REF! | 3230751 | 0 | 0 | 0 | 0 | 0
11 | Project/design team fees |  | #REF! | 207500
12 | Other development/project costs |  | #REF! | 0 |  | 0 | 0
| Base Cost Estimate | £ | #REF! | 3438251 |  | 0 | 0 | 0 | 0
13 | Risks |  | #REF! | 515700 | 0 | 0 | 0
| Cost Limit (excluding Inflation) | £ | #REF! | 3953951 |  | 0 | 0 | 0 | 0
14 | Inflation |  | #REF! | 122200
| Cost Limit (excluding VAT assessment) | £ | #REF! | 4076151 |  | 0 | 0 | 0 | 0
15 | VAT Assessment |  |  | Excluded
• | Rounded to the nearest pound
• | Based at 1Q2014 pricing, see section 6 for inflation trends allowances
|  | Area for calculation purposes : | #REF! | m²
|  | Cost per m²: | #REF! | £/m²
|  |  | #REF! | £/ft²
Go to the worksheets and clear the cells not required

## General Summary
Boat House 6, Royal Marines Experience Museum
Pricing Document and Form of Tender
GENERAL SUMMARY
Ref. | Description |  |  |  |  | £
1 | PRELIMINARIES/GENERAL CONDITIONS
|  | 1.1 Preliminaries |  |  |  | 0
|  | 1.2 Design and Construction Costs |  |  |  | 0
0
2 | MAIN CONTRACTOR OVERHEADS AND PROFIT
Add a percentage to cover all Main Contractor overheads and profits based
|  | on the value of this tender Submission. The percentage is to allow for all |  |  |  |  | % Addition | Element Code | Total (exc. Section 1.3)
adjustments to the net value of work (including Main Contractor Discount).
No other adjustments shall apply.
[5 empty] | 0% | 0 | 0% | 10.1 | 0
The contractor is to also state rates for design, management, supervision,
installation and commissioning engineers for the duration of the works:
These items shall not be included in the final total for the works but shall be
assessed as part of the tender submission.
|  |  | Grade | Rate per hour (£)
General labourer
Apprentice / assistant
Tradesperson / installation engineer
Commissioning engineer
Supervisor
Manager
Design engineer
CAD / technician / assistant
(based on standard 40 hours per week)
3 | Below the line optional costs -
The following items are not to be considered as part of the overall sum for
tender works but should be provided as part of the tender sum, as follows:
| - | 3.1 Lift maintenance cost for all lifts as per quality
submission document for a period of 12 months. This item is mandatory and
will form part of the overall cost assessment.
£
| - | 3.2 Removal of the 3 number existing lifts. Item 3.2
is optional only, at the contractor's discretion and will not form part of the
overall assessment.
£
Contractor :
Address :
Date :
[5 empty] | To Form of Tender £ | 0

## 1.1 Preliminaries
Boat House 6, Royal Marines Experience Museum | [5 empty] | Data Entry
Pricing Document and Form of Tender
1.1 PRELIMINARIES/GENERAL CONDITIONS
| Pricing Schedule |  |  |  |  | Fixed Related |  |  | Cost Per Week | Weeks Applicable | Time Related Total
Ref. | Description |  |  | F £ | TR £ | Start | Stage | End
1 | Contractor's Cost Items
• | Not withstanding the conditions set out in the ‘National Building
Specification’ guidelines and the ‘Standard Method of
Measurement’ 7th Edition. The Contractor’s general cost items are
to be priced in accordance with the ‘RICS New Rules of
Measurement’ volume 2, 2nd edition, (RICS:NRM-2 v2)
• | Costs relating to preliminaries items that are not specifically
identified in the contractor’s full and detailed breakdown shall be
deemed to have no cost implications or have been included
elsewhere within the contractor’s rates and prices.
• | The contractor should note that there is no requirement to act in
the role of principle contractor which shall be part of the base
build contract works, by others. The contractor should provide
detailed costing in accordance with the below as far as relevant
to their works or any items deemed required. Fully completing
this section as much as possible is fundamental to enable
detailed analysis of the tender submission.
• | The contractor should be remined for their responsibility of
co-ordination and working in conjunction with the base build
contractor.
1.1 | Employer's requirements
1.1.1 | Site accommodation
| 1 | Site accommodation
| 2 | Temporary works in connection with site establishment |  | 0 | 0 | [5 empty] | 0
| 3 | Furniture and equipment |  | 0 | 0 | [5 empty] | 0
| 4 | IT systems |  | 0 | 0 | [5 empty] | 0
| 5 | Consumables & services |  | 0 | 0 | [5 empty] | 0
| 6 | Brought-in services |  | 0 | 0 | [5 empty] | 0
| 7 | Sundries |  | 0 | 0 | [5 empty] | 0
1.1.2 | Site records
| 1 | Operation and maintenance manuals. |  | 0 | 0 | [5 empty] | 0
| 2 | Compilation of health and safety file. |  | 0 | 0 | [5 empty] | 0
1.2 | Contractor's Cost Items
1.2.1 | Management & Staff
1.2.1.1 | Project Specific Management & Staff:
| 1 | Project manager/director |  | 0 | 0 | [5 empty] | 0
| 2 | Construction manager/Supervisors |  | 0 | 0 | [5 empty] | 0
| 3 | Health & Safety manager/officer |  | 0 | 0 | [5 empty] | 0
| 4 | Commissioning manager (building engineering services) |  | 0 | 0 | [5 empty] | 0
| 5 | Planning/programming manager and staff. |  | 0 | 0 | [5 empty] | 0
| 6 | Senior/managing quantity surveyor. |  | 0 | 0 | [5 empty] | 0
| 7 | Project/package quantity surveyors. |  | 0 | 0 | [5 empty] | 0
| 8 | Administrative staff |  | 0 | 0 | [5 empty] | 0
| 9 | Other management and staff. |  | 0 | 0 | [5 empty] | 0
1.1/1 |  |  | To Collection £ | 0 | 0
1.2 | Contractor's Cost Items
1.2.1 | Management & Staff
1.2.1.2 | Visiting Management & Staff
| 1 | Managing/regional directors & the like |  | 0 | 0 | [5 empty] | 0
| 2 | Quality manager |  | 0 | 0 | [5 empty] | 0
| 3 | Contracts/commercial manager |  | 0 | 0 | [5 empty] | 0
| 4 | Health & Safety Manager/Officer |  | 0 | 0 | [5 empty] | 0
| 5 | Other visiting management & staff |  | 0 | 0 | [5 empty] | 0
1.2.1.3 | Extraordinary Support Costs
| 1 | Other extraordinary support costs |  | 0 | 0 | [5 empty] | 0
| 2 | Day transport |  | 0 | 0 | [5 empty] | 0
| 3 | Personnel transport |  | 0 | 0 | [5 empty] | 0
| 4 | Temporary living accommodation |  | 0 | 0 | [5 empty] | 0
| 5 | Subsistence payments |  | 0 | 0 | [5 empty] | 0
| 6 | Out of Hours working |  | 0 | 0 | [5 empty] | 0
1.2.2 | Site establishment
1.2.2.1 | Site facilities
| 1 | Site accommodation |  | 0 | 0 | [5 empty] | 0
| 2 | Temporary works in connection with site establishment |  | 0 | 0 | [5 empty] | 0
| 3 | Furniture and equipment |  | 0 | 0 | [5 empty] | 0
| 4 | IT systems |  | 0 | 0 | [5 empty] | 0
| 5 | Consumables & services |  | 0 | 0 | [5 empty] | 0
| 6 | Brought-in services |  | 0 | 0 | [5 empty] | 0
| 7 | Sundries |  | 0 | 0 | [5 empty] | 0
1.2.3 | Temporary services
1.2.3.1 | Site facilities
| 1 | Temporary water supply |  | 0 | 0 | [5 empty] | 0
| 2 | Temporary gas supply |  | 0 | 0 | [5 empty] | 0
| 3 | Temporary electricity supply |  | 0 | 0 | [5 empty] | 0
| 4 | Temporary telecommunication systems |  | 0 | 0 | [5 empty] | 0
| 5 | Temporary drainage |  | 0 | 0 | [5 empty] | 0
1.1/2 |  |  | To Collection £ | 0 | 0
1.2 | Contractor's Cost Items
1.2.4 | Security
1.2.4.1 | Site facilities
| 1 | Security staff |  | 0 | 0 | [5 empty] | 0
| 2 | Security equipment |  | 0 | 0 | [5 empty] | 0
| 3 | Hoardings, fences and gates |  | 0 | 0 | [5 empty] | 0
1.2.5 | Safety and environmental protection
1.2.5.1 | Site facilities
| 1 | Safety programme |  | 0 | 0 | [5 empty] | 0
| 2 | Barriers & safety scaffolding |  | 0 | 0 | [5 empty] | 0
| 3 | Environmental protection measures |  | 0 | 0 | [5 empty] | 0
1.2.6 | Control and protection
1.2.6.1 | Site facilities
| 1 | Survey, inspections & monitoring |  | 0 | 0 | [5 empty] | 0
| 2 | Setting out |  | 0 | 0 | [5 empty] | 0
| 3 | Protection of works |  | 0 | 0 | [5 empty] | 0
| 4 | Samples |  | 0 | 0 | [5 empty] | 0
| 5 | Environmental control of building |  | 0 | 0 | [5 empty] | 0
1.2.7 | Mechanical plant
1.2.7.1 | Site facilities
| 1 | Generally |  | 0 | 0 | [5 empty] | 0
| 2 | Tower cranes |  | 0 | 0 | [5 empty] | 0
| 3 | Mobile cranes |  | 0 | 0 | [5 empty] | 0
| 4 | Hoists |  | 0 | 0 | [5 empty] | 0
| 5 | Access plant |  | 0 | 0 | [5 empty] | 0
| 6 | Concrete plant |  | 0 | 0 | [5 empty] | 0
| 7 | Other plant |  | 0 | 0 | [5 empty] | 0
1.2.8 | Temporary works
1.2.8.1 | Site facilities
| 1 | Access scaffolding |  | 0 | 0 | [5 empty] | 0
| 2 | Temporary works |  | 0 | 0 | [5 empty] | 0
1.1/3 |  |  | To Collection £ | 0 | 0
1.2 | Contractor's Cost Items
1.2.9 | Site records
1.2.9.1 | Site records
| 1 | Photography |  | 0 | 0 | [5 empty] | 0
| 2 | Works records |  | 0 | 0 | [5 empty] | 0
1.2.10 | Completion and post-completion requirements
1.2.10.1 | Requirements
| 1 | Testing and commissioning plan |  | 0 | 0 | [5 empty] | 0
| 2 | Handover |  | 0 | 0 | [5 empty] | 0
| 3 | Post-completion services |  | 0 | 0 | [5 empty] | 0
1.2.11 | Cleaning
1.2.11.1 | Requirements
| 1 | Site tidy |  | 0 | 0 | [5 empty] | 0
| 2 | Maintenance of roads, paths and paving's |  | 0 | 0 | [5 empty] | 0
| 3 | Building clean |  | 0 | 0 | [5 empty] | 0
1.2.12 | Fees and charges
1.2.12.1 | Fees & Charges
| 1 | Rates on temporary accommodation. |  | 0 | 0 | [5 empty] | 0
| 2 | Licences in connection with hoardings, scaffolding,
|  | gantries & the like. |  | 0 | 0 | [5 empty] | 0
1.2.13 | Site services
1.2.13.1 | Temporary works
| 1 | Temporary works that are not specific to an element. |  | 0 | 0 | [5 empty] | 0
1.2.13.2 | Multi-service gang
| 1 | Ganger |  | 0 | 0 | [5 empty] | 0
| 2 | Labour |  | 0 | 0 | [5 empty] | 0
| 3 | Fork lift driver. |  | 0 | 0 | [5 empty] | 0
| 4 | Service gang plant and transport. |  | 0 | 0 | [5 empty] | 0
1.1/4 |  |  | To Collection £ | 0 | 0
1.2 | Contractor's Cost Items
1.2.14 | Insurance, bonds, guarantees and warranties
1.2.14.1 | Works insurance
| 1 | Contractor’s ‘all risks’ (CAR) insurance. |  | 0 | 0 | [5 empty] | 0
| 2 | Contractor’s plant and equipment insurance. |  | 0 | 0 | [5 empty] | 0
| 3 | Temporary buildings insurance. |  | 0 | 0 | [5 empty] | 0
| 4 | Terrorism insurance. |  | 0 | 0 | [5 empty] | 0
| 5 | Other insurances in connection with the works. |  | 0 | 0 | [5 empty] | 0
1.2.14.2 | Public liability insurance
| 1 | Non-negligence insurance. |  | 0 | 0 | [5 empty] | 0
| 2 | Professional indemnity insurance. |  | 0 | 0 | [5 empty] | 0
1.2.14.3 | Employer’s (main contractor’s) liability insurance
| 1 | Management and staff, including administrative staff. |  | 0 | 0 | [5 empty] | 0
| 2 | Works operatives. |  | 0 | 0 | [5 empty] | 0
1.2.14.4 | Other insurances
| 1 | Employer’s loss of liquidated damages. |  | 0 | 0 | [5 empty] | 0
| 2 | Latent defects cover. |  | 0 | 0 | [5 empty] | 0
| 3 | Motor vehicles. |  | 0 | 0 | [5 empty] | 0
| 4 | Other insurances. |  | 0 | 0 | [5 empty] | 0
| 5 | Insurance premium tax (IPT). |  | 0 | 0 | [5 empty] | 0
| 6 | Allowance for recovery of all or part of premium excess. |  | 0 | 0 | [5 empty] | 0
1.2.14.5 | Bonds
| 1 | Tender bonds (if applicable). |  | 0 | 0 | [5 empty] | 0
| 2 | Performance bonds. |  | 0 | 0 | [5 empty] | 0
1.2.14.6 | Guarantees
| 1 | Parent company guarantees. |  | 0 | 0 | [5 empty] | 0
| 2 | Product guarantees, insurance backed guarantees. |  | 0 | 0 | [5 empty] | 0
1.2.14.7 | Warranties
| 1 | Collateral warranties. |  | 0 | 0 | [5 empty] | 0
| 2 | Funder’s warranties. |  | 0 | 0 | [5 empty] | 0
| 3 | Purchaser’s and tenant’s warranties. |  | 0 | 0 | [5 empty] | 0
| 4 | Other warranties. |  | 0 | 0 | [5 empty] | 0
1.1/5 |  |  | To Collection £ | 0 | 0
Collection
|  | 1.1/1 |  | 0 | 0
|  | 1.1/2 |  | 0 | 0
|  | 1.1/3 |  | 0 | 0
|  | 1.1/4 |  | 0 | 0
|  | 1.1/5 |  | 0 | 0
|  |  | £ | 0 | 0 | 0 | 0 | 0 |  |  | 0
|  |  |  | £ | 0 |  |  | 0
|  |  |  | Total to main summary £ | 0 |  | Check totals?: | P |  |  | P
Instruction:
Insert figures in the sections of the sheet below

## 1.2 Design and Construction
Boat House 6, Royal Marines Experience Museum
Pricing Document and Form of Tender | [5 empty] | GIFA (m2)
Construction Cost
1.2 PRELIMINARIES/GENERAL CONDITIONS | DESIGN AND CONSTRUCTION COSTS |  |  |  |  | £/m2
| Pricing Schedule | [5 empty] | Pre-tender Estimate
REF | DESCRIPTION |  | QUANTITY | ITEM | RATE | ITEM TOTAL | GROUP TOTAL
1 | Instructions to tenderers
• | Not withstanding the conditions set out in the ‘National Building
Specification’ guidelines and the ‘Standard Method of
Measurement’ 7th Edition. The Contractor’s pricing
to be priced in accordance with the ‘RICS New Rules of
Measurement’ volume 1, 3rd edition, (RICS:NRM-1 v3)
• | Fully pricing the below document is mandatory to enable the works to be
fully assessed.
• | The below is split into three primary sections which are to all be fully
completed. Section one is for the design element of the tender
which is to be the fee for the first stage to fully develop the design
in conjunction with the design team. This is to include all necessary
design, coordination, meeting and the like during the PCSA period.
This section is to also include the costs for any survey works which
will be required to fully develop the design.
• | Section 2 is to include the guaranteed maximum target price for the
manufacture, supply, delivery, installation and commission of all lifts.
The first stage pricing shall
meet all the requirements of the tender. The pricing at stage 1 shall be
developed as part of the second stage during the PCSA period in which the
final sum shall be determined based on the final contractor's design. The
GMP set at stage 1 shall not be exceeded without prior consent and full
justification for any associated increase. This will only be accepted due to
genuine change in the employer's requirements or performance specification.
• | Section 3 requires the contractor to state details of the contractor's
payment requirements, detailing any staged/milestone and/or advanced
payment requirements.
1.1 | Lift design
| 1 | Full design for all lifts as required by the tender documents
| - | Fixed price lump sum item | 0 | item | 0 | 0
0
| 2 | Allowance for meetings with the design team via MS Teams
| - | Fixed price lump sum item | 0 | item | 0 | 0
0
| 3 | Detailed drawings and specifications to allow for the
lift shaft, lift pit and overrun to be incorporated into the
base-build detailed design.
| - | Fixed price lump sum item | 0 | item | 0 | 0
0
| 4 | Surveys and investigations of the existing site and lifts, as
required by the contractor to develop the full design for all lifts.
| - | Fixed price lump sum item | 0 | item | 0 | 0
0
| 5 | Any other works that the contractor deems required
Please allow for any other items not stated above that
are required to complete the works, in accordance with
the true intent and meaning of the tender documents
provided; contractor to list items:
| - | (contractor to detail) | 0 | item | 0 | 0
| - | (contractor to detail) | 0 | item | 0 | 0
| - | (contractor to detail) | 0 | item | 0 | 0
| - | (contractor to detail) | 0 | item | 0 | 0
0
|  | Element Group Total |  |  |  |  | 0
1.2 | Manufacture, supply, delivery, installation and commissioning of lifts
All to be fully in accordance with requirements of the tender documents,
in particular the Performance Specification.
| 1 | Lift number one - A new partially-glazed dual function
passenger/goods lift front of the building.
| - | Guaranteed maximum target price | 0 | 0 | 0 | 0
0
| 2 | Lift number two - A new 8-person Part M-compliant lift with a
through car with glazed doors to be installed within a steel
frame shaft in the SE corner. This will have a secondary
function as a fall-back evacuation lift.
| - | Guaranteed maximum target price | 0 | 0 | 0 | 0
0
| 3 | Lift number three - A new Part M-compliant lift will be fitted
within the existing historic structure in the NW corner. This
lift will be the primary means for emergency evacuation for
disabled and wheelchair users.
| - | Guaranteed maximum target price | 0 | 0 | 0 | 0
0
| 4 | Co-ordination with base-build contractor
| - | Fixed price lump sum item | 0 | 0 | 0 | 0
0
| 5 | Any other works that the contractor deems required
Please allow for any other items not stated above that
are required to complete the works, in accordance with
the true intent and meaning of the tender documents
provided; contractor to list items:
| - | (contractor to detail) | 0 | item | 0 | 0
| - | (contractor to detail) | 0 | item | 0 | 0
| - | (contractor to detail) | 0 | item | 0 | 0
| - | (contractor to detail) | 0 | item | 0 | 0
0
The contractor should include all necessary elements
for a fully functioning lift as detailed in the tender documents
and shall not derogate from these requirements without
prior consent. This includes any interface / requirements
with other services such as emergency monitoring,
fire alarm, access control, CCTV and the like. This also
extends to other items such as lift shaft lighting as detailed.
Should there be any items which are required to be provided
by others to facilitate the lift (such as power supplies,
phone lines, etc.), then these should be fully detailed
further below by the contractor for each lift.
| - | (contractor to list)
| - | (contractor to list)
| - | (contractor to list)
| - | (contractor to list)
| - | (contractor to list)
| - | (contractor to list)
| - | (contractor to list)
| - | (contractor to list)
|  | Element Group Total |  |  |  |  | 0
1.3 | Payment requirements, staged/milestone or advanced payments
The contractor should include all requirements below, noting
specifically any advance payment requirements.
All payments shall be subject to the relevant JCTDB
conditions, as detailed in the tender documents:
| - | (contractor to list)
| - | (contractor to list)
| - | (contractor to list)
| - | (contractor to list)
| - | (contractor to list)
| - | (contractor to list)
| - | (contractor to list)
| - | (contractor to list)
|  | Element Group Total |  |  |  |  | 0
|  | Sub Total: Design and Construction Works |  |  |  | £ | 0
|  | CARRIED FORWARD TO SUMMARY PAGE (Excluding VAT) |  |  |  | £ | 0

## Form of Tender
Boat House 6, Royal Marines Experience Museum
Pricing Document and Form of Tender
FORM OF TENDER
1 | FORM OF TENDER
Dear Sir(s),
I / we the undersigned having read the Conditions of Contract and Tender Documents delivered to me / us and having examined the documents referred, do hereby offer to design, execute and complete in accordance with the Conditions of Contract referred to in the Preliminaries the whole of the works described therein for the fixed price VAT exclusive tender sum of:-
(£ ) Excluding VAT
I / we undertake to commence work within the timescales specified in the tender package, if we are appointed on or before the:
GENERALLY
I / we agree that should obvious errors in pricing or errors in arithmetic be discovered before acceptance of the offer in documents submitted to me / us these errors will be dealt with in accordance with NBS guide to tendering option 1.
I / we undertake, in the event of your acceptance of the above tender, to execute with you a formal contract embodying all the conditions and terms contained in this offer.
I / we accept the wording contained within the Amendments, Forms of Bonds / Guarantees / Warranties and agree, if successful, to sign and seal the documents as requested.
I / we agree that this offer remains open for [90 days] from the date of submission of tenders.
I / we understand that you are not bound in any way to accept the lowest or any tender you may receive.
Yours faithfully
Signed
Dated this day of
Name IN BLOCK CAPITALS
Position
for and on behalf of:-
Certificate of Bona Fide Tender

## 5.00 Elstree Studios - Do Noth (hidden)
#REF!
#REF! | [5 empty] | GIFA (m2) | #REF!
[5 empty] | Construction Cost |  | 3230751
A. COST PLAN DETAILED BREAKDOWN - OPTION 1 | [5 empty] | £/m2 | #REF!
#REF!
REF | DESCRIPTION |  | QUANTITY |  | RATE | ITEM TOTAL | GROUP TOTAL
Scope of works
0 | Facilitating works/Enabling works | [9 empty] | Superstructure
| 0.1 | Toxic/hazardous material removal - (Excluded) | 0 | item | 0 | 0 |  |  |  | þ | Install Crashdeck/ scaffold - scaffold cost in addition to prelims, allow to protect floor, correx, ply - 2 layers
[7 empty] | 0 |  |  | þ | Remove Gantry | Client wants to keep in place
| 0.2 | Major demolition works | [7 empty] | þ | Reinstate Gantry
| - | Removal of existing roof covering - assume area circa 2150m2 | 2150 | m2 | 70 | 150500 |  |  |  | þ | Allowance for sealing building incase of Asbestos disturbance in cavity?
| - | Extra over; Propping roof panels | 2150 | m2 | 50 | 107500
| - | Demolition of parapet, assume 15 course | 222 | m2 | 65 | 14430 |  |  |  | þ | Allowance for removal and replacement of high level parapet
[7 empty] | 272430 |  |  | þ | Remove roof covering
| 0.3 | Temporary support to adjacent structures - (Excluded) | 0 | item | 0 | 0 |  |  |  | þ | Install new covering
[10 empty] | þ | rainwater goods - downpipes internal?
| 0.4 | Specialist Groundworks - (Excluded) | 0 | item | 0 | 0 |  |  |  | þ | Bed joint reinforcement to areas noted by structure - replacement of defective brick units (assume 10%)
0
| 0.5 | Temporary diversion works - (Excluded) | 0 | item | 0 | 0 |  |  |  | þ | DPC and pointing repairs
[7 empty] | 0 |  |  | þ | Allowance for testing existing helical ties and provision of additional helifix
| 0.6 | Extraordinary site investigation works - (Excluded) | 0 | item | 0 | 0 |  |  |  | þ | any additional requirement for structural support to either masonry façade or raac panels?
[10 empty] | þ | Install shaftwall/metsec system internally.
0.7 | Enabling Works | [8 empty] | excluded | Repairs to gantry
| - | Perimeter Scaffold | 3410 | m2 | 210 | 716100 |  |  |  | þ | Firestopping within shaftwall cavity and/or coating of steel frame
| - | Temporary façade retention during demolition of existing roof - strapping perimeter scaffold to façade - extra over cost, perimeter scaffold included for elsewhere | 3410 | m2 | 25 | 85250
| - | Internal crash deck | 1877 | m2 | 100 | 187700 |  |  |  | assume not | Retention of steel frame - does this create cost?
| - | Allowance for internal scaffold per studio | 3 | nr | 50000 | 150000 |  |  |  | þ | Any works required to external doors? - assume replace
1139050
|  | Element Group Total |  |  |  |  | 1411480 |  |  | þ | Allow to add additional layer to floor
[10 empty] | þ | allowance for protection of floor
1 | Substructure | [8 empty] | þ | Wall - Acoustic lining - fixed to shaft wall - assume no requirement for further boarding.
| 1.1 | Standard Foundations | [7 empty] | þ | Wall - assume sacrificial/protection layer at the bottom to protect integrity of acoustic lining - say 3m high
|  | Assumed no works required | [7 empty] | þ | Ceiling - Acoustic lining - spec is CP Board with DB properties - suspended
| 1.2 | Specialist Foundations
| - | Assumed no works required | [7 empty] | þ | Assume refurbishment of circulation finishes and ancillary spaces within stage building
| 1.3 | Lowest floor construction | [8 empty] | FF&E
| - | Assumed no works required
BBC to specify fit out - exclude unti specified
| 1.4 | Basement Excavation
| - | Assumed no works required |  | item | 0 | 0
[7 empty] | 0 |  |  |  | Services
| 1.5 | Basement retaining walls | [7 empty] | þ | Assume no requirement for sanitary
| - | Assumed no works required |  | item | 0 | 0 |  |  |  | þ | strip out remainder of existing M&E distribution, assume 100% ancillary
[7 empty] | 0 |  |  | þ | Assume no works to disposal installations or requirements for new
|  | Element Group Total |  |  |  |  | 0 |  |  | þ | Assume no works to water installations or requirement for new
[10 empty] | þ | Heat source - Baqus priced an ASHP based on quotation - this allowance can be adjusted to present day value
2 | Superstructure | [8 empty] | þ | emmitters - MVHR?
| 2.1 | Frame | [7 empty] | þ | combined heating and ventilation?
| - | Structural strengthening of basement steel beams, 50kg/m | 2.5 | t | 4000 | 10000 |  |  |  | þ | Electrical distribution and lighting
| - | Fittings @ 10% | 0.25 | t | 4000 | 1000
| - | intumescent paint fire protection (60 minutes); spray applied | 50 | m2 | 50 | 2500
| - | Timber cassettes to support RAAC roof, including all necessary fixings and bracings | 7685 | m | 45 | 345825 |  |  | 3915 linear m east to west
3770 linear m north to south
Basement Steel beams
| - | Shot blasting and priming | 930 | m2 | 20 | 18600
| - | intumescent paint fire protection (60 minutes); spray applied | 1080 | m2 | 50 | 54000
Roof Trusses - assume no works
| - | Excluded | 0 | 0 | 0 | 0
431925
| 2.2 | Upper Floors | [7 empty] | þ | BMS
[10 empty] | þ | Wifi/Data
| 2.3 | Roof |  |  |  |  | 0 |  |  | þ | Lightning protection
| - | Install new flat roof covering, all associated flashing and capping | 2150 | m2 | 180 | 387000 |  |  |  | þ | comms or security requirement?
| - | Roof Drainage generally - assumed that the existing downpipes are defective and as such require replacement | 2150 | m2 | 40 | 86000
[7 empty] | 473000 |  |  |  | Prefab buildings
| 2.4 | Stairs and Ramps | [7 empty] | excluded | include for new portacabin control rooms as part of this section - allowance at this stage. 306`m2
Works to existing buildings
| 2.5 | External Walls | [7 empty] | price for roof removal | Overhaul pigeon alley roof?
| - | Rebuild high level parapet - assume top 15 courses | 275 | m2 | 260 | 71500 |  |  |  |  | External Works
| - | Bed joint reinforcement to areas specified on structural mark up - works assumed to be grinding out existing mortar joint, installing helifix bar and repointing with specialist grout | 300 | m2 | 250 | 75000 |  |  |  | þ | Assume no works to hard standing
| - | Remove and replace defective brick units, allow for 50m2 based on condition survey - can exclude in reinforcement required to all | 50 | m2 | 450 | 22500
| - | Allow for repointing as per structural mark up - assume 8 courses (total height circa 1m) | 88 | m | 35 | 3080
| - | Allow for additional helifix works - extent of which not yet known | 1 | P/sum | 20000 | 20000
| - | Rebuild Masonry wall - East elevation - adjacent to light well - 225mm thick | 264 | m2 | 260 | 68640
260720
| 2.6 | Windows and External Doors
| - | Assume no works required |  |  |  |  | 0
| 2.7 | Internal walls and partitions
| - | Assume no works required
| 2.8 | Internal doors
| - | Assume no works required | 0 | 0 | 0 | 0
0
|  | Element Group Total |  |  |  |  | 1165645
3 | Internal Finishes
| 3.1 | Wall finishes
| - | Assume no works required | 0 | 0 | 0 | 0
| 3.2 | Floor finishes
| - | Assume no works required | 0 | 0 | 0 | 0
0
| 3.3 | Ceiling finishes
| - | Assume no works required | 0 | 0 | 0 | 0
0
|  | Element Group Total |  |  |  |  | 0
4 | Fittings, Furnishings and Equipment (FFE)
| 4.1 | FF&E
| - | cable hooks (excluded) | 0 | 0 |  | 0
| - | Specialist fit out excluded |  |  |  |  | 0
0
|  | Element Group Total |  |  |  |  | 0
5 | Services
| 5.1 | Sanitary appliances
| - | Assume no works required | 0 | 0 | 0 | 0
0
| 5.2 | Services Equipment
| - | Assume no works required | 0 | 0 | 0 | 0
0
| 5.3 | Disposal installations
| - | Assume no works required | 0 | 0 | 0 | 0
0
| 5.4 | Water installations
| - | Assume no works required | 0 | 0 | 0 | 0
0
| 5.5 | Heat Source
| - | Assume no works required | 0 | 0 | 0 | 0
| 5.6 | Space heating and air conditioning
| - | Assume no works required | 0 | 0 | 0 | 0
0
| 5.7 | Ventilation systems
| - | Assume no works required | 0 | 0 | 0 | 0
| 5.8 | Electrical installations
| - | Assume no works required | 0 | 0 | 0 | 0
| 5.9 | Fuel installations
| - | Assume no works required | 0 | 0 | 0 | 0
| 5.1 | Lift and conveyor installations
| - | Assume no works required | 0 | 0 | 0 | 0
| 5.11 | Fire and lighting protection
| - | Assume no works required | 0 | 0 | 0 | 0
0
| 5.12 | Communication, security and controls
| - | Assume no works required | 0 | 0 | 0 | 0
| 5.13 | Specialist installations |  |  |  |  | 0
| - | Assume no works required | 0 | 0 | 0 | 0
| 5.14 | Builders work in connection with services |  |  |  |  | 0
| - | Assume no works required | 0 | 0 | 0 | 0
0
0
0
|  | Element Group Total |  |  |  |  | 0
7 | Works to existing buildings
| 7.1 | Minor demolition and alteration works
| - | Demolish failing masonry wall - East elevation - Single skin masonry wall | 264 | m² | 65 | 17160
| - | Remove existing roof over 'pigeon alley' | 644 | m² | 60 | 38640
| - | Concrete repairs, allow for 200 nr .5m2 areas | 100 | m² | 80 | 8000
| - | Allowance to make good RAAC wall panels | 1 | P/Sum | 20000 | 20000
| - | Allowance for tidying up distribution in car park | 1 | P/Sum | 10000 | 10000
93800
| 7.2 | Repairs to existing services
| - | Assume no works required | 0 | 0 | 0 | 0
0
| 7.3 | Damp-proof courses/fungus and beetle eradication
| - | Assume no works required | 0 | 0 | 0 | 0
0
| 7.4 | Façade retention
| - | Assume no works required | 0 | 0 | 0 | 0
0
| 7.5 | Cleaning existing services
| - | Assume no works required | 0 | 0 | 0 | 0
0
|  | Element Group Total |  |  |  |  | 93800
8 | External Works
| 8.1 | Site preparation works
| 8.2 | Roads, paths, paving's and surfacing
| 8.3 | Soft landscapes, planting and irrigation
| 8.4 | Fencing, railings and walls
| 8.5 | External fixtures
0
| 8.6 | External drainage
0
| 8.1 | Site preparation works
| - | Assume no works required | 0 | Item | 0 | 0
0
| 8.2 | Roads, paths, pavings and surfacings
| - | Assume no works required | 0 | 0 | 0 | 0
| 8.3 | Soft landscaping, planting and irrigation systems
| - | Assume no works required | 0 | 0 | 0 | 0
0
| 8.4 | Fencing, railings and walls
| - | Assume no works required | 0 | 0 | 0 | 0
0
| 8.5 | External fixtures
| - | Assume no works required | 0 | 0 | 0 | 0
0
| 8.6 | External drainage
| - | Assume no works required | 0 | 0 | 0 | 0
0
| 8.7 | External services
| - | Assume no works required | 0 | 0 | 0 | 0
| 8.8 | Minor building works and ancilary buildings
| - | Builders work in connection with utilities - included above | 0 |  | 5% | 0
0
|  | Element Group Total |  |  |  |  | 0
|  | Sub Total: Facilitating works and Building Works |  |  |  | £ | 2670925
9 | Main contractor's preliminaries
| 1 | Employer's requirements |  | item | 0 | 0
| 2 | Main contractor's cost items and site preliminaries etc |  | % | 12 | 320511
|  | Element Group Total |  |  |  |  | 320511
10 | Main contractor's overheads and profit
| 1 | Main Contractor's Overheads & Profit |  | % | 8 | 239315
|  | Element Group Total |  |  |  |  | 239315 |  | 3230751
|  | Total: Building Works Estimate |  |  |  | £ | 3230751 | 1530641
11 | Project/design fees - Excluded
| 1 | Consultants’ fees - ongoing design fees excluded |  | Item |  | 0
|  | Fees incurred to date |  | Item |  | 200000
| 2 | Inspection - yearly regime, based on £1,500 per inspection, 5 year period |  | Item |  | 7500
| 3 | Main contractor’s design fees |  | % | 0 | 0
207500
12 | Other development/project costs - Excluded
| 1 | {item description} |  | item |  | 0
| 2 |  |  |  |  | 0
| 3 |  |  |  |  | 0
|  | Element Group Total |  |  |  |  | 207500
|  | Base Cost Estimate |  |  |  | £ | 3438251
13 | Risk Allowance Estimate
| 1 | Design development risks |  | % | 4 | 137500
| 2 | Construction risks |  | % | 3 | 103100
| 3 | Employer change risks |  | % | 1.5 | 51600
| 4 | Employer other risks |  | % | 1.5 | 51600
|  | Further Remedial Works Risk |  | % | 5 | 171900
|  | Element Group Total |  |  |  |  | 515700
|  | Total Project Cost (excluding Inflation & VAT) |  |  |  | £ | 3953951
14 | Inflation - Excluded
| 1 | Tender inflation | 0.51 | % | 0.51 | 20200
| 2 | Construction inflation | 2.58 | % | 2.58 | 102000
122200
|  | Total Project Cost (excluding VAT) |  |  |  | £ | 4076151
15 | VAT - Excluded
| 1 | VAT |  | % |  | 0
0
16 |  | TOTAL PROJECT COST |  |  |  | £ | 4076151
| • | Rounded to the nearest pound
| • | Based at 4Q2023 pricing
| • | See section 6 for exclusions & qualifications
[5 empty] | Area for calculation purposes : | #REF! | m²
[5 empty] | Building Works Estimate Cost per m²: | #REF! | £/m²
[5 empty] | Building Works Estimate Cost per ft²: | #REF! | £/ft²

## A. Level 1 Summary DN (2) (hidden)
#REF! |  |  |  |  | QS Calculations
#REF! | [5 empty] | Gross Floor Area : | #REF! | m²
A. ESTIMATE ANALYSIS
A.1 | Estimate Summary |  |  | Order of Cost Estimate | Estimate Section Totals
REF | GROUP ELEMENT |  | COST/m² £ | TOTAL £ | 1 | 1 from (i) | 2 from (ii) | 3 from (iii) | 5
0 | Facilitating works |  | #REF! | 1561980 |  | 0 | 0
1 | Substructure |  | #REF! | 0 |  | 0 | 0
2 | Superstructure |  | #REF! | 819820 |  | 0 | 0
3 | Internal finishes |  | #REF! | 0 |  | 0
4 | Fittings, furnishings and equipment |  | #REF! | 0 |  | 0 | 0
5 | Services |  | #REF! | 0 |  | 0
6 | Complete buildings and building units |  | #REF! | 0 | 0 | 0 | 0
7 | Work to existing buildings |  | #REF! | 93800 |  | 0
8 | External works |  | #REF! | 0 |  | 0 | 0
| Sub Total: Facilitating works and Building Works | £ | #REF! | 2475600 | 0 | 0 | 0 | 0 | 0
9 | Main contractor's preliminaries |  | #REF! | 297072 | 0 | 0
10 | Main contractor's overheads and profit |  | #REF! | 221814 | 0 | 0
| Total: Building Works Estimate | £ | #REF! | 2994486 | 0 | 0 | 0 | 0 | 0
11 | Project/design team fees |  | #REF! | 230000
12 | Other development/project costs |  | #REF! | 0 |  | 0 | 0
| Base Cost Estimate | £ | #REF! | 3224486 |  | 0 | 0 | 0 | 0
13 | Risks |  | #REF! | 483700 | 0 | 0 | 0
| Cost Limit (excluding Inflation) | £ | #REF! | 3708186 |  | 0 | 0 | 0 | 0
14 | Inflation |  | #REF! | 114600
| Cost Limit (excluding VAT assessment) | £ | #REF! | 3822786 |  | 0 | 0 | 0 | 0
15 | VAT Assessment |  |  | Excluded
• | Rounded to the nearest pound
• | Based at 1Q2014 pricing, see section 6 for inflation trends allowances
|  | Area for calculation purposes : | #REF! | m²
|  | Cost per m²: | #REF! | £/m²
|  |  | #REF! | £/ft²
Go to the worksheets and clear the cells not required

## 5.00 Elstree Studios - Do N (2) (hidden)
#REF!
#REF! | [5 empty] | GIFA (m2) | #REF!
[5 empty] | Construction Cost |  | 2994486
A. COST PLAN DETAILED BREAKDOWN - OPTION 1 | [5 empty] | £/m2 | #REF!
#REF!
REF | DESCRIPTION |  | QUANTITY |  | RATE | ITEM TOTAL | GROUP TOTAL
Scope of works
0 | Facilitating works/Enabling works | [9 empty] | Superstructure
| 0.1 | Toxic/hazardous material removal - (Excluded) | 0 | item | 0 | 0 |  |  |  | þ | Install Crashdeck/ scaffold - scaffold cost in addition to prelims, allow to protect floor, correx, ply - 2 layers
[7 empty] | 0 |  |  | þ | Remove Gantry | Client wants to keep in place
| 0.2 | Major demolition works | [7 empty] | þ | Reinstate Gantry
| - | Removal of existing roof covering - assume area circa 2150m2 | 2150 | m2 | 70 | 150500 |  |  |  | þ | Allowance for sealing building incase of Asbestos disturbance in cavity?
| - | Extra over; Propping roof panels | 2150 | m2 | 120 | 258000
| - | Demolition of parapet, assume 15 course | 222 | m2 | 65 | 14430 |  |  |  | þ | Allowance for removal and replacement of high level parapet
[7 empty] | 422930 |  |  | þ | Remove roof covering
| 0.3 | Temporary support to adjacent structures - (Excluded) | 0 | item | 0 | 0 |  |  |  | þ | Install new covering
[10 empty] | þ | rainwater goods - downpipes internal?
| 0.4 | Specialist Groundworks - (Excluded) | 0 | item | 0 | 0 |  |  |  | þ | Bed joint reinforcement to areas noted by structure - replacement of defective brick units (assume 10%)
0
| 0.5 | Temporary diversion works - (Excluded) | 0 | item | 0 | 0 |  |  |  | þ | DPC and pointing repairs
[7 empty] | 0 |  |  | þ | Allowance for testing existing helical ties and provision of additional helifix
| 0.6 | Extraordinary site investigation works - (Excluded) | 0 | item | 0 | 0 |  |  |  | þ | any additional requirement for structural support to either masonry façade or raac panels?
[10 empty] | þ | Install shaftwall/metsec system internally.
0.7 | Enabling Works | [8 empty] | excluded | Repairs to gantry
| - | Perimeter Scaffold | 3410 | m2 | 210 | 716100 |  |  |  | þ | Firestopping within shaftwall cavity and/or coating of steel frame
| - | Temporary façade retention during demolition of existing roof - strapping perimeter scaffold to façade - extra over cost, perimeter scaffold included for elsewhere | 3410 | m2 | 25 | 85250
| - | Allowance for internal scaffold per studio | 3 | nr | 50000 | 150000
| - | Internal crash deck | 1877 | m2 | 100 | 187700 |  |  |  | assume not | Retention of steel frame - does this create cost?
1139050
|  | Element Group Total |  |  |  |  | 1561980 |  |  | þ | Allow to add additional layer to floor
[10 empty] | þ | allowance for protection of floor
1 | Substructure | [8 empty] | þ | Wall - Acoustic lining - fixed to shaft wall - assume no requirement for further boarding.
| 1.1 | Standard Foundations | [7 empty] | þ | Wall - assume sacrificial/protection layer at the bottom to protect integrity of acoustic lining - say 3m high
|  | Assumed no works required | [7 empty] | þ | Ceiling - Acoustic lining - spec is CP Board with DB properties - suspended
| 1.2 | Specialist Foundations
| - | Assumed no works required | [7 empty] | þ | Assume refurbishment of circulation finishes and ancillary spaces within stage building
| 1.3 | Lowest floor construction | [8 empty] | FF&E
| - | Assumed no works required
BBC to specify fit out - exclude unti specified
| 1.4 | Basement Excavation
| - | Assumed no works required |  | item | 0 | 0
[7 empty] | 0 |  |  |  | Services
| 1.5 | Basement retaining walls | [7 empty] | þ | Assume no requirement for sanitary
| - | Assumed no works required |  | item | 0 | 0 |  |  |  | þ | strip out remainder of existing M&E distribution, assume 100% ancillary
[7 empty] | 0 |  |  | þ | Assume no works to disposal installations or requirements for new
|  | Element Group Total |  |  |  |  | 0 |  |  | þ | Assume no works to water installations or requirement for new
[10 empty] | þ | Heat source - Baqus priced an ASHP based on quotation - this allowance can be adjusted to present day value
2 | Superstructure | [8 empty] | þ | emmitters - MVHR?
| 2.1 | Frame | [7 empty] | þ | combined heating and ventilation?
| - | Structural strengthening of basement steel beams, 50kg/m | 2.5 | t | 4000 | 10000 |  |  |  | þ | Electrical distribution and lighting
| - | Fittings @ 10% | 0.25 | t | 4000 | 1000
| - | intumescent paint fire protection (60 minutes); spray applied | 50 | m2 | 50 | 2500
3770 linear m north to south
Basement Steel beams
| - | Shot blasting and priming | 930 | m2 | 20 | 18600
| - | intumescent paint fire protection (60 minutes); spray applied | 1080 | m2 | 50 | 54000
Roof Trusses - assume no works
| - | Excluded | 0 | 0 | 0 | 0
86100
| 2.2 | Upper Floors | [7 empty] | þ | BMS
[10 empty] | þ | Wifi/Data
| 2.3 | Roof |  |  |  |  | 0 |  |  | þ | Lightning protection
| - | Install new flat roof covering, all associated flashing and capping | 2150 | m2 | 180 | 387000 |  |  |  | þ | comms or security requirement?
| - | Roof Drainage generally - assumed that the existing downpipes are defective and as such require replacement | 2150 | m2 | 40 | 86000
[7 empty] | 473000 |  |  |  | Prefab buildings
| 2.4 | Stairs and Ramps | [7 empty] | excluded | include for new portacabin control rooms as part of this section - allowance at this stage. 306`m2
Works to existing buildings
| 2.5 | External Walls | [7 empty] | price for roof removal | Overhaul pigeon alley roof?
| - | Rebuild high level parapet - assume top 15 courses | 275 | m2 | 260 | 71500 |  |  |  |  | External Works
| - | Bed joint reinforcement to areas specified on structural mark up - works assumed to be grinding out existing mortar joint, installing helifix bar and repointing with specialist grout | 300 | m2 | 250 | 75000 |  |  |  | þ | Assume no works to hard standing
| - | Remove and replace defective brick units, allow for 50m2 based on condition survey - can exclude in reinforcement required to all | 50 | m2 | 450 | 22500
| - | Allow for repointing as per structural mark up - assume 8 courses (total height circa 1m) | 88 | m | 35 | 3080
| - | Allow for additional helifix works - extent of which not yet known | 1 | P/sum | 20000 | 20000
| - | Rebuild Masonry wall - East elevation - adjacent to light well - 225mm thick | 264 | m2 | 260 | 68640
260720
| 2.6 | Windows and External Doors
| - | Assume no works required |  |  |  |  | 0
| 2.7 | Internal walls and partitions
| - | Assume no works required
| 2.8 | Internal doors
| - | Assume no works required | 0 | 0 | 0 | 0
0
|  | Element Group Total |  |  |  |  | 819820
3 | Internal Finishes
| 3.1 | Wall finishes
| - | Assume no works required | 0 | 0 | 0 | 0
| 3.2 | Floor finishes
| - | Assume no works required | 0 | 0 | 0 | 0
0
| 3.3 | Ceiling finishes
| - | Assume no works required | 0 | 0 | 0 | 0
0
|  | Element Group Total |  |  |  |  | 0
4 | Fittings, Furnishings and Equipment (FFE)
| 4.1 | FF&E
| - | cable hooks (excluded) | 0 | 0 |  | 0
| - | Specialist fit out excluded |  |  |  |  | 0
0
|  | Element Group Total |  |  |  |  | 0
5 | Services
| 5.1 | Sanitary appliances
| - | Assume no works required | 0 | 0 | 0 | 0
0
| 5.2 | Services Equipment
| - | Assume no works required | 0 | 0 | 0 | 0
0
| 5.3 | Disposal installations
| - | Assume no works required | 0 | 0 | 0 | 0
0
| 5.4 | Water installations
| - | Assume no works required | 0 | 0 | 0 | 0
0
| 5.5 | Heat Source
| - | Assume no works required | 0 | 0 | 0 | 0
| 5.6 | Space heating and air conditioning
| - | Assume no works required | 0 | 0 | 0 | 0
0
| 5.7 | Ventilation systems
| - | Assume no works required | 0 | 0 | 0 | 0
| 5.8 | Electrical installations
| - | Assume no works required | 0 | 0 | 0 | 0
| 5.9 | Fuel installations
| - | Assume no works required | 0 | 0 | 0 | 0
| 5.1 | Lift and conveyor installations
| - | Assume no works required | 0 | 0 | 0 | 0
| 5.11 | Fire and lighting protection
| - | Assume no works required | 0 | 0 | 0 | 0
0
| 5.12 | Communication, security and controls
| - | Assume no works required | 0 | 0 | 0 | 0
| 5.13 | Specialist installations |  |  |  |  | 0
| - | Assume no works required | 0 | 0 | 0 | 0
| 5.14 | Builders work in connection with services |  |  |  |  | 0
| - | Assume no works required | 0 | 0 | 0 | 0
0
0
0
|  | Element Group Total |  |  |  |  | 0
7 | Works to existing buildings
| 7.1 | Minor demolition and alteration works
| - | Demolish failing masonry wall - East elevation - Single skin masonry wall | 264 | m² | 65 | 17160
| - | Remove existing roof over 'pigeon alley' | 644 | m² | 60 | 38640
| - | Concrete repairs, allow for 200 nr .5m2 areas | 100 | m² | 80 | 8000
| - | Allowance to make good RAAC wall panels | 1 | P/Sum | 20000 | 20000
| - | Allowance for tidying up distribution in car park | 1 | P/Sum | 10000 | 10000
93800
| 7.2 | Repairs to existing services
| - | assume no works required
| 7.3 | Damp-proof courses/fungus and beetle eradication
| - | Assume no works required | 0 | 0 | 0 | 0
0
| 7.4 | Façade retention
| - | Assume no works required
| 7.5 | Cleaning existing services
| - | Assume no works required
|  | Element Group Total |  |  |  |  | 93800
8 | External Works
| 8.1 | Site preparation works
| 8.2 | Roads, paths, paving's and surfacing
| 8.3 | Soft landscapes, planting and irrigation
| 8.4 | Fencing, railings and walls
| 8.5 | External fixtures
0
| 8.6 | External drainage
0
| 8.1 | Site preparation works
| - | Assume no works required | 0 | Item | 0 | 0
0
| 8.2 | Roads, paths, pavings and surfacings
| - | Assume no works required | 0 | 0 | 0 | 0
| 8.3 | Soft landscaping, planting and irrigation systems
| - | Assume no works required | 0 | 0 | 0 | 0
0
| 8.4 | Fencing, railings and walls
| - | Assume no works required | 0 | 0 | 0 | 0
0
| 8.5 | External fixtures
| - | Assume no works required | 0 | 0 | 0 | 0
0
| 8.6 | External drainage
| - | Assume no works required | 0 | 0 | 0 | 0
0
| 8.7 | External services
| - | Assume no works required | 0 | 0 | 0 | 0
| 8.8 | Minor building works and ancilary buildings
| - | Builders work in connection with utilities - included above | 0 |  | 5% | 0
0
|  | Element Group Total |  |  |  |  | 0
|  | Sub Total: Facilitating works and Building Works |  |  |  | £ | 2475600
9 | Main contractor's preliminaries
| 1 | Employer's requirements |  | item | 0 | 0
| 2 | Main contractor's cost items and site preliminaries etc |  | % | 12 | 297072
|  | Element Group Total |  |  |  |  | 297072
10 | Main contractor's overheads and profit
| 1 | Main Contractor's Overheads & Profit |  | % | 8 | 221814
|  | Element Group Total |  |  |  |  | 221814 |  | 2994486
|  | Total: Building Works Estimate |  |  |  | £ | 2994486 | 1530641
11 | Project/design fees - Excluded
| 1 | Consultants’ fees - ongoing design fees excluded |  | Item |  | 0
|  | Fees incurred to date |  | Item |  | 200000
|  | Inspection - Three monthly regime, based on £1,500 per inspection, 5 year period |  | Item |  | 30000
| 2 | Main contractor’s pre-construction fees |  | item | 0 | 0
| 3 | Main contractor’s design fees |  | % | 0 | 0
230000
12 | Other development/project costs - Excluded
| 1 | {item description} |  | item |  | 0
| 2 |  |  |  |  | 0
| 3 |  |  |  |  | 0
|  | Element Group Total |  |  |  |  | 230000
|  | Base Cost Estimate |  |  |  | £ | 3224486
13 | Risk Allowance Estimate
| 1 | Design development risks |  | % | 4 | 129000
| 2 | Construction risks |  | % | 3 | 96700
| 3 | Employer change risks |  | % | 1.5 | 48400
| 4 | Employer other risks |  | % | 1.5 | 48400
|  | Further Remedial Works Risk |  | % | 5 | 161200
|  | Element Group Total |  |  |  |  | 483700
|  | Total Project Cost (excluding Inflation & VAT) |  |  |  | £ | 3708186
14 | Inflation - Excluded
| 1 | Tender inflation | 0.51 | % | 0.51 | 18900
| 2 | Construction inflation | 2.58 | % | 2.58 | 95700
114600
|  | Total Project Cost (excluding VAT) |  |  |  | £ | 3822786
15 | VAT - Excluded
| 1 | VAT |  | % |  | 0
0
16 |  | TOTAL PROJECT COST |  |  |  | £ | 3822786
| • | Rounded to the nearest pound
| • | Based at 4Q2023 pricing
| • | See section 6 for exclusions & qualifications
[5 empty] | Area for calculation purposes : | #REF! | m²
[5 empty] | Building Works Estimate Cost per m²: | #REF! | £/m²
[5 empty] | Building Works Estimate Cost per ft²: | #REF! | £/ft²

## A. Level 1 Summary (O1) (hidden)
#REF! |  |  |  |  | QS Calculations
#REF! | [5 empty] | Gross Floor Area : | #REF! | m²
A. ESTIMATE ANALYSIS
A.1 | Estimate Summary |  |  | Order of Cost Estimate | Estimate Section Totals
REF | GROUP ELEMENT |  | COST/m² £ | TOTAL £ | 1 | 1 from (i) | 2 from (ii) | 3 from (iii) | 5
0 | Facilitating works |  | #REF! | 1514300 |  | 0 | 0
1 | Substructure |  | #REF! | 0 |  | 0 | 0
2 | Superstructure |  | #REF! | 2337285 |  | 0 | 0
3 | Internal finishes |  | #REF! | 1094048 |  | 0
4 | Fittings, furnishings and equipment |  | #REF! | 0 |  | 0 | 0
5 | Services |  | #REF! | #REF! |  | 0
6 | Complete buildings and building units |  | #REF! | 0 | 0 | 0 | 0
7 | Work to existing buildings |  | #REF! | 227700 |  | 0
8 | External works |  | #REF! | #REF! |  | 0 | 0
| Sub Total: Facilitating works and Building Works | £ | #REF! | #REF! | 0 | 0 | 0 | 0 | 0
9 | Main contractor's preliminaries |  | #REF! | #REF! | 0 | 0
10 | Main contractor's overheads and profit |  | #REF! | #REF! | 0 | 0
| Total: Building Works Estimate | £ | #REF! | #REF! | 0 | 0 | 0 | 0 | 0
11 | Project/design team fees |  | #REF! | 875000
12 | Other development/project costs |  | #REF! | 0 |  | 0 | 0
| Base Cost Estimate | £ | #REF! | #REF! |  | 0 | 0 | 0 | 0
13 | Risks |  | #REF! | #REF! | 0 | 0 | 0
| Cost Limit (excluding Inflation) | £ | #REF! | #REF! |  | 0 | 0 | 0 | 0
14 | Inflation |  | #REF! | #REF!
| Cost Limit (excluding VAT assessment) | £ | #REF! | #REF! |  | 0 | 0 | 0 | 0
15 | VAT Assessment |  |  | Excluded
• | Rounded to the nearest pound
• | Based at 1Q2014 pricing, see section 6 for inflation trends allowances
|  | Area for calculation purposes : | #REF! | m²
|  | Cost per m²: | #REF! | £/m²
|  |  | #REF! | £/ft²
Go to the worksheets and clear the cells not required

## 5.00 Elstree Studios - O1 (hidden)
#REF!
#REF! | [5 empty] | GIFA (m2) | #REF!
[5 empty] | Construction Cost |  | #REF!
A. COST PLAN DETAILED BREAKDOWN - OPTION 1 | [5 empty] | £/m2 | #REF!
#REF!
REF | DESCRIPTION |  | QUANTITY |  | RATE | ITEM TOTAL | GROUP TOTAL
Scope of works
0 | Facilitating works/Enabling works | [9 empty] | Superstructure
| 0.1 | Toxic/hazardous material removal - (Excluded) | 0 | 0 | 0 | 0 |  |  |  | þ | Install Crashdeck/ scaffold - scaffold cost in addition to prelims, allow to protect floor, correx, ply - 2 layers
[7 empty] | 0 |  |  | þ | Remove Gantry | Client wants to keep in place
| 0.2 | Major demolition works | [7 empty] | þ | Reinstate Gantry
| - | Removal of existing roof covering - assume area circa 2150m2 | 2150 | m2 | 70 | 150500 |  |  |  | þ | Allowance for sealing building incase of Asbestos disturbance in cavity?
| - | Demolition of parapet, assume 15 course | 222 | m2 | 65 | 14430 |  |  |  | þ | Allowance for removal and replacement of high level parapet
[7 empty] | 164930 |  |  | þ | Remove roof covering
| 0.3 | Temporary support to adjacent structures - (Excluded) | 0 | 0 | 0 | 0 |  |  |  | þ | Install new covering
[10 empty] | þ | rainwater goods - downpipes internal?
| 0.4 | Specialist Groundworks - (Excluded) | 0 | 0 | 0 | 0 |  |  |  | þ | Bed joint reinforcement to areas noted by structure - replacement of defective brick units (assume 10%)
0
| 0.5 | Temporary diversion works - (Excluded) | 0 | 0 | 0 | 0 |  |  |  | þ | DPC and pointing repairs
[7 empty] | 0 |  |  | þ | Allowance for testing existing helical ties and provision of additional helifix
| 0.6 | Extraordinary site investigation works - (Excluded) | 0 | 0 | 0 | 0 |  |  |  | þ | any additional requirement for structural support to either masonry façade or raac panels?
[10 empty] | þ | Install shaftwall/metsec system internally.
0.7 | Enabling Works | [8 empty] | excluded | Repairs to gantry
| - | Perimeter Scaffold | 3410 | m2 | 210 | 716100 |  |  |  | þ | Firestopping within shaftwall cavity and/or coating of steel frame
| - | Temporary façade retention during demolition of existing roof - strapping perimeter scaffold to façade - extra over cost, perimeter scaffold included for elsewhere | 3410 | m2 | 25 | 85250
| - | Internal crash deck | 1877 | m2 | 100 | 187700 |  |  |  | assume not | Retention of steel frame - does this create cost?
| - | Allowance for internal scaffold per studio | 3 | nr | 50000 | 150000 |  |  |  | þ | Any works required to external doors? - assume replace
| - | Allowance for floor protection, 1 x correx layer, 2 x ply layers | 1877 | m2 | 40 | 75080 |  |  |  | þ | ditto internal doors
| - | Scaffold to pigeon alley | 644 | m2 | 210 | 135240 |  |  |  | þ | Allow for structural repairs to Basement
[7 empty] | 1349370 |  |  |  | Finishes
|  | Element Group Total |  |  |  |  | 1514300 |  |  | þ | Allow to add additional layer to floor
[10 empty] | þ | allowance for protection of floor
1 | Substructure | [8 empty] | þ | Wall - Acoustic lining - fixed to shaft wall - assume no requirement for further boarding.
| 1.1 | Standard Foundations | [7 empty] | þ | Wall - assume sacrificial/protection layer at the bottom to protect integrity of acoustic lining - say 3m high
|  | Assumed no works required | 0 | 0 | 0 | 0 |  |  |  | þ | Ceiling - Acoustic lining - spec is CP Board with DB properties - suspended
| 1.2 | Specialist Foundations
| - | Assumed no works required | 0 | 0 | 0 | 0 |  |  |  | þ | Assume refurbishment of circulation finishes and ancillary spaces within stage building
| 1.3 | Lowest floor construction | [8 empty] | FF&E
| - | Assumed no works required | 0 | 0 | 0 | 0
BBC to specify fit out - exclude unti specified
| 1.4 | Basement Excavation
| - | Assumed no works required | 0 | 0 | 0 | 0
[7 empty] | 0 |  |  |  | Services
| 1.5 | Basement retaining walls | [7 empty] | þ | Assume no requirement for sanitary
| - | Assumed no works required | 0 | 0 | 0 | 0 |  |  |  | þ | strip out remainder of existing M&E distribution, assume 100% ancillary
[7 empty] | 0 |  |  | þ | Assume no works to disposal installations or requirements for new
|  | Element Group Total |  |  |  |  | 0 |  |  | þ | Assume no works to water installations or requirement for new
[10 empty] | þ | Heat source - Baqus priced an ASHP based on quotation - this allowance can be adjusted to present day value
2 | Superstructure | [8 empty] | þ | emmitters - MVHR?
| 2.1 | Frame | [7 empty] | þ | combined heating and ventilation?
| - | Bridge connecting studios to ancillary block | 1 | P/Sum | 110000 | 110000 |  |  |  | þ | Plant likely to be housed on roof, allowance for structural support required.
| - | Adapting mid zone and ancillary block external walls for bridge connection | 1 | P/Sum | 40000 | 40000
| - | Structural strengthening of basement steel beams, 50kg/m | 2.5 | t | 4000 | 10000 |  |  |  | þ | Electrical distribution and lighting
| - | Fittings @ 10% | 0.25 | t | 4000 | 1000
| - | intumescent paint fire protection (60 minutes); spray applied | 50 | m2 | 50 | 2500
| - | Timber cassettes to support RAAC roof, including all necessary fixings and bracings | 7685 | m | 45 | 345825
Basement Steel beams
| - | Shot blasting and priming | 930 | m2 | 20 | 18600
| - | intumescent paint fire protection (60 minutes); spray applied | 1080 | m2 | 50 | 54000
Roof Trusses
| - | Shot blasting and priming | 1200 | m2 | 20 | 24000
| - | intumescent paint fire protection (60 minutes); spray applied | 1200 | m2 | 50 | 60000
Acoustic Lobby
| - | Timber Joists | 21 | m2 | 65 | 1365
667290
| 2.2 | Upper Floors | [7 empty] | þ | BMS
[10 empty] | þ | Wifi/Data
| 2.3 | Roof |  |  |  |  | 0 |  |  | þ | Lightning protection
| - | Install new flat roof covering, all associated flashing and capping | 2150 | m2 | 180 | 387000 |  |  |  | þ | comms or security requirement?
| - | Roof Guardrail - steel rail anchored to Masonry parapet | 224 | m | 100 | 22400
| - | Roof Drainage generally - assumed that the existing downpipes are defective and as such require replacement | 2150 | m2 | 40 | 86000 | 495400 |  | #REF! |  | Prefab buildings
| 2.4 | Stairs and Ramps | [7 empty] | excluded | include for new portacabin control rooms as part of this section - allowance at this stage. 306`m2
| - | Assumed no works required | 0 | 0 | 0 | 0
Works to existing buildings
| 2.5 | External Walls | [7 empty] | price for roof removal | Overhaul pigeon alley roof?
| - | Rebuild high level parapet - assume top 15 courses | 275 | m2 | 260 | 71500 |  |  |  |  | External Works
| - | Bed joint reinforcement to areas specified on structural mark up - works assumed to be grinding out existing mortar joint, installing helifix bar and repointing with specialist grout | 300 | m2 | 250 | 75000 |  |  |  | þ | Assume no works to hard standing
| - | Remove and replace defective brick units, allow for 50m2 based on condition survey - can exclude in reinforcement required to all | 50 | m2 | 450 | 22500
| - | Allow for repointing as per structural mark up - assume 8 courses (total height circa 1m) | 88 | m | 35 | 3080
| - | Allow for additional helifix works - extent of which not yet known | 1 | P/sum | 20000 | 20000
| - | Allow for resealing between all masonry and concrete panels | 990 | m | 25 | 24750
| - | Rebuild Masonry wall - East elevation - adjacent to light well - 225mm thick | 264 | m2 | 260 | 68640
285470
| 2.6 | Windows and External Doors
| - | Remove existing elephant doors | 5 | nr | 1000 | 5000
| - | Install clarke elephant door or similar | 6 | nr | 25000 | 150000
| - | Remove existing external door | 13 | nr | 200 | 2600
| - | Heavy duty solid flush door; single leaf; including ironmongery 48db | 13 | nr | 3500 | 45500
203100
| 2.7 | Internal walls and partitions
| - | Shaft wall - fixed - assume 150mm thick - Jumbo Stud F60 - Lined with Fermacell fireboard (assume 14.4m high throughout) | 4346 | m² | 100 | 434600
| - | extra over; Insulation; inc. DPM, VCL etc | 4346 | m² | 50 | 217300
| - | Acoustic lobby - 140mm blockwork | 143 | m² | 75 | 10725
662625
| 2.8 | Internal doors
| - | Remove existing internal door | 12 | nr | 150 | 1800
| - | New internal door, 48db | 12 | nr | 1500 | 18000
Architrave
| - | European whitewood; inc. Primer and undercoat | 120 | m | 15 | 1800
Fire and smoke seal - intumescent seals to frame and between frame and structural opening
| - | Generally | 60 | m | 30 | 1800
23400
|  | Element Group Total |  |  |  |  | 2337285
3 | Internal Finishes
| 3.1 | Wall finishes
| - | Acoustic lining - mineral wool slabs, fixed to jumbo stud - black textile finish | 4225 | m² | 100 | 422500
| - | Extra over; sacrifical/protection layer, assume 2m high | 602 | m² | 40 | 24080
| - | Remove existing and replace wall finish in ancillary area ( allow for 3.3m height) | 1110 | m² | 70 | 77700
Acoustic Lobby
| - | Acoustic lining - allow for 2 nr cement particle board and 2 nr fireboard | 143 | m² | 90 | 12870
| - | Skim plaster; 3mm thick | 143 | m² | 15 | 2145
| - | Generally: Emulsion Paint, Dulux Trade Diamond Eggshell | 143 | m² | 15 | 2145
541440
| 3.2 | Floor finishes
| - | Carry out repairs and resurface studios 8 and 9 | 2 | nr | 90000 | 180000
| - | Resurface Studio 7 | 465 | m² | 35.3511 | 16438
| - | Remove existing and replace floor finish in ancillary areas | 352 | m² | 70 | 24640
| - | Replace stair nosings throughout - as per BAQUS estimate | 840 | nr | 40 | 33600
254678
| 3.3 | Ceiling finishes
| - | Acoustic panel linings; mineral wool panels fixed to CP board or similar, supported from the roof with 50 mm × 50 mm hangers 400 mm–600 mm long | 1877 | m² | 140 | 262780
| - | perimeter edge detail with 50 mm × 50 mm support batten | 301 | m | 20 | 6020
| - | Remove existing and replace suspended ceiling grid in ancillary areas | 352 | m² | 75 | 26400
Acoustic Lobby
| - | Acoustic lining - allow for 2 nr cement particle board and 2 nr fireboard | 21 | m² | 100 | 2100
| - | Skim plaster; 3mm thick | 21 | m² | 15 | 315
| - | Generally: Emulsion Paint, Dulux Trade Diamond Eggshell | 21 | m² | 15 | 315
297930
|  | Element Group Total |  |  |  |  | 1094048
4 | Fittings, Furnishings and Equipment (FFE) - Excluded
| 4.1 | FF&E
| - | cable hooks (excluded) | 3 | nr |  | 0
| - | Specialist fit out excluded |  |  |  |  | 0
0
|  | Element Group Total |  |  |  |  | 0
5 | Services
| 5.1 | Sanitary appliances
| - | Assume no works required | 0 | 0 | 0 | 0
0
| 5.2 | Services Equipment
| - | Assume no works required | 0 | 0 | 0 | 0
0
| 5.3 | Disposal installations
| - | Assume no works required | 0 | 0 | 0 | 0
0
| 5.4 | Water installations
| - | Assume no works required | 0 | 0 | 0 | 0
0
| 5.5 | Heat Source
| - | Air source heat pump, 6 nr 100kw units, 2 per studio | 600 | kw | 420 | 252000
| - | VRF System to mid zone, allow for 2 MVHR per floor (2 floors serviced, and distribution) | 234 | m² | 300 | 70200
| - | Electric panel heater | 4 | nr | 500 | 2000
324200
| 5.6 | Space heating and air conditioning
| - | AHU - Supply and install, including cranage allowance, based on budget quotation | 3 | nr | 100000 | 300000
| - | Distribution, jet diffusers internally, belmouth extraction | 1877 | m² | 200 | 375400
675400
| 5.7 | Ventilation systems
| - | Ventilation - included above | 0 | 0 | 0 | 0
| - | Ventilation - Car Park - Assisted natural car park ventilation - as per PVE Quotation | 1 | item | 60000 | 60000
60000
| 5.8 | Electrical installations
Studios/Mid zone
Lighting (General lighting only, specialist lighting to be provided by BBC)
| - | Internal Lighting; general lighting only, specialist lighting to be provided by BBC | #REF! | m² | 100 | #REF!
| - | Emergency Lighting; | #REF! | m² | 20 | #REF!
| - | Earthing & Bonding | #REF! | m² | 10 | #REF!
| - | External Lighting; to exits and perimeter of building | #REF! | m² | 15 | #REF!
| - | Allowance to reinstate lighting rail | 3 | nr | 20600 | 61800
#REF!
Electric Mains and Sub-mains Distribution
| - | New mains and sub-mains distribution. | #REF! | m² | 90 | #REF!
| - | Data Containment | #REF! | m² | 15 | #REF!
| - | Distribution boards | #REF! | m² | 35 | #REF!
|  | Power Installations |  |  |  | 0
| - | Small Power | #REF! | m² | 25 | #REF!
| - | Supplies to Mechanical equipment | #REF! | m² | 25 | #REF! |  | 28650
#REF!
Basement Car Park
Lighting
| - | Internal Lighting; | 4824 | m² | 20 | 96480
| - | Emergency Lighting; | 4824 | m² | 15 | 72360
| - | Earthing & Bonding | 4824 | m² | 5 | 24120
192960
Electric Mains and Sub-mains Distribution
| - | New mains and sub-mains distribution. | 4824 | m² | 20 | 96480
| - | Distribution boards | 4824 | m² | 10 | 48240
Power Installations
| - | Small Power | 4824 | m² | 15 | 72360
| - | Supplies to Mechanical equipment | 4824 | m² | 10 | 48240
265320
| 5.9 | Fuel installations
| - | Assume no works required | 0 | 0 | 0 | 0
| 5.1 | Lift and conveyor installations
| - | Disabled platform lift single wheelchair; 400 kg; 4 stops; 0.16 m/s | 1 | item | 50000 | 50000
50000
| 5.11 | Fire and lighting protection
| - | Sprinkler system to be installed, fire alarm system, lightning protection | #REF! | m² | 120 | #REF!
| - | Basement sprinkler system - HPP3 system | 4824 | m² | 50 | 241200
| - | Allowance for tank and housing; making good any structures disturbed | 1 | P/Sum | 40000 | 40000
#REF!
| 5.12 | Communication, security and controls
| - | BMS | #REF! | m² | 40 | #REF!
| - | Security, Access Control and CCTV | #REF! | m² | 40 | #REF!
|  | Allowance for WIFI and Data (Scope and Specification undefined) | 1 | P/Sum | 200000 | 200000
#REF!
| 5.13 | Specialist installations |  |  |  |  | 0
| - | Assumed no works required | 0 | 0 | 0 | 0
| 5.14 | Builders work in connection with services |  |  |  |  | 0
| - | Generally | #REF! |  | 5% | #REF!
| - | Extra Over; Forming Risers to facilitate technical cabling route from ancillary spaces to production areas | 1 | P/Sum | 25000 | 25000
#REF!
0
0
|  | Element Group Total |  |  |  |  | #REF!
7 | Works to existing buildings
| 7.1 | Minor demolition and alteration works
| - | Strip out remaining ditribution to ancilliary areas - midzone | 342 | m² | 40 | 13680
| - | Strip out plant and distribution in Ancillary block opposite studios, includes AHU, Gas Burners, Electrical panels, Ductwork | 1 | P/Sum | 20000 | 20000
| - | Remove existing roof over 'pigeon alley' | 644 | m² | 60 | 38640
| - | Demolish failing masonry wall - East elevation - Single skin masonry wall | 264 | m² | 65 | 17160
| - | Demolish Mechanical Risers - East elevation | 116 | m3 | 100 | 11600
| - | Break up defective screed - basement | 4824 | m² | 15 | 72360
| - | Break up screed - pigeon alley | 644 | m² | 15 | 9660
| - | Concrete repairs, allow for 200 nr .5m2 areas | 100 | m² | 80 | 8000
| - | Allowance to make good RAAC wall panels post demolition | 1 | P/Sum | 20000 | 20000
| - | Allowance for tidying up distribution in car park | 1 | P/Sum | 10000 | 10000
221100
| 7.2 | Repairs to existing services
| - | assume no works required | 0 | 0 | 0 | 0
| 7.3 | Damp-proof courses/fungus and beetle eradication
| - | Remedial works to damp proof course | 88 | m | 75 | 6600
6600
| 7.4 | Façade retention
| - | Assume no works required | 0 | 0 | 0 | 0
| 7.5 | Cleaning existing services
| - | Assume no works required | 0 | 0 | 0 | 0
|  | Element Group Total |  |  |  |  | 227700
8 | External Works
| 8.1 | Site preparation works
| 8.2 | Roads, paths, paving's and surfacing
| 8.3 | Soft landscapes, planting and irrigation
| 8.4 | Fencing, railings and walls
| 8.5 | External fixtures
0
| 8.6 | External drainage
0
| 8.1 | Site preparation works
| - | Assume no works required | 0 | 0 | 0 | 0
0
| 8.2 | Roads, paths, pavings and surfacings
Basement
| - | Binder Course; AC 20 dense bin 40/60 des laid at 60mm thickness | 4824 | m² | 28 | 135072
| - | Surface Course; AC 10 close surf 100/150 laid at 40mm thickness | 4824 | m² | 30 | 144720
| - | Tensar SSLA20 Polypropylene Geogrid | 4824 | m² | 25 | 120600
| - | Car park lining | 4824 | m² | 5 | 24120
Pigeon Alley
| - | Granolithic screed 38mm thick | 644 | m² | 45 | 28980
| - | Extra Over; Power Float finish | 644 | m² | 10 | 6440
459932
| 8.3 | Soft landscaping, planting and irrigation systems
| - | Assume no works required | 1 | 0 | 0 | 0
0
| 8.4 | Fencing, railings and walls
| - | Assume no works required | 1 | 0 | 0 | 0
0
| 8.5 | External fixtures
| - | Statutory signage | 1 | P/Sum | 10000 | 10000
10000
| 8.6 | External drainage
| - | Storm Drainage - main building | #REF! | m² | 35 | #REF!
|  | Storm Drainage - Basement - new gulleys connecting to existing drainage | 4824 | m² | 15 | 72360
#REF!
| 8.7 | External services
Electricity mains supply; connection
| - | Allowance for new HV sub station switch panel, 3200A ACB incomer, 3No. 1000A MCCB Outgoers, metered, including disconnection and removal of redundant panel | 1 | item | 65000 | 65000
| - | Connection to existing sub station, 1 nr SWA terminating in isolator and mains panel | 3 | nr | 20000 | 60000
| - | Allowance to reroute existing cabling into Generator room, to form A permanent cabled generator feed to a suitable connection device | 1 | P/Sum | 35000 | 35000
160000
Gas mains supply; connection
| - | Disconnect gas supply serving gas burners in Ancillary building | 1 | Item | 1500 | 1500
1500
Water mains supply; connection
| - | Assumed no works required | 0 | 0 | 0 | 0
Telecommunications system connections
| - | Assumed no works required | 0 | 0 | 0 | 0
| 8.8 | Minor building works and ancilary buildings
| - | Builders work in connection with utilities - included above | 161500 |  | 5% | 8075
8075
|  | Element Group Total |  |  |  |  | #REF!
|  | Sub Total: Facilitating works and Building Works |  |  |  | £ | #REF! |  | #REF!
9 | Main contractor's preliminaries
| 1 | Employer's requirements |  | item | 0 | #REF!
| 2 | Main contractor's cost items and site preliminaries etc |  | % | 12 | #REF!
|  | Element Group Total |  |  |  |  | #REF!
10 | Main contractor's overheads and profit
| 1 | Main Contractor's Overheads & Profit |  | % | 6.5 | #REF!
|  | Element Group Total |  |  |  |  | #REF! |  | #REF!
|  | Total: Building Works Estimate |  |  |  | £ | #REF! | 1530641
11 | Project/design fees - Excluded
| 1 | Consultants’ fees |  | Item |  | 675000
|  | Fees incurred to date |  | Item |  | 200000
| 2 | Main contractor’s pre-construction fees |  | item | 0 | 0
| 3 | Main contractor’s design fees |  | % | 0 | 0
875000
12 | Other development/project costs - Excluded
| 1 | {item description} |  | item |  | 0
| 2 |  |  |  |  | 0
| 3 |  |  |  |  | 0
|  | Element Group Total |  |  |  |  | 875000
|  | Base Cost Estimate |  |  |  | £ | #REF!
13 | Risk Allowance Estimate
| 1 | Design development risks |  | % | 4 | #REF!
| 2 | Construction risks |  | % | 3 | #REF!
| 3 | Employer change risks |  | % | 1.5 | #REF!
| 4 | Employer other risks |  | % | 1.5 | #REF!
|  | Element Group Total |  |  |  |  | #REF!
|  | Total Project Cost (excluding Inflation & VAT) |  |  |  | £ | #REF!
14 | Inflation - Excluded
| 1 | Tender inflation | 0.51 | % | 0.51 | #REF!
| 2 | Construction inflation | 0.748 | % | 0.748 | #REF!
#REF!
|  | Total Project Cost (excluding VAT) |  |  |  | £ | #REF!
15 | VAT - Excluded
| 1 | VAT |  | % |  | #REF!
#REF!
16 |  | TOTAL PROJECT COST |  |  |  | £ | #REF!
| • | Rounded to the nearest pound
| • | Based at 1Q2024 pricing
| • | See section 6 for exclusions & qualifications
[5 empty] | Area for calculation purposes : | #REF! | m²
[5 empty] | Building Works Estimate Cost per m²: | #REF! | £/m²
[5 empty] | Building Works Estimate Cost per ft²: | #REF! | £/ft²

## A. Level 1 Summary (O3) (hidden)
#REF! |  |  |  |  | QS Calculations
#REF! | [5 empty] | Gross Floor Area : | #REF! | m²
A. ESTIMATE ANALYSIS
A.1 | Estimate Summary |  |  | Order of Cost Estimate | Estimate Section Totals
REF | GROUP ELEMENT |  | COST/m² £ | TOTAL £ | 1 | 1 from (i) | 2 from (ii) | 3 from (iii) | 5
0 | Facilitating works |  | #REF! | 2486330 |  | 0 | 0
1 | Substructure |  | #REF! | 200000 |  | 0 | 0
2 | Superstructure |  | #REF! | 6678197 |  | 0 | 0
3 | Internal finishes |  | #REF! | 1037738 |  | 0
4 | Fittings, furnishings and equipment |  | #REF! | 0 |  | 0 | 0
5 | Services |  | #REF! | #REF! |  | 0
6 | Complete buildings and building units |  | #REF! | 0 | 0 | 0 | 0
7 | Work to existing buildings |  | #REF! | 221100 |  | 0
8 | External works |  | #REF! | #REF! |  | 0 | 0
| Sub Total: Facilitating works and Building Works | £ | #REF! | #REF! | 0 | 0 | 0 | 0 | 0
9 | Main contractor's preliminaries |  | #REF! | #REF! | 0 | 0
10 | Main contractor's overheads and profit |  | #REF! | #REF! | 0 | 0
| Total: Building Works Estimate | £ | #REF! | #REF! | 0 | 0 | 0 | 0 | 0
11 | Project/design team fees |  | #REF! | 875000
12 | Other development/project costs |  | #REF! | 0 |  | 0 | 0
| Base Cost Estimate | £ | #REF! | #REF! |  | 0 | 0 | 0 | 0
13 | Risks |  | #REF! | #REF! | 0 | 0 | 0
| Cost Limit (excluding Inflation) | £ | #REF! | #REF! |  | 0 | 0 | 0 | 0
14 | Inflation |  | #REF! | #REF!
| Cost Limit (excluding VAT assessment) | £ | #REF! | #REF! |  | 0 | 0 | 0 | 0
15 | VAT Assessment |  |  | Excluded
• | Rounded to the nearest pound
• | Based at 1Q2014 pricing, see section 6 for inflation trends allowances
|  | Area for calculation purposes : | #REF! | m²
|  | Cost per m²: | #REF! | £/m²
|  |  | #REF! | £/ft²
Go to the worksheets and clear the cells not required

## 5.00 Elstree Studios - O3 (hidden)
#REF! | [11 empty] | GIFA
#REF! | [5 empty] | GIFA (m2) | #REF!
[5 empty] | Construction Cost |  | #REF!
A. COST PLAN DETAILED BREAKDOWN - OPTION 3 | [5 empty] | £/m2 | #REF!
#REF!
REF | DESCRIPTION |  | QUANTITY |  | RATE | ITEM TOTAL | GROUP TOTAL
Scope of works
0 | Facilitating works/Enabling works | [12 empty] | Superstructure
| 0.1 | Toxic/hazardous material removal - (Excluded) | 0 | 0 | 0 | 0 | [6 empty] | þ | Install Crashdeck/ scaffold - scaffold cost in addition to prelims, allow to protect floor, correx, ply - 2 layers
[7 empty] | 0 | [5 empty] | þ | Remove Gantry | Client wants to keep in place
| 0.2 | Major demolition works | [10 empty] | þ | Reinstate Gantry
| - | Removal of existing roof structure and covering - assume area circa 2150m2 | 2150 | m2 | 150 | 322500 | [6 empty] | þ | Allowance for sealing building incase of Asbestos disturbance in cavity?
| - | Careful Demolition of masonry outer leaf | 3410 | m2 | 65 | 221650 | [6 empty] | þ | Allowance for removal and replacement of high level parapet
| - | Demolition/Careful removal of RAAC Panel inner leaf (assume 14.4m high throughout) | 4346 | m2 | 110 | 478060
| - | Removal of existing Gantry | 1 | P/Sum | 200000 | 200000
[7 empty] | 1222210 |  |  | 556.8155 |  |  | þ | Remove roof covering and roof structure
| 0.3 | Temporary support to adjacent structures - (Excluded) | 0 | 0 | 0 | 0 | [6 empty] | þ | Install roof structure and new covering
[13 empty] | þ | rainwater goods - downpipes internal?
| 0.4 | Specialist Groundworks - (Excluded) | 0 | 0 | 0 | 0 | [6 empty] | þ | Bed joint reinforcement to areas noted by structure - replacement of defective brick units (assume 10%)
0
| 0.5 | Temporary diversion works - (Excluded) | 0 | 0 | 0 | 0 | [6 empty] | þ | DPC and pointing repairs
[7 empty] | 0 | [5 empty] | þ | Allowance for testing existing helical ties and provision of additional helifix
| 0.6 | Extraordinary site investigation works - (Excluded) | 0 | 0 | 0 | 0 | [6 empty] | þ | any additional requirement for structural support to either masonry façade or raac panels?
[7 empty] | 0 | [5 empty] | þ | Install shaftwall/metsec system internally.
0.7 | Enabling Works | [11 empty] | excluded | Repairs to gantry
| - | Perimeter Scaffold | 3410 | m2 | 210 | 716100 | [6 empty] | þ | Firestopping within shaftwall cavity and/or coating of steel frame
| - | Internal crash deck | 1877 | m2 | 100 | 187700 | [6 empty] | assume not | Retention of steel frame - does this create cost? |  | Allowed for recoating steel frame
|  | Allowance for internal scaffold per studio | 3 | nr | 50000 | 150000 | 0 | [5 empty] | þ | Any works required to external doors? - assume replace |  | install 1, remove and replace remainder
| - | Allowance for floor protection, 1 x correx layer, 2 x ply layers | 1877 | m2 | 40 | 75080 | [6 empty] | þ | ditto internal doors
| - | scaffold to pigeon alley | 644 | m2 | 210 | 135240 | [6 empty] | þ | Allow for structural repairs to Basement
[7 empty] | 1264120 | [6 empty] | Finishes
|  | Element Group Total |  |  |  |  | 2486330 | [5 empty] | þ | Allow to add additional layer to floor
[13 empty] | þ | allowance for protection of floor
1 | Substructure | [11 empty] | þ | Wall - Acoustic lining - fixed to shaft wall - assume no requirement for further boarding.
| 1.1 | Standard Foundations | [10 empty] | þ | Wall - assume sacrificial/protection layer at the bottom to protect integrity of acoustic lining - say 3m high
|  | Remedial works to existing foundations, works undefined | 1 | P/Sum | 200000 | 200000 | [6 empty] | þ | Ceiling - Acoustic lining - spec is CP Board with DB properties - suspended |  | assume remove and replace
200000
| 1.2 | Specialist Foundations
| - | Assumed no works required | [10 empty] | þ | Assume refurbishment of circulation finishes and ancillary spaces within stage building
| 1.3 | Lowest floor construction | [11 empty] | FF&E
| - | Assumed no works required
BBC to specify fit out - exclude unti specified
| 1.4 | Basement Excavation
| - | Assumed no works required |  | item | 0 | 0
[7 empty] | 0 | [6 empty] | Services
| 1.5 | Basement retaining walls | [10 empty] | þ | Assume no requirement for sanitary
| - | Assumed no works required |  | item | 0 | 0 | [6 empty] | þ | strip out remainder of existing M&E distribution, assume 100% ancillary
[7 empty] | 0 | [5 empty] | þ | Assume no works to disposal installations or requirements for new
|  | Element Group Total |  |  |  |  | 200000 | [5 empty] | þ | Assume no works to water installations or requirement for new
[13 empty] | þ | Heat source - Baqus priced an ASHP based on quotation - this allowance can be adjusted to present day value
2 | Superstructure | [11 empty] | þ | emmitters - MVHR?
| 2.1 | Frame | [10 empty] | þ | combined heating and ventilation?
Secondary steelwork - Gantries, lighting rail etc
| - | Steel frame; Inc. Columns, Beams etc @ 70/kg/m2 | 156.03 | t | 4000 | 624120
| - | Fittings @ 10% | 15.603 | t | 4000 | 62412
| - | Intumescent coatings | 2229 | m² | 50 | 111450
| - | Bridge connecting studios to ancillary block | 1 | P/Sum | 110000 | 110000
| - | Adapting mid zone and ancillary block external walls for bridge connection | 1 | P/Sum | 40000 | 40000
| - | Structural strengthening of basement steel beams, 50kg/m | 2.5 | t | 4000 | 10000
| - | Fittings @ 10% | 0.25 | t | 4000 | 1000
| - | intumescent paint fire protection (60 minutes); spray applied | 50 | m2 | 50 | 2500
| - | Plant deck - 3 nr, 43kg/m | 38.442 | t | 4000 | 153768
| - | Fittings @ 10% | 3.8442 | t | 4000 | 15377
|  | Basement Steel beams | [7 empty] | 18600
| - | Shot blasting and priming | 930 | m2 | 20 | 18600 |  |  |  | 54000
| - | intumescent paint fire protection (60 minutes); spray applied | 1080 | m2 | 50 | 54000
Roof Trusses
| - | Shot blasting and priming | 1200 | m2 | 20 | 24000
| - | intumescent paint fire protection (60 minutes); spray applied | 1200 | m2 | 50 | 60000
Acoustic Lobby
| - | Timber Joists | 21 | m2 | 65 | 1365
1288592
| 2.2 | Upper Floors | [10 empty] | þ | BMS
| - | Mid zone floors - assume posi joists or similar | 234 | m2 | 75 | 17550
| - | 18mm T&G Chipboard | 234 | m2 | 30 | 7020
[7 empty] | 24570 | [5 empty] | þ | Wifi/Data
| 2.3 | Roof |  |  |  |  | 0 | [5 empty] | þ | Lightning protection
| - | Install new flat roof system, structure and covering, all associated flashing and capping | 2150 | m2 | 460 | 989000 | [6 empty] | þ | comms or security requirement?
| - | Roof Guardrail - steel rail anchored to Masonry parapet | 224 | m | 100 | 22400
| - | Roof Drainage generally | 2150 | m2 | 40 | 86000 | [6 empty] | þ | Fire suppression?
[7 empty] | 1097400 | [6 empty] | Prefab buildings
| 2.4 | Stairs and Ramps | [10 empty] | excluded | include for new portacabin control rooms as part of this section - allowance at this stage. 306`m2
Works to existing buildings
| 2.5 | External Walls | [10 empty] | price for roof removal | Overhaul pigeon alley roof?
| - | Metal rainscreen - curved | 3410 | m2 | 600 | 2046000 | [7 empty] | External Works
| - | Metsec LSF inner leaf | 3410 | m2 | 180 | 613800 | [6 empty] | þ | Assume no works to hard standing
| - | extra over; Insulation; inc. DPM, VCL etc | 3410 | m² | 50 | 170500
| - | extra over; SP60 Firestop Cavity Barrier, OSCB Cavity Barrier & Rockclose Insulated dpc | 3410 | m² | 50 | 170500
| - | Rebuild Masonry wall - East elevation - adjacent to light well - 225mm thick | 264 | m2 | 260 | 68640
3069440
| 2.6 | Windows and External Doors
| - | Remove existing elephant doors | 5 | nr | 1000 | 5000
| - | Install clarke elephant door or similar | 6 | nr | 25000 | 150000
| - | Remove existing external door | 13 | nr | 200 | 2600
| - | Heavy duty solid flush door; single leaf; including ironmongery 48db | 13 | nr | 3500 | 45500
| - | UPVc Windows - Midzone | 6 | nr | 700 | 4200
207300
| 2.7 | Internal walls and partitions
| - | Shaft wall - fixed - Jumbo Stud F60 - Lined with Fermacell fireboard (assume 14.4m high throughout) | 4346 | m² | 100 | 434600
| - | extra over; Insulation; inc. DPM, VCL etc | 4346 | m² | 50 | 217300
| - | Seperating wall - construction unknown, assume LSF | 1100 | m² | 180 | 198000
| - | Insulation | 1100 | m² | 50 | 55000
| - | Acoustic lobby - 140mm blockwork | 143 | m² | 75 | 10725
Metal Stud Partitions - Midzone
| - | Assumed 102mm stud; (approx. 3.3m high throughout - assumed) | 350 | m² | 40 | 14000
| - | extra over; Insulation | 350 | m² | 15 | 5250
| - | extra over; forming internal door openings; | 14 | nr | 50 | 700
935575
| 2.8 | Internal doors
| - | Remove existing internal door | 12 | nr | 150 | 1800
| - | New internal door, single leaf, 48db | 24 | nr | 1500 | 36000
| - | New internal door, double leaf, 48db | 6 | nr | 2500 | 15000
Architrave
| - | European whitewood; inc. Primer and undercoat | 84 | m | 15 | 1260
Fire and smoke seal - intumescent seals to frame and between frame and structural opening
| - | Generally | 42 | m | 30 | 1260
55320
|  | Element Group Total |  |  |  |  | 6678197
3 | Internal Finishes
| 3.1 | Wall finishes
| - | Acoustic lining - mineral wool slabs, fixed to jumbo stud - black textile finish | 4225 | m² | 100 | 422500
| - | Extra over; sacrifical/protection layer, assume 2m high | 602 | m² | 40 | 24080
| - | Remove existing and replace wall finish in ancillary area ( allow for 3.3m height) | 1110 | m² | 70 | 77700
Acoustic Lobby
| - | Acoustic lining - allow for 2 nr cement particle board and 2 nr fireboard | 143 | m² | 90 | 12870
| - | Skim plaster; 3mm thick | 143 | m² | 15 | 2145
| - | Generally: Emulsion Paint, Dulux Trade Diamond Eggshell | 143 | m² | 15 | 2145
541440
| 3.2 | Floor finishes
| - | Carry out repairs and resurface studios 8 and 9 | 2 | nr | 90000 | 180000
| - | Resurface Studio 7 | 465 | m² | 35.3511 | 16438
| - | Remove existing and replace floor finish in ancillary areas | 352 | m² | 70 | 24640
| - | Replace stair nosings throughout - as per BAQUS estimate | 840 | nr | 40 | 33600
254678
| 3.3 | Ceiling finishes
| - | Acoustic panel linings; mineral wool panels fixed to CP board or similar, fixed above structural metal deck | 1877 | m² | 110 | 206470
| - | perimeter edge detail with 50 mm × 50 mm support batten | 301 | m | 20 | 6020
| - | Remove existing and replace suspended ceiling grid in ancillary areas | 352 | m² | 75 | 26400
Acoustic Lobby
| - | Acoustic lining - allow for 2 nr cement particle board and 2 nr fireboard | 21 | m² | 100 | 2100
| - | Skim plaster; 3mm thick | 21 | m² | 15 | 315
| - | Generally: Emulsion Paint, Dulux Trade Diamond Eggshell | 21 | m² | 15 | 315
241620
|  | Element Group Total |  |  |  |  | 1037738
4 | Fittings, Furnishings and Equipment (FFE) - Excluded
| 4.1 | FF&E
| - | cable hooks (excluded) | 3 | nr |  | 0
| - | Specialist fit out excluded |  |  |  |  | 0
0
|  | Element Group Total |  |  |  |  | 0
5 | Services
| 5.1 | Sanitary appliances
| - | Assume no works required | 0 | 0 | 0 | 0
0
| 5.2 | Services Equipment | [6 empty] | rate based on external estimate
| - | Assume no works required | 0 | 0 | 0 | 0
0
| 5.3 | Disposal installations
| - | Assume no works required | 0 | 0 | 0 | 0
0
| 5.4 | Water installations
| - | Assume no works required | 0 | 0 | 0 | 0
0
| 5.5 | Heat Source
| - | Air source heat pump, 6 nr 100kw units, 2 per studio | 600 | kw | 420 | 252000
| - | VRF System to mid zone, allow for 2 MVHR per floor (2 floors serviced, and distribution) | 234 | m² | 300 | 70200
| - | Electric panel heater | 4 | nr | 500 | 2000 | 324200
| 5.6 | Space heating and air conditioning
| - | AHU - Supply and install, including cranage allowance, based on budget quotation | 3 | nr | 100000 | 300000
| - | Distribution, jet diffusers internally, belmouth extraction | 1877 | m² | 200 | 375400
675400
| 5.7 | Ventilation systems
| - | Ventilation - included above | 0 | 0 | 0 | 0
| - | Ventilation - Car Park - Assisted natural car park ventilation - as per PVE Quotation | 1 | item | 60000 | 60000 | 0
60000
| 5.8 | Electrical installations
Studios/Mid zone
Lighting (General lighting only, specialist lighting to be provided by BBC)
| - | Internal Lighting; general lighting only, specialist lighting to be provided by BBC | #REF! | m² | 100 | #REF!
| - | Emergency Lighting; | #REF! | m² | 20 | #REF!
| - | Earthing & Bonding | #REF! | m² | 10 | #REF!
| - | External Lighting; to exits and perimeter of building | #REF! | m² | 15 | #REF!
| - | Allowance to reinstate lighting rail | 3 | nr | 20600 | 61800
#REF!
Electric Mains and Sub-mains Distribution
| - | New mains and sub-mains distribution. | #REF! | m² | 90 | #REF!
| - | Data Containment | #REF! | m² | 15 | #REF!
| - | Distribution boards | #REF! | m² | 35 | #REF!
|  | Power Installations |  |  |  | 0
| - | Small Power | #REF! | m² | 25 | #REF!
| - | Supplies to Mechanical equipment | #REF! | m² | 25 | #REF! |  | 28650
#REF!
Basement Car Park
Lighting
| - | Internal Lighting; | 4824 | m² | 20 | 96480
| - | Emergency Lighting; | 4824 | m² | 15 | 72360
| - | Earthing & Bonding | 4824 | m² | 5 | 24120
192960
Electric Mains and Sub-mains Distribution
| - | New mains and sub-mains distribution. | 4824 | m² | 20 | 96480
| - | Distribution boards | 4824 | m² | 10 | 48240
|  | Power Installations |  |  |  | 0
| - | Small Power | 4824 | m² | 15 | 72360
| - | Supplies to Mechanical equipment | 4824 | m² | 10 | 48240
265320
| 5.9 | Fuel installations
| - | Assume no works required | 0 | 0 | 0 | 0
| 5.1 | Lift and conveyor installations
| - | Disabled platform lift single wheelchair; 400 kg; 4 stops; 0.16 m/s | 1 | item | 50000 | 50000
50000
| 5.11 | Fire and lighting protection
| - | Sprinkler system to be installed, fire alarm system, lightning protection | #REF! | m² | 120 | #REF!
| - | Basement sprinkler system - HPP3 system | 4824 | m² | 50 | 241200
| - | Allowance for tank and housing; making good any structures disturbed | 1 | P/Sum | 40000 | 40000
[6 empty] | 0 | #REF!
| 5.12 | Communication, security and controls
| - | BMS | #REF! | m² | 40 | #REF!
| - | Security, Access Control and CCTV | #REF! | m² | 40 | #REF!
|  | Allowance for WIFI and Data (Scope and Specification undefined) | 1 | P/Sum | 200000 | 200000
#REF!
| 5.13 | Specialist installations
| - | Assumed no works required | 0 | 0 | 0 | 0
0
| 5.14 | Builders work in connection with services
| - | Generally | #REF! |  | 5% | #REF!
| - | Extra Over; Forming Risers to facilitate technical cabling route from ancillary spaces to production areas | 1 | P/Sum | 25000 | 25000
#REF!
0
|  | Element Group Total |  |  |  |  | #REF!
7 | Works to existing buildings
| 7.1 | Minor demolition and alteration works
| - | Strip out remaining ditribution to ancilliary areas - midzone | 342 | m² | 40 | 13680
| - | Strip out plant and distribution in Ancillary block opposite studios, includes AHU, Gas Burners, Electrical panels, Ductwork | 1 | P/Sum | 20000 | 20000
| - | Remove existing roof over 'pigeon alley' | 644 | m² | 60 | 38640
| - | Demolish failing masonry wall - East elevation - Single skin masonry wall | 264 | m² | 65 | 17160
| - | Demolish Mechanical Risers - East elevation | 116 | m3 | 100 | 11600
| - | Break up defective screed - basement | 4824 | m² | 15 | 72360
| - | Break up screed - pigeon alley | 644 | m² | 15 | 9660
| - | Concrete repairs, allow for 200 nr .5m2 areas | 100 | m² | 80 | 8000
| - | Allowance to make good RAAC wall panels post demolition | 1 | P/Sum | 20000 | 20000
| - | Allowance for tidying up distribution in car park | 1 | P/Sum | 10000 | 10000
221100
| 7.2 | Repairs to existing services
| - | assume no works required | 0 | 0 | 0 | 0
| 7.3 | Damp-proof courses/fungus and beetle eradication
| - | Assume no works required | 0 | 0 | 0 | 0
| 7.4 | Façade retention
| - | Assume no works required | 0 | 0 | 0 | 0
| 7.5 | Cleaning existing services
| - | Assume no works required | 0 | 0 | 0 | 0
|  | Element Group Total |  |  |  |  | 221100
8 | External Works
| 8.1 | Site preparation works
| - | Assume no works required | 0 | Item | 0 | 0
0
| 8.2 | Roads, paths, pavings and surfacings
Basement
| - | Binder Course; AC 20 dense bin 40/60 des laid at 60mm thickness | 4824 | m² | 28 | 135072
| - | Surface Course; AC 10 close surf 100/150 laid at 40mm thickness | 4824 | m² | 30 | 144720
| - | Tensar SSLA20 Polypropylene Geogrid | 4824 | m² | 25 | 120600
| - | Car park lining | 4824 | m² | 5 | 24120
Pigeon Alley
| - | Granolithic screed 38mm thick | 644 | m² | 45 | 28980
| - | Extra Over; Power Float finish | 644 | m² | 10 | 6440
459932
| 8.3 | Soft landscaping, planting and irrigation systems
| - | Assume no works required | 1 | P/Sum |  | 0
0
| 8.4 | Fencing, railings and walls
| - | Assume no works required | 1 | P/Sum |  | 0
0
| 8.5 | External fixtures
| - | Statutory signage | 1 | P/Sum | 10000 | 10000
10000
| 8.6 | External drainage
| - | Storm Drainage - main building | #REF! | m² | 35 | #REF!
|  | Storm Drainage - Basement - new gulleys connecting to existing drainage | 4824 | m² | 15 | 72360
#REF!
| 8.7 | External services
Electricity mains supply; connection
| - | Allowance for new HV sub station switch panel, 3200A ACB incomer, 3No. 1000A MCCB Outgoers, metered, including disconnection and removal of redundant panel | 1 | item | 65000 | 65000
| - | Connection to existing sub station, 1 nr SWA terminating in isolator and mains panel | 3 | nr | 20000 | 60000
| - | Allowance to reroute existing cabling into Generator room, to form A permanent cabled generator feed to a suitable connection device | 1 | P/Sum | 35000 | 35000
160000
Gas mains supply; connection
| - | Disconnect gas supply serving gas burners in Ancillary building | 1 | Item | 1500 | 1500
1500
Water mains supply; connection
| - | Assumed no works required | 0 | 0 | 0 | 0
Telecommunications system connections
| - | Assumed no works required | 0 | 0 | 0 | 0
| 8.8 | Minor building works and ancilary buildings
| - | Builders work in connection with utilities - included above | 161500 |  | 5% | 8075
8075
|  | Element Group Total |  |  |  |  | #REF!
[10 empty] | #REF! | #REF!
|  | Sub Total: Facilitating works and Building Works |  |  |  | £ | #REF! |  |  | #REF!
9 | Main contractor's preliminaries
| 1 | Employer's requirements |  | item | 0 | #REF!
| 2 | Main contractor's cost items and site preliminaries etc |  | % | 12 | #REF!
|  | Element Group Total |  |  |  |  | #REF!
10 | Main contractor's overheads and profit
| 1 | Main Contractor's Overheads & Profit |  | % | 6.5 | #REF!
|  | Element Group Total |  |  |  |  | #REF!
|  | Total: Building Works Estimate |  |  |  | £ | #REF! | 1530641
11 | Project/design fees - Excluded
| 1 | Consultants’ fees |  | Item |  | 675000
|  | Fees incurred to date |  | Item |  | 200000
| 2 | Main contractor’s pre-construction fees |  | item | 0 | 0
| 3 | Main contractor’s design fees |  | % | 0 | 0
875000
12 | Other development/project costs - Excluded
| 1 | {item description} |  | item |  | 0
| 2 |  |  |  |  | 0
| 3 |  |  |  |  | 0
|  | Element Group Total |  |  |  |  | 875000
|  | Base Cost Estimate |  |  |  | £ | #REF!
13 | Risk Allowance Estimate
| 1 | Design development risks |  | % | 4 | #REF!
| 2 | Construction risks |  | % | 3 | #REF!
| 3 | Employer change risks |  | % | 1.5 | #REF!
| 4 | Employer other risks |  | % | 1.5 | #REF!
|  | Element Group Total |  |  |  |  | #REF!
|  | Total Project Cost (excluding Inflation & VAT) |  |  |  | £ | #REF!
14 | Inflation - Excluded
| 1 | Tender inflation | 0.51 | % | 0.51 | #REF!
| 2 | Construction inflation | 2.58 | % | 2.58 | #REF!
#REF!
|  | Total Project Cost (excluding VAT) |  |  |  | £ | #REF!
15 | VAT - Excluded
| 1 | VAT |  | % |  | #REF!
#REF!
16 |  | TOTAL PROJECT COST |  |  |  | £ | #REF!
| • | Rounded to the nearest pound
| • | Based at 1Q2024 pricing
| • | See section 6 for exclusions & qualifications
[5 empty] | Area for calculation purposes : | #REF! | m²
[5 empty] | Building Works Estimate Cost per m²: | #REF! | £/m²
[5 empty] | Building Works Estimate Cost per ft²: | #REF! | £/ft²

## A. Level 1 Summary (O4) (hidden)
#REF! |  |  |  |  | QS Calculations
#REF! | [5 empty] | Gross Floor Area : | #REF! | m²
A. ESTIMATE ANALYSIS
A.1 | Estimate Summary |  |  | Order of Cost Estimate | Estimate Section Totals
REF | GROUP ELEMENT |  | COST/m² £ | TOTAL £ | 1 | 1 from (i) | 2 from (ii) | 3 from (iii) | 5
0 | Facilitating works |  | #REF! | 4130590 |  | 0 | 0
1 | Substructure |  | #REF! | 1644165.3125 |  | 0 | 0
2 | Superstructure |  | #REF! | 8844387 |  | 0 | 0
3 | Internal finishes |  | #REF! | 974898 |  | 0
4 | Fittings, furnishings and equipment |  | #REF! | 0 |  | 0 | 0
5 | Services |  | #REF! | #REF! |  | 0
6 | Complete buildings and building units |  | #REF! | 0 | 0 | 0 | 0
7 | Work to existing buildings |  | #REF! | 121640 |  | 0
8 | External works |  | #REF! | #REF! |  | 0 | 0
| Sub Total: Facilitating works and Building Works | £ | #REF! | #REF! | 0 | 0 | 0 | 0 | 0
9 | Main contractor's preliminaries |  | #REF! | #REF! | 0 | 0
10 | Main contractor's overheads and profit |  | #REF! | #REF! | 0 | 0
| Total: Building Works Estimate | £ | #REF! | #REF! | 0 | 0 | 0 | 0 | 0
11 | Project/design team fees |  | #REF! | #REF!
12 | Other development/project costs |  | #REF! | 0 |  | 0 | 0
| Base Cost Estimate | £ | #REF! | #REF! |  | 0 | 0 | 0 | 0
13 | Risks |  | #REF! | #REF! | 0 | 0 | 0
| Cost Limit (excluding Inflation) | £ | #REF! | #REF! |  | 0 | 0 | 0 | 0
14 | Inflation |  | #REF! | #REF!
| Cost Limit (excluding VAT assessment) | £ | #REF! | #REF! |  | 0 | 0 | 0 | 0
15 | VAT Assessment |  |  | Excluded
• | Rounded to the nearest pound
• | Based at 1Q2014 pricing, see section 6 for inflation trends allowances
|  | Area for calculation purposes : | #REF! | m²
|  | Cost per m²: | #REF! | £/m²
|  |  | #REF! | £/ft²
Go to the worksheets and clear the cells not required

## 5.00 Elstree Studios - O4 (hidden)
#REF! | [10 empty] | GIFA
#REF! | [5 empty] | GIFA (m2) | #REF!
[5 empty] | Construction Cost |  | #REF!
A. COST PLAN DETAILED BREAKDOWN - OPTION 4 | [5 empty] | £/m2 | #REF!
#REF!
REF | DESCRIPTION |  | QUANTITY |  | RATE | ITEM TOTAL | GROUP TOTAL
Scope of works
Superstructure
0 | Facilitating works/Enabling works | [10 empty] | þ | Install Crashdeck/ scaffold - scaffold cost in addition to prelims, allow to protect floor, correx, ply - 2 layers
| 0.1 | Toxic/hazardous material removal - (Excluded) | 0 | 0 | 0 | 0 | [5 empty] | þ | Remove Gantry | Client wants to keep in place
[7 empty] | 0 |  |  |  |  | þ | Reinstate Gantry
| 0.2 | Major demolition works | [9 empty] | þ | Allowance for sealing building incase of Asbestos disturbance in cavity?
| - | Demolish existing stages | 33430 | m3 | 85 | 2841550 | [5 empty] | þ | Allowance for removal and replacement of high level parapet
[7 empty] | 2841550 |  |  |  |  | þ | Install roof structure and new covering
| 0.3 | Temporary support to adjacent structures
| - | Allowance to temporarily support adjacent ancillary structures | 1 | P/Sum | 100000 | 100000 | [5 empty] | þ | Bed joint reinforcement to areas noted by structure - replacement of defective brick units (assume 10%)
100000
| 0.4 | Specialist Groundworks - (Excluded) | 0 | 0 | 0 | 0
[7 empty] | 0 |  |  |  |  | þ | DPC and pointing repairs
| 0.5 | Temporary diversion works - (Excluded) | 0 | 0 | 0 | 0 | [5 empty] | þ | Allowance for testing existing helical ties and provision of additional helifix
[7 empty] | 0 |  |  |  |  | þ | any additional requirement for structural support to either masonry façade or raac panels?
| 0.6 | Extraordinary site investigation works - (Excluded) | 0 | 0 | 0 | 0 | [5 empty] | þ | Install shaftwall/metsec system internally.
[12 empty] | excluded | Repairs to gantry
0.7 | Enabling Works | [10 empty] | þ | Firestopping within shaftwall cavity and/or coating of steel frame
| - | Perimeter Scaffold | 3410 | m2 | 210 | 716100 | [5 empty] | assume not | Retention of steel frame - does this create cost? |  |  | Allowed for recoating steel frame
| - | Internal crash deck | 1877 | m2 | 100 | 187700 | [5 empty] | þ | Any works required to external doors? - assume replace |  |  | install 1, remove and replace remainder
| - | Allowance for internal scaffold per studio | 3 | nr | 50000 | 150000 | [5 empty] | þ | Allow to add additional layer to floor
| - | scaffold to pigeon alley | 644 | m2 | 210 | 135240
1189040
|  | Element Group Total |  |  |  |  | 4130590 |  |  |  |  | þ | allowance for protection of floor
[12 empty] | þ | Wall - Acoustic lining - fixed to shaft wall - assume no requirement for further boarding.
1 | Substructure | [10 empty] | þ | Wall - assume sacrificial/protection layer at the bottom to protect integrity of acoustic lining - say 3m high
| 1.1 | Standard Foundations | [9 empty] | þ | Ceiling - Acoustic lining - spec is CP Board with DB properties - suspended |  |  | assume remove and replace
Pad foundations - at base of steel columns
| - | Excavation; including disposal off site | 328.125 | m3 | 50 | 16406.25
| - | 2500 x 2500 x 750mm pad foundation | 328.125 | m3 | 325 | 106640.625 |  |  |  | 969.5
| - | Reinforcement rate; (Assumed 150kg/m3) | 49.2188 | tn | 1250 | 61523.4375 |  |  |  | 350
| - | Formwork | 969.5 | m | 50 | 48475
| 1.2 | Specialist Foundations | [9 empty] | þ | Assume refurbishment of circulation finishes and ancillary spaces within stage building
| - | Assumed no works required
FF&E
| 1.3 | Lowest floor construction
| - | Basement slab - 250 mm thick concrete podium slab with 2 layers of A252 fabric reinforcement, allow for 50% of area to be remediated | 2412 | m² | 180 | 434160
| - | Waterproofing underslab | 2412 | m² | 40 | 96480
| - | Underslab Drainage | 2412 | m² | 40 | 96480
| - | Insulation; Celotex GA3000; 75mm thick, 200micron polythene; blinding & DPM layer | 2412 | m² | 50 | 120600
| - | Studio slab - 250 mm thick concrete podium slab with 2 layers of A252 fabric reinforcement | 2140 | m² | 180 | 385200
| - | Waterproofing underslab | 2140 | m² | 40 | 85600
| - | Underslab Drainage | 2140 | m² | 40 | 85600
| - | Insulation; Celotex GA3000; 75mm thick, 200micron polythene; blinding & DPM layer | 2140 | m² | 50 | 107000
663400
| 1.4 | Basement Excavation
| - | Assumed no works required | 0 | 0 | 0 | 0 | [6 empty] | Services
[7 empty] | 0 |  |  |  |  | þ | Assume no requirement for sanitary
| 1.5 | Basement retaining walls | [9 empty] | þ | strip out remainder of existing M&E distribution, assume 100% ancillary
| - | Assumed no works required | 0 | 0 | 0 | 0 | [5 empty] | þ | Assume no works to disposal installations or requirements for new
[7 empty] | 0 |  |  |  |  | þ | Assume no works to water installations or requirement for new
|  | Element Group Total |  |  |  |  | 1644165.3125 |  | 737.6246 |  |  | þ | Heat source - Baqus priced an ASHP based on quotation - this allowance can be adjusted to present day value
[12 empty] | þ | emmitters - MVHR?
2 | Superstructure | [10 empty] | þ | combined heating and ventilation?
| 2.1 | Frame | [9 empty] | þ | Plant likely to be housed on roof, allowance for structural support required.
Primary frame
| - | Steel frame; Inc. Columns, Beams etc @ 50/kg/m2 | 450 | t | 4000 | 1800000
| - | Fittings @ 10% | 45 | t | 4000 | 180000
| - | Intumescent coatings | 5324 | m² | 50 | 266200
Secondary steelwork - Gantries, lighting rail etc
| - | Steel frame; Inc. Columns, Beams etc @ 70/kg/m2 | 156.03 | t | 4000 | 624120
| - | Fittings @ 10% | 15.603 | t | 4000 | 62412
| - | Intumescent coatings | 2229 | m² | 50 | 111450
| 2.2 | Upper Floors | [9 empty] | þ | Wifi/Data
| - | Mid zone floors - assume posi joists or similar | 234 | m2 | 75 | 17550
| - | 18mm T&G Chipboard | 234 | m2 | 30 | 7020
| 2.3 | Roof |  |  |  |  | 3068752 |  |  |  |  | þ | comms or security requirement?
| - | Install new flat roof system, structure and covering, all associated flashing and capping | 2150 | m2 | 460 | 989000
| - | Roof Guardrail - steel rail anchored to Masonry parapet | 224 | m | 100 | 22400 |  |  |  | Floor finish to be confirmed, assume timber |  | þ | Fire suppression?
| - | Roof Drainage generally | 2150 | m2 | 40 | 86000 | [6 empty] | Prefab buildings
[7 empty] | 1097400 |  |  |  |  | excluded | include for new portacabin control rooms as part of this section - allowance at this stage. 306`m2
| 2.4 | Stairs and Ramps
| - | Precast concrete staircases - dogleg | 12 | nr | 10000 | 120000 | [6 empty] | Works to existing buildings
| - | Steel staircases and walkways - to studios | 6 | nr | 50000 | 300000
420000
| 2.5 | External Walls | [10 empty] | External Works
| - | Metal rainscreen - curved | 3410 | m2 | 600 | 2046000 | [5 empty] | þ | Assume no works to hard standing
| - | Metsec LSF inner leaf | 3410 | m2 | 180 | 613800
| - | extra over; Insulation; inc. DPM, VCL etc | 3410 | m² | 50 | 170500
| - | extra over; SP60 Firestop Cavity Barrier, OSCB Cavity Barrier & Rockclose Insulated dpc | 3410 | m² | 50 | 170500 |  |  |  | Include for full length ramp in glass link corridor
| - | Rebuild Masonry wall - East elevation - adjacent to light well - 225mm thick | 264 | m2 | 260 | 68640
3069440
| 2.6 | Windows and External Doors
| - | Install clarke elephant door or similar | 6 | nr | 25000 | 150000
| - | Heavy duty solid flush door; single leaf; including ironmongery 48db | 13 | nr | 3500 | 45500
| - | UPVc Windows - Midzone | 6 | nr | 700 | 4200
199700
| 2.7 | Internal walls and partitions
| - | Shaft wall - fixed - Jumbo Stud F60 - Lined with Fermacell fireboard (assume 14.4m high throughout) | 4346 | m² | 100 | 434600
| - | extra over; Insulation; inc. DPM, VCL etc | 4346 | m² | 50 | 217300
| - | Seperating wall - construction unknown, assume LSF | 1100 | m² | 180 | 198000
| - | Insulation | 1100 | m² | 50 | 55000
| - | Acoustic lobby - 140mm blockwork | 143 | m² | 75 | 10725
Metal Stud Partitions - Midzone
| - | Assumed 102mm stud; (approx. 3.3m high throughout - assumed) | 350 | m² | 40 | 14000
| - | extra over; Insulation | 350 | m² | 15 | 5250
| - | extra over; forming internal door openings; | 14 | nr | 50 | 700
283675
| 2.8 | Internal doors
| - | New internal door, single leaf, 48db | 24 | nr | 1500 | 36000
| - | New internal door, double leaf, 48db | 6 | nr | 2500 | 15000
Architrave
| - | European whitewood; inc. Primer and undercoat | 84 | m | 15 | 1260
Fire and smoke seal - intumescent seals to frame and between frame and structural opening
| - | Generally | 42 | m | 30 | 1260
53520
|  | Element Group Total |  |  |  |  | 8844387 |  | 4012.8798
3 | Internal Finishes
| 3.1 | Wall finishes
| - | Acoustic lining - mineral wool slabs, fixed to jumbo stud - black textile finish | 4225 | m² | 100 | 422500
| - | Extra over; sacrifical/protection layer, ply, including decoration (black) assume 2m high | 602 | m² | 40 | 24080 |  |  |  | check rate
| - | Wall finish in ancillary area ( allow for 3.3m height) | 1110 | m² | 50 | 55500
Acoustic Lobby
| - | Acoustic lining - allow for 2 nr cement particle board and 2 nr fireboard | 143 | m² | 90 | 12870
| - | Skim plaster; 3mm thick | 143 | m² | 15 | 2145
| - | Generally: Emulsion Paint, Dulux Trade Diamond Eggshell | 143 | m² | 15 | 2145
519240
| 3.2 | Floor finishes
| - | Technical screed to studios 8 and 9 | 2 | nr | 90000 | 180000 |  |  |  | measured on plan, allowed for additional 25% to account for vaulted ceiling
| - | 75mm screed to Studio 7 | 465 | m² | 35.3511 | 16438
| - | Remove existing and replace floor finish in ancillary areas | 352 | m² | 70 | 24640
221078
| 3.3 | Ceiling finishes
| - | Acoustic panel linings; mineral wool panels fixed to CP board or similar, fixed above structural metal deck | 1877 | m² | 110 | 206470
| - | perimeter edge detail with 50 mm × 50 mm support batten | 301 | m | 20 | 6020 |  |  |  | Quantities unclear, shown on rendered plan only
| - | Install suspended ceiling grid in ancillary areas | 352 | m² | 55 | 19360
Acoustic Lobby
| - | Acoustic lining - allow for 2 nr cement particle board and 2 nr fireboard | 21 | m² | 100 | 2100
| - | Skim plaster; 3mm thick | 21 | m² | 15 | 315
| - | Generally: Emulsion Paint, Dulux Trade Diamond Eggshell | 21 | m² | 15 | 315
234580
|  | Element Group Total |  |  |  |  | 974898
4 | Fittings, Furnishings and Equipment (FFE) - Excluded
| 4.1 | FF&E
| - | Specialist fit out excluded | 0 | 0 | 0 | 0
0
|  | Element Group Total |  |  |  |  | 0
5 | Services
| 5.1 | Sanitary appliances | [12 empty] | Grade Two Listed Theatre – Your Future Energy
| - | Assume no works required | 0 | 0 | 0 | 0
[7 empty] | 0 | [7 empty] | Fettes College ¦ Alternative Heat
| 5.2 | Services Equipment | [6 empty] | rate based on external estimate |  |  | assume load requirement is the same as existing boiler in the absence of any information
| - | Assume no works required | 0 | 0 | 0 | 0
0
| 5.3 | Disposal installations
| - | Assume no works required | 0 | 0 | 0 | 0
0
| 5.4 | Water installations
| - | Assume no works required | 0 | 0 | 0 | 0
0
| 5.5 | Heat Source | [7 empty] | Ask CH for quote
| - | Air source heat pump, 6 nr 100kw units, 2 per studio | 600 | kw | 420 | 252000
| - | VRF System to mid zone, allow for 2 MVHR per floor (2 floors serviced, and distribution) | 234 | m² | 300 | 70200
| - | Electric panel heater | 4 | nr | 500 | 2000 |  |  |  |  | Electrical proposals
[7 empty] | 324200 |  |  |  | new three phase power supply
| 5.6 | Space heating and air conditioning | [8 empty] | new db - serves lighting and existing distribution
| - | AHU - Supply and install, including cranage allowance, based on budget quotation | 3 | nr | 100000 | 300000 |  |  |  |  | Installation of LED lighting throughout
| - | Distribution, jet diffusers internally, belmouth extraction | 1877 | m² | 200 | 375400
675400
| 5.7 | Ventilation systems
| - | Ventilation - included above | 0 | 0 | 0 | 0
| - | Ventilation - Car Park - Assisted natural car park ventilation - as per PVE Quotation | 1 | item | 60000 | 60000
60000
| 5.8 | Electrical installations
|  | Lighting (General lighting only, specialist lighting to be provided by BBC) | [12 empty] | Option 3
| - | Internal Lighting; general lighting only, specialist lighting to be provided by BBC | #REF! | m² | 100 | #REF! | [8 empty] | § New Gas Boiler
| - | Emergency Lighting; | #REF! | m² | 20 | #REF! | [7 empty] | þ | § LTHW ancillaries
| - | Earthing & Bonding | #REF! | m² | 10 | #REF! | [7 empty] | þ | § Vertical borehole system
| - | External Lighting; to exits and perimeter of building | #REF! | m² | 15 | #REF! | [7 empty] | þ | § Shared borehole manifold
| - | Allowance to reinstate lighting rail | 3 | nr | 20600 | 61800 | [7 empty] | þ | § Underfloor heating system to main area
[7 empty] | #REF! | [6 empty] | þ | § New air curtain to entrance area
|  | Electric Mains and Sub-mains Distribution | [11 empty] | þ | § New controls
| - | New mains and sub-mains distribution. | #REF! | m² | 90 | #REF! | [7 empty] | þ | § Internal Thermal store
| - | Data Containment | #REF! | m² | 15 | #REF! |  |  |  | #DIV/0! |  |  |  | þ | § Upgraded power supply
| - | Distribution boards | #REF! | m² | 35 | #REF!
|  | Power Installations |  |  |  | 0
| - | Small Power | #REF! | m² | 25 | #REF!
| - | Supplies to Mechanical equipment | #REF! | m² | 25 | #REF!
#REF!
Basement Car Park
Lighting
| - | Internal Lighting; | 4824 | m² | 20 | 96480
| - | Emergency Lighting; | 4824 | m² | 15 | 72360
| - | Earthing & Bonding | 4824 | m² | 5 | 24120
192960
Electric Mains and Sub-mains Distribution
| - | New mains and sub-mains distribution. | 4824 | m² | 20 | 96480
| - | Distribution boards | 4824 | m² | 10 | 48240
Power Installations
| - | Small Power | 4824 | m² | 15 | 72360
| - | Supplies to Mechanical equipment | 4824 | m² | 10 | 48240
265320
| 5.9 | Fuel installations
| - | Assume no works required | 0 | 0 | 0 | 0
| 5.1 | Lift and conveyor installations
| - | Disabled platform lift single wheelchair; 400 kg; 3 stops; 0.16 m/s | 1 | item | 50000 | 50000
50000
| 5.11 | Fire and lighting protection
| - | Sprinkler system to be installed, fire alarm system, lightning protection | #REF! | m² | 120 | #REF!
| - | Basement sprinkler system - HPP3 system | 4824 | m² | 50 | 241200
| - | Allowance for tank and housing; making good any structures disturbed | 1 | P/Sum | 40000 | 40000
[6 empty] | 0 | #REF!
| 5.12 | Communication, security and controls
| - | BMS | #REF! | m² | 40 | #REF!
| - | Security, Access Control and CCTV | #REF! | m² | 40 | #REF!
|  | Allowance for WIFI and Data (Scope and Specification undefined) | 1 | P/Sum | 200000 | 200000
#REF!
| 5.13 | Specialist installations
| - | Assumed no works required | 0 | 0 | 0 | 0
| 5.14 | Builders work in connection with services
| - | Generally | #REF! |  | 5% | #REF!
| - | Extra Over; Forming Risers to facilitate technical cabling route from ancillary spaces to production areas | 1 | P/Sum | 25000 | 25000
#REF!
|  | Element Group Total |  |  |  |  | #REF! |  |  | 25 nr based on drawing, 100 per pew seems reasonable
How large is this item?
7 | Works to existing buildings
| 7.1 | Minor demolition and alteration works
| - | Demolish failing masonry wall - East elevation - Single skin masonry wall | 264 | m² | 65 | 17160 |  |  |  | Rate adjusted to exclude removal of Mechanical installations to extension
| - | Remove existing roof over 'pigeon alley' | 644 | m² | 60 | 38640
| - | Strip out plant and distribution in Ancillary block opposite studios, includes AHU, Gas Burners, Electrical panels, Ductwork | 1 | P/Sum | 20000 | 20000
| - | Break up defective screed - basement - remaining screed unaffected by substructure works, assume 50% of area | 2412 | m² | 15 | 36180
| - | Break up screed - pigeon alley | 644 | m² | 15 | 9660
121640
| 7.2 | Repairs to existing services | [7 empty] | As stated above, unclear as to extent of leak, assume 1 days work, materials and making good
| - | assume no works required | 0 | 0 | 0 | 0
0
| 7.3 | Damp-proof courses/fungus and beetle eradication
| - | assume no works required | 0 | 0 | 0 | 0
0
| 7.4 | Façade retention
| - | Assume no works required | 0 | 0 | 0 | 0
0
| 7.5 | Cleaning existing services
| - | Assume no works required | 0 | 0 | 0 | 0
0
|  | Element Group Total |  |  |  |  | 121640
8 | External Works
| 8.1 | Site preparation works
| - | Assume no works required | 0 | 0 | 0 | 0
0
| 8.2 | Roads, paths, pavings and surfacings
Basement
| - | Binder Course; AC 20 dense bin 40/60 des laid at 60mm thickness | 4824 | m² | 28 | 135072
| - | Surface Course; AC 10 close surf 100/150 laid at 40mm thickness | 4824 | m² | 30 | 144720
| - | Tensar SSLA20 Polypropylene Geogrid | 4824 | m² | 25 | 120600
| - | Car park lining | 4824 | m² | 5 | 24120
Pigeon Alley
| - | Granolithic screed 38mm thick | 644 | m² | 45 | 28980
| - | Extra Over; Power Float finish | 644 | m² | 10 | 6440
459932
| 8.3 | Soft landscaping, planting and irrigation systems
| - | Assume no works required | 0 | 0 | 0 | 0
0
| 8.4 | Fencing, railings and walls
| - | Assume no works required | 0 | 0 | 0 | 0
0
| 8.5 | External fixtures
| - | Statutory signage | 1 | P/Sum | 10000 | 10000
10000
| 8.6 | External drainage
| - | Storm Drainage - main building | #REF! | m² | 35 | #REF!
|  | Storm Drainage - Basement - reinstatement of drainage following substructure works | 4824 | m² | 35 | 168840
#REF!
| 8.7 | External services
Electricity mains supply; connection
| - | Allowance for new HV sub station switch panel, 3200A ACB incomer, 3No. 1000A MCCB Outgoers, metered, including disconnection and removal of redundant panel | 1 | item | 65000 | 65000
| - | Connection to existing sub station, 1 nr SWA terminating in isolator and mains panel | 3 | nr | 20000 | 60000
| - | Allowance to reroute existing cabling into Generator room, to form A permanent cabled generator feed to a suitable connection device | 1 | P/Sum | 35000 | 35000
160000
Gas mains supply; connection
| - | Disconnect gas supply serving gas burners in Ancillary building | 1 | Item | 1500 | 1500
1500
Water mains supply; connection
| - | Assumed no works required | 0 | 0 | 0 | 0
Telecommunications system connections
| - | Assumed no works required | 0 | 0 | 0 | 0
| 8.8 | Minor building works and ancilary buildings
| - | Builders work in connection with utilities - included above | 161500 |  | 5% | 8075
8075
|  | Element Group Total |  |  |  |  | #REF!
|  | Sub Total: Facilitating works and Building Works |  |  |  | £ | #REF! |  | #REF! | #REF!
9 | Main contractor's preliminaries
| 1 | Employer's requirements |  | item | 0 | #REF!
| 2 | Main contractor's cost items and site preliminaries etc |  | % | 12 | #REF!
|  | Element Group Total |  |  |  |  | #REF!
10 | Main contractor's overheads and profit
| 1 | Main Contractor's Overheads & Profit |  | % | 6.5 | #REF!
|  | Element Group Total |  |  |  |  | #REF! |  |  | #REF!
|  | Total: Building Works Estimate |  |  |  | £ | #REF! | 1530641
11 | Project/design fees - Excluded
| 1 | Consultants’ fees |  | Item |  | 675000
|  | Fees incurred to date |  | Item |  | 200000
| 3 | Main contractor’s design fees |  | % | 0 | #REF!
#REF!
12 | Other development/project costs - Excluded
| 1 | {item description} |  | item |  | 0
| 2 |  |  |  |  | 0
| 3 |  |  |  |  | 0
|  | Element Group Total |  |  |  |  | #REF!
|  | Base Cost Estimate |  |  |  | £ | #REF!
13 | Risk Allowance Estimate
| 1 | Design development risks |  | % | 4 | #REF!
| 2 | Construction risks |  | % | 3 | #REF!
| 3 | Employer change risks |  | % | 1.5 | #REF!
| 4 | Employer other risks |  | % | 1.5 | #REF!
|  | Element Group Total |  |  |  |  | #REF!
|  | Total Project Cost (excluding Inflation & VAT) |  |  |  | £ | #REF!
14 | Inflation - Excluded
| 1 | Tender inflation | 1 | % | 1 | #REF!
| 2 | Construction inflation | 3 | % | 3 | #REF!
#REF!
|  | Total Project Cost (excluding VAT) |  |  |  | £ | #REF!
15 | VAT - Excluded
| 1 | VAT |  | % |  | #REF!
#REF!
16 |  | TOTAL PROJECT COST |  |  |  | £ | #REF!
| • | Rounded to the nearest pound
| • | Based at 1Q2024 pricing
| • | See section 6 for exclusions & qualifications
[5 empty] | Area for calculation purposes : | #REF! | m²
[5 empty] | Building Works Estimate Cost per m²: | #REF! | £/m²
[5 empty] | Building Works Estimate Cost per ft²: | #REF! | £/ft²

## 6.1 RIBA Stage 3 - Breakdown (hidden)
PROJECT NAME: |  | Littlemore House & Littlemore Brook |  |  | REPORT: |  | Stage 3 Cost Plan (interim) |  |  | VERSION: |  | 3.03 | [7 empty] | Littlemore | 21533 | Existing | 3183 | New Build | 18858 | Car Park | 5686
PROJECT NUMBER: |  | 5017240 |  |  | REPORT DATE: |  | 2022-11-29 |  |  | CURRENT STAGE : |  | RIBA Stage 3 (interim) |  |  |  | #DIV/0! | 463310769.4159 |  |  | Plot 18 | 5469
11 | Cost Build Up | [8 empty] | 999772191.8564 | £m Outturn Costs Forecast Estimate |  |  |  |  | 463310769.4159 | 264842398.8947 | 41038398.8741 | 139267840.4817 | 18162131.1654
| REF | DESCRIPTION |  |  |  |  | QUANTITY | UNIT | RATE | TOTAL | COMMENTS |  |  |  |  | Code | LMH New | LMH Existing | Plot 18 | Walkway |  | Nr | Qty | L | W | H | Total |  | Work Package | Level 1 | Level 2 | Level 3
| 00 | Facilitating works | [12 empty] | 0
| 00.01 | Toxic / Hazardous Material Removal | [12 empty] | 0
| 00.01.01 | Toxic / Hazardous Material Removal | [12 empty] | 0
| - | Within existing building - Allowance to Littlemore House site |  |  |  |  | 1 | item | 500000 | 500000 |  |  |  |  | 0 | LMH Existing |  | 500000 | [11 empty] | 01 - SUBSTRUCTURE | 01.01 - Substructure | 01.01.01 - Standard Foundations
0
[6 empty] | Toxic / Hazardous Material Removal |  |  |  | 500000 |  |  |  |  | 500000
0
| 00.01.02 | Contaminated Land | [12 empty] | 0
| - | In the ground - Allowance to Littlemore House site |  |  |  |  | 1 | item | 1000000 | 1000000 |  |  |  |  | 0 | LMH New | 1000000
0
0
0
[6 empty] | Contaminated Land |  |  |  | 1000000 |  |  |  |  | 1000000
0
[6 empty] | Toxic / Hazardous Material Removal |  |  |  | 1500000 |  |  |  |  | 0 | 0 | 1000000 | 500000 | 0 | 0
0
| 00.02 | Major Demolition Works | [12 empty] | 0
| 00.02.01 | Demolition Works | [12 empty] | 0
| - | Allowance demolition of parts of existing Littlemore House (roof, internal partitions, link structures etc) |  |  |  |  | 937 | m2 | 550 | 515350 | Allowance based on Maylarch guidance 1 August 2022. |  |  |  | 0 | LMH Existing |  | 515350
0
[6 empty] | Demolition Works |  |  |  | 515350 |  |  |  |  | 515350
0
| 00.02.02 | Soft Strip | [12 empty] | 0
0
0
[6 empty] | Soft Strip |  |  |  | 0 |  |  |  |  | 0
0
[6 empty] | Major Demolition Works |  |  |  | 515350 |  |  |  |  | 0 | 0 | 0 | 515350 | 0 | 0
0
| 00.03 | Temporary support to adjacent structures | [12 empty] | 0
| 00.03.01 | Temporary support to adjacent structures | [12 empty] | 0
| - | Allowance for adjacent properties to Littlemore House site |  |  |  |  | 3183 | m2 | 150 | 477450 |  |  |  |  | 0 | LMH Existing |  | 477450
0
[6 empty] | Temporary support to adjacent structures |  |  |  | 477450 |  |  |  |  | 477450
0
[6 empty] | Temporary support to adjacent structures |  |  |  | 477450 |  |  |  |  | 0 | 0 | 0 | 477450 | 0 | 0
0
| 00.04 | Specialist Groundworks | [12 empty] | 0
| 00.04.01 | Site dewatering and pumping | [12 empty] | 0
|  | Littlemore House - Existing | [12 empty] | 0
| - | Dewatering allowance |  |  |  |  | 6 | item | 25000 | 150000 | Minimal allowance to reflect shallow excavation |  |  |  | 0 | LMH Existing |  | 150000
| - | [13 empty] | 0
|  | Littlemore House - New Build | [12 empty] | 0
| - | Dewatering allowance |  |  |  |  | 1 | item | 400000 | 400000 | To basement construction |  |  |  | 0 | LMH New | 400000
0
|  | Plot 18 - New Build | [12 empty] | 0
| - | Dewatering allowance |  |  |  |  | 1 | item | 100000 | 100000 |  |  |  |  | 0 | Plot 18 |  |  | 100000
| - | [13 empty] | 0
0
[6 empty] | Site dewatering and pumping |  |  |  | 650000 |  |  |  |  | 650000
0
| 00.04.02 | Soil stabilisation measures | [12 empty] | 0
0
0
[6 empty] | Soil stabilisation measures |  |  |  | 0 |  |  |  |  | 0
0
| 00.04.03 | Ground gas venting measures | [12 empty] | 0
| - | [13 empty] | 0
0
[6 empty] | Ground gas venting measures |  |  |  | 0 |  |  |  |  | 0
0
[6 empty] | Specialist Groundworks |  |  |  | 650000 |  |  |  |  | 0 | 0 | 400000 | 150000 | 100000 | 0 | [42 empty] | Work Package
[15 empty] | 0 | [47 empty] | 100 - Facilitating Works |  | 0
| 00.05 | Temporary Diversion Works | [12 empty] | 0 | [47 empty] | 110 - Toxic/hazardous material removal |  | 0
| 00.05.01 | Temporary Diversion Works | [12 empty] | 0 | [47 empty] | 120 - Major demolition works |  | 0
| - | Allowance to Littlemore House site |  |  |  |  | 1 | item | 500000 | 500000 |  |  |  |  | 0 | LMH New | 500000 | [45 empty] | 130 - Specialist Groundworks |  | 0
[15 empty] | 0 | [47 empty] | 140 - Temporary diversion works |  | 0
[6 empty] | Temporary Diversion Works |  |  |  | 500000 |  |  |  |  | 500000 | [47 empty] | 150 - Extraordinary site investigation works |  | 0
[15 empty] | 0 | [47 empty] | 191 - Demolitions Package |  | 0
[6 empty] | Temporary Diversion Works |  |  |  | 500000 |  |  |  |  | 0 | 0 | 500000 | 0 | 0 | 0 | [44 empty] | 0
[15 empty] | 0 | [47 empty] | 1000 - Substructure |  | 0
| 00.06 | Extraordinary Site Investigation Works | [12 empty] | 0 | [47 empty] | 1010 - Groundworks & Concrete Works |  | 0
| 00.06.01 | Archaeological investigation | [12 empty] | 0 | [47 empty] | 1020 - Piling; bored |  | 0
| - | Allowance to Littlemore House |  |  |  |  | 1 | item | 250000 | 250000 |  |  |  |  | 0 | LMH New | 250000 | [45 empty] | 1022 - Piling; interlocking sheet |  | 0
| - | Allowance to Plot 18 |  |  |  |  | 1 | item | 250000 | 250000 |  |  |  |  | 0 | Plot 18 |  |  | 250000 | [43 empty] | 1022 - Piling; interlocking sheet |  | 0
| - | Allowance to area outside of LH & Plot 18 site |  |  |  |  | 1 | item | 100000 | 100000 | I.e. Burial ground |  |  |  | 0 | LMH New | 100000
[15 empty] | 0 | [47 empty] | 1040 - Waterproofing |  | 0
[6 empty] | Archaeological investigation |  |  |  | 600000 |  |  |  |  | 600000 | [47 empty] | 1111 - Basement & Frame Package |  | 0
[15 empty] | 0 | [47 empty] | 1121 - Ground & Movement Monitoring Package |  | 0
| 00.06.02 | Reptile/wildlife mitigation measures | [12 empty] | 0 | [49 empty] | 0
| - | Allowance for dealing with badger sets, bat mitigation and the like |  |  |  |  | 1 | item | 150000 | 150000 |  |  |  |  | 0 | LMH New | 150000 | [45 empty] | 2100 - Frame |  | 0
[15 empty] | 0 | [47 empty] | 2110 - Steelwork & Connections |  | 0
[6 empty] | Reptile/wildlife mitigation measures |  |  |  | 150000 |  |  |  |  | 150000 | [47 empty] | 2120 - Fire Protection; intumescent paint |  | 0
[15 empty] | 0 | [47 empty] | 2200 - Upper Floors |  | 0
| 00.06.03 | Other extraordinary site investigation works | [12 empty] | 0 | [47 empty] | 2210 - In-situ/precast Concrete |  | 0
| - | Allowance to Littlemore House site |  |  |  |  | 1 | item | 250000 | 250000 |  |  |  |  | 0 | LMH New | 250000 | [45 empty] | 2220 - Metal decking |  | 0
| - | Ground Investigations - LMH | [7 empty] | 0 | Included in Section 11 |  |  |  | 0 | LMH New | 0
| - | Ground Investigations - Plot 18 | [7 empty] | 0 | Included in Section 11 |  |  |  | 0 | Plot 18 |  |  | 0
[15 empty] | 0 | [47 empty] | 2230 - Structural screed |  | 0
[6 empty] | Other extraordinary site investigation works |  |  |  | 250000 |  |  |  |  | 250000 | [47 empty] | 2240 - Timber decking |  | 0
[15 empty] | 0 | [49 empty] | 0
[6 empty] | Extraordinary Site Investigation Works |  |  |  | 1000000 |  |  |  |  | 0 | 0 | 750000 | 0 | 250000 | 0 | [42 empty] | 2300 - Roof |  | 0
[15 empty] | 0 | [47 empty] | 2310 - Roofing works; Structure |  | 0
| 00 |  |  |  |  | Facilitating works |  |  |  | 4642800 |  |  |  |  | 0 | 0 | 2650000 | 1642800 | 350000 | 0 | [42 empty] | 2320 - Roofing works; Carcass |  | 0
[15 empty] | 0 | [47 empty] | 2330 - Roof Coverings |  | 0
| 00 |  |  |  |  | Facilitating works |  |  |  | 4642800 |  |  |  |  | 0 | 0 | 2650000 | 1642800 | 350000 | 0 | [42 empty] | 2340 - Roof Drainage |  | 0
[15 empty] | 0 | [47 empty] | 2350 - Rooflights |  | 0
| 01 | Substructure | [12 empty] | 0 | [47 empty] | 2395 - Fall arrest systems |  | 0
| 01.01 | Substructure | [12 empty] | 0 | [47 empty] | 2399 - Pigeon Protection |  | 0
| 01.01.01 | Standard Foundations | [12 empty] | 0 | [49 empty] | 0
|  | Littlemore - Existing | [12 empty] | 0
| - | Strip foundations; strengthen; say additional widening of 300mm to existing; (Central Hall) |  |  |  |  | 18.6 | m3 | 1650 | 30690 | Reviewed as underpinning |  |  |  | 0 | LMH Existing |  | 30690 |  |  |  | 2 | 1 | 31 | 0.3 | 1 | 18.6
| - | Excavation of above; disposal off site |  |  |  |  | 18.6 | m3 | 75 | 1395 | Benchmarked rate from Oxford Project |  |  |  | 0 | LMH Existing |  | 1395 |  |  |  | 2 | 1 | 31 | 0.3 | 1 | 18.6
| - | Strip foundations; additional 1nr 600mm strip foundation; (Central Hall) |  |  |  |  | 18.6 | m3 | 1650 | 30690 | Reviewed as underpinning |  |  |  | 0 | LMH Existing |  | 30690 |  |  |  | 1 | 1 | 31 | 0.6 | 1 | 18.6
| - | Excavation of above; disposal off site |  |  |  |  | 18.6 | m3 | 29.12 | 541.632 | Benchmarked rate from Oxford Project |  |  |  | 0 | LMH Existing |  | 541.632 |  |  |  | 2 | 1 | 31 | 0.3 | 1 | 18.6
| - | Concrete basement floor slab; (Central Hall) |  |  |  |  | 0 | m2 | 0 | 0 |  |  |  |  | 0 | LMH Existing |  | 0 |  |  |  | 1 | 0 | 1 | 1 | 1 | 0
| - | Insulation & waterproofing of above |  |  |  |  | 472 | m2 | 98.85 | 46657.2 | Included for 100mm insulation & Fosroc Waterproofing |  |  |  | 0 | LMH Existing |  | 46657.2 |  |  |  | 1 | 472 | 1 | 1 | 1 | 472
| - | New Concrete ground floor slab; (Central Hall) |  |  |  |  | 47.2 | m3 | 246.21 | 11621.112 | Benchmarked rate from Oxford Project |  |  |  | 0 | LMH Existing |  | 11621.112 |  |  |  | 1 | 472 | 1 | 1 | 0.1 | 47.2
| - | Insulation |  |  |  |  | 472 | m2 | 72.48 | 34210.56 |  |  |  |  | 0 | LMH Existing |  | 34210.56 |  |  |  | 1 | 472 | 1 | 1 | 1 | 472
| - | Reinforcement; say 100kg/m3 |  |  |  |  | 4.72 | tn | 1850 | 8732 | Benchmarked recent Oxford project £1850/t suggest increase to this rate |  |  |  | 0 | LMH Existing |  | 8732 |  |  |  | 0.1 | 472 | 1 | 1 | 0.1 | 4.72
[15 empty] | 0 | LMH Existing |  | 0
| - | Strip foundations; strengthen; say additional widening of 300mm to existing; (Wing Building) |  |  |  |  | 19.8 | m3 | 1650 | 32670 |  |  |  |  | 0 | LMH Existing |  | 32670 |  |  |  | 2 | 1 | 33 | 0.3 | 1 | 19.8
| - | Excavation of above; disposal off site |  |  |  |  | 19.8 | m3 | 75 | 1485 | Suggest keeping at £75/m3 to allow for EW support |  |  |  | 0 | LMH Existing |  | 1485 |  |  |  | 2 | 1 | 33 | 0.3 | 1 | 19.8
| - | Concrete basement floor slab; (Wing Building) |  |  |  |  | 0 | m2 | 0 | 0 |  |  |  |  | 0 | LMH Existing |  | 0 |  |  |  | 1 | 0 | 1 | 1 | 1 | 0
| - | Insulation & waterproofing of above |  |  |  |  | 342 | m2 | 98.85 | 33806.7 |  |  |  |  | 0 | LMH Existing |  | 33806.7 |  |  |  | 1 | 342 | 1 | 1 | 1 | 342
| - | New Concrete ground floor slab; (Wing Building) |  |  |  |  | 34.2 | m3 | 246.21 | 8420.382 | Benchmarked rate from Oxford Project |  |  |  | 0 | LMH Existing |  | 8420.382 |  |  |  | 1 | 342 | 1 | 1 | 0.1 | 34.2
| - | Insulation |  |  |  |  | 342 | m2 | 98.85 | 33806.7 |  |  |  |  | 0 | LMH Existing |  | 33806.7 |  |  |  | 1 | 342 | 1 | 1 | 1 | 342
| - | Reinforcement; say 100kg/m3 |  |  |  |  | 3.42 | tn | 1850 | 6327 | Benchmarked recent Oxford project £1850/t suggest increase to this rate |  |  |  | 0 | LMH Existing |  | 6327 |  |  |  | 0.1 | 342 | 1 | 1 | 0.1 | 3.42
| - | Temporary Frames to provide stability to walls |  |  |  |  | 1 | item | 50000 | 50000 |  |  |  |  | 0 | LMH Existing |  | 50000
[15 empty] | 0 | LMH Existing |  | 0
0
| - | Specialist Subcontractor Prelims |  |  |  |  | 25% |  | 331053.286 | 82763.3215 | Percentage as per Stage 1 cost plan |  |  |  | 0 | LMH Existing |  | 82763.3215
0
|  | To Littlemore House New Build at Ground Level | [12 empty] | 0
| - | Site strip for building footprint say 120% of footprint; 250mm deep; dispose off site |  |  |  |  | 2049.6 | m3 | 39.41 | 80774.736 | Benchmarked rate from Oxford Project |  |  |  | 0 | LMH New | 80774.736 |  |  |  |  | 1.2 | 6832 | 1 | 1 | 0.25 | 2049.6
| - | Excavate to formation level; say 750mm deep; dispose off site |  |  |  |  | 6148.8 | m3 | 37.69 | 231748.272 | Benchmarked rate from Oxford Project |  |  |  | 0 | LMH New | 231748.272 |  |  |  |  | 1.2 | 6832 | 1 | 1 | 0.75 | 6148.8
0
|  | Plot 18 | [12 empty] | 0
| - | Site strip for building footprint say 120% of footprint; 250mm deep; retain on site |  |  |  |  | 992.7 | m3 | 39.41 | 39122.307 | Benchmarked rate from Oxford Project |  |  |  | 0 | Plot 18 |  |  | 39122.307 |  |  | 1.2 | 3309 | 1 | 1 | 0.25 | 992.7
| - | Excavate to formation level; say 750mm deep; retain on site |  |  |  |  | 2978.1 | m3 | 37.69 | 112244.589 | Benchmarked rate from Oxford Project |  |  |  | 0 | Plot 18 |  |  | 112244.589 |  |  | 1.2 | 3309 | 1 | 1 | 0.75 | 2978.1
0
0
| - | Specialist Subcontractor Prelims |  |  |  |  | 25% |  | 463889.904 | 115972.476 | New item |  |  |  | 0 | LMH Existing |  | 115972.476
0
[15 empty] | 0 | [47 empty] | 3253 - Floor paint/resin |  | 0
[6 empty] | Standard Foundations |  |  |  | 993678.9875 |  |  |  |  | 0 |  | 312523.008 | 529789.0835 | 151366.896 | 0 | [42 empty] | 3291 - Painting & Decorating; floors |  | 0
[15 empty] | 0 | [47 empty] | 3295 - Lift car finishes; floors |  | 0
| 01.01.02 | Specialist Foundations | [12 empty] | 0 | [49 empty] | 0
|  | Plot 18 | [12 empty] | 0
| - | Piled foundations | [12 empty] | 0 | Plot 18 |  |  | 0 |  |  | 1 | 3309 | 1 | 1 | 1 | 3309
|  | Piling mat/platform |  |  |  |  | 3309 | m2 | 87.75 | 290364.75 | Included for 600mm Thick Piling Platform / Rate also includes for the disposal off site |  |  |  | 0 | Plot 18 |  |  | 290364.75 |  |  | 1 | 3309 | 1 | 1 | 1 | 3309
|  | Piling plant |  |  |  |  | 1 | item | 102000 | 102000 | Benchmarked rate from Expanded Piling = £34k/rig x 3 rigs = £102k |  |  |  | 0 | Plot 18 |  |  | 102000
|  | Moving piling rig to pile position. |  |  |  |  | 120 | nr | 75 | 9000 |  |  |  |  | 0 | Plot 18 |  |  | 9000 |  |  | 1 | 120 | 1 | 1 | 1 | 120
|  | Piles: Bored piles in casing; 600mm diameter; 15m-20m length |  |  |  |  | 120 | nr | 2440 | 292800 | Benchmarked rate from Expanded Piling = £2440/nr suggest increase to this figure. |  |  |  | 0 | Plot 18 |  |  | 292800 |  |  | 1 | 120 | 1 | 1 | 1 | 120
|  | Reinforcement; (200kg/m3) |  |  |  |  | 172.8 | t | 2350 | 406080 | Benchmarked rate from Expanded Piling = £1,850/t suggest increase to this figure. |  |  |  | 0 | Plot 18 |  |  | 406080 |  |  | 1 | 120 | 7.2 | 1 | 200 | 172800
|  | Disposal of excavated material arising from piling; on site |  |  |  |  | 864 | m3 | 75 | 64800 | LOR would expect pile arisings due to their very nature to be disposed off-site. |  |  |  | 0 | Plot 18 |  |  | 64800 |  |  | 1 | 120 | 7.2 | 1 | 1 | 864
|  | Allow for Piling Attendant Machine |  |  |  |  | 8 | wks | 5460 | 43680 | Expanded guidance on this item |  |  |  | 0 | Plot 18 |  |  | 43680 |  |  | 1 | 120 | 1 | 1 | 1 | 120
|  | Cutting off tops of concrete piles and preparing pile heads. |  |  |  |  | 120 | nr | 160.55 | 19266 | Benchmarked rate from recent Oxford Project |  |  |  | 0 | Plot 18 |  |  | 19266 |  |  | 1 | 120 | 1 | 1 | 1 | 120
|  | Pile tests: details, including type of test, pile type, diameter of pile and number of piles to be stated. |  |  |  |  | 1 | item | 100000 | 100000 | Sonic integrity test £10/pile Pile load testing range = £50k to £250k dependant on specification. Suggest increase to £100k |  |  |  | 0 | Plot 18 |  |  | 100000
| - | Pile Caps | [12 empty] | 0
|  | Excavate: Pile caps; 900mm x 900mm x 1000mm dp |  |  |  |  | 25.92 | m3 | 496 | 12856.32 | Rate includes for working space and ewk support |  |  |  | 0 | Plot 18 |  |  | 12856.32 |  |  | 1 | 32 | 0.9 | 0.9 | 1 | 25.92
|  | Pile caps; 900mm x 900mm x 1000mm dp |  |  |  |  | 25.92 | m3 | 228.15 | 5913.648 | Benchmarked recent rate from Oxford Project |  |  |  | 0 | Plot 18 |  |  | 5913.648 |  |  | 1 | 32 | 0.9 | 0.9 | 1 | 25.92
|  | Reinforcement; say 120kg/m3 |  |  |  |  | 3.1104 | tn | 1850 | 5754.24 | Benchmarked recent Oxford project £1850/t suggest increase to this rate |  |  |  | 0 | Plot 18 |  |  | 5754.24 |  |  | 1 | 25.92 | 1 | 1 | 120 | 3110.4
|  | Formwork; edges |  |  |  |  | 115.2 | m | 50.79 | 5851.008 |  |  |  |  | 0 | Plot 18 |  |  | 5851.008 |  |  | 1 | 32 | 3.6 | 1 | 1 | 115.2
| - | Ground Beams | [12 empty] | 0
|  | Excavate: Ground beams; 600mm x 1000mm dp |  |  |  |  | 382.2 | m3 | 260.64 | 99616.608 | Rate includes for working space and ewk support |  |  |  | 0 | Plot 18 |  |  | 99616.608 |  |  | 1 | 637 | 0.6 | 1 | 1 | 382.2
|  | Concrete ground beams between pile caps; 900mm x 900mm x 1000mm dp |  |  |  |  | 382.2 | m3 | 236.59 | 90424.698 |  |  |  |  | 0 | Plot 18 |  |  | 90424.698 |  |  | 1 | 637 | 0.6 | 1 | 1 | 382.2
|  | Reinforcement; say 200kg/m3 |  |  |  |  | 76.44 | tn | 1850 | 141414 | Benchmarked recent Oxford project £1850/t suggest increase to this rate |  |  |  | 0 | Plot 18 |  |  | 141414 |  |  | 1 | 382.2 | 1 | 1 | 200 | 76440
|  | Formwork; edges |  |  |  |  | 637 | m | 50.79 | 32353.23 |  |  |  |  | 0 | Plot 18 |  |  | 32353.23 |  |  | 1 | 637 | 1 | 1 | 1 | 637
| - | Boreholes | [7 empty] | 0 | Included Section 5 |  |  |  | 0 | Plot 18 |  |  | 0
| - | Anti-vibration solutions |  |  |  |  | 1 | item | 150000 | 150000 | Ground borne noise solution - owing to proximity to railway line |  |  |  | 0 | Plot 18 |  |  | 150000
| - | Specialist Subcontractor Prelims |  |  |  |  | 25% |  | 1872174.502 | 468043.6255 |  |  |  |  | 0 | Plot 18 |  |  | 468043.6255
|  | Littlemore House New | [12 empty] | 0
| - | Piled foundations |  |  |  |  | 6861 | m2 | 1200 | 8233200 | Allowance for tension piling |  |  |  | 0 | LMH New | 8233200 |  |  |  |  | 1 | 3309 | 1 | 1 | 1 | 3309
[15 empty] | 0 | [47 empty] | 3330 - Fibrous Plaster / Cornice |  | 0
[6 empty] | Specialist Foundations |  |  |  | 10573418.1275 |  |  |  |  | 0 |  | 8233200 | 0 | 2340218.1275 | 0 | [42 empty] | 3370 - Acoustic panels |  | 0
[15 empty] | 0 | [47 empty] | 3391 - Painting & Decorating; ceilings |  | 0
| 01.01.03 | Lowest Floor Construction | [12 empty] | 0 | [49 empty] | 0
|  | Littlemore - New Build | [12 empty] | 0
| - | 75mm Concrete Blinding |  |  |  |  | 488 | m3 | 236.14 | 115236.32 | Allow for GEN3 Blinding Mix 75mm Thick |  |  |  | 0 | LMH New | 115236.32 |  |  |  |  | 1 | 6494 | 1 | 1 | 0.7 | 4545.8
| - | Slab to (Basement 02); 700 mm thick (Waterproof Concrete) |  |  |  |  | 4545.8 | m3 | 281.95 | 1281688.31 |  |  |  |  | 0 | LMH New | 1281688.31 |  |  |  |  | 1 | 6494 | 1 | 1 | 0.7 | 4545.8
| - | Reinforcement; say 120kg/m3 |  |  |  |  | 545.496 | tn | 1575.73 | 859554.4121 |  |  |  |  | 0 | LMH New | 859554.4121 |  |  |  |  | 0.12 | 4545.8 | 1 | 1 | 1 | 545.496
| - | Insulation |  |  |  |  | 6494 | m2 | 72.48 | 470685.12 |  |  |  |  | 0 | LMH New | 470685.12 |  |  |  |  | 1 | 6494 | 1 | 1 | 1 | 6494
| - | Waterproof membrane |  |  |  |  | 6494 | m2 | 26.37 | 171246.78 | [5 empty] | LMH New | 171246.78
| - | Allowance for movement / construction joints |  |  |  |  | 1 | item | 23811.33 | 23811.33 | Allowance as per Stage 1 cost plan |  |  |  | 0 | LMH New | 23811.33
| - | Anti-vibration solutions |  |  |  |  | 1 | item | 150000 | 150000 |  |  |  |  | 0 | LMH New | 150000 | [45 empty] | 3241 - Porcelain & ceramic; floors |  | 0
| - | Specialist Subcontractor Prelims |  |  |  |  | 25% |  | 3072222.2721 | 768055.568 |  |  |  |  | 0 | LMH New | 768055.568
0
| - | Plot 18 | [12 empty] | 0
| - | 75mm Concrete Blinding |  |  |  |  | 24 | m3 | 236.14 | 5667.36 | Allow for GEN3 Blinding Mix 75mm Thick |  |  |  | 0 | LMH New | 5667.36 |  |  |  |  | 1 | 6494 | 1 | 1 | 0.7 | 4545.8
| - | Concrete raft ground floor slab; assumed 250mm deep |  |  |  |  | 78.5 | m3 | 300 | 23550 | Core Areas at Ground Floor Area only |  |  |  | 0 | Plot 18 |  |  | 23550 |  |  | 1 | 314 | 1 | 1 | 0.25 | 78.5
|  | E.o forming of passenger lift pit and the like |  |  |  |  | 1 | item | 17050 | 17050 |  |  |  |  | 0 | Plot 18 |  |  | 17050
|  | E.o forming of goods lift pit and the like |  |  |  |  | 1 | item | 17050 | 17050 |  |  |  |  | 0 | Plot 18 |  |  | 17050
| - | Reinforcement; say 120kg/m3 |  |  |  |  | 9.42 | tn | 1680 | 15825.6 |  |  |  |  | 0 | Plot 18 |  |  | 15825.6 |  |  | 0.12 | 314 | 1 | 1 | 0.25 | 9.42
| - | Insulation; 100mm; horizontal |  |  |  |  | 314 | m2 | 72 | 22608 |  |  |  |  | 0 | Plot 18 |  |  | 22608 |  |  | 1 | 314 | 1 | 1 | 1 | 314
| - | Insulation; 100mm; vertical |  |  |  |  | 43.93 | m2 | 74 | 3250.82 |  |  |  |  | 0 | Plot 18 |  |  | 3250.82 |  |  | 1 | 175.72 | 1 | 1 | 0.25 | 43.93
| - | Tanking, damp proofing |  |  |  |  | 314 | m2 | 26 | 8164 |  |  |  |  | 0 | Plot 18 |  |  | 8164 |  |  | 1 | 314 | 1 | 1 | 1 | 314
| - | Allowance for movement / construction joints |  |  |  |  | 1 | item | 5000 | 5000 | Allowance as per Stage 1 cost plan |  |  |  | 0 | Plot 18 |  |  | 5000
| - | Anti-vibration solutions |  |  |  |  | 1 | item | 150000 | 150000 |  |  |  |  | 0 | Plot 18 |  |  | 150000 | [43 empty] | 3241 - Porcelain & ceramic; floors |  | 0
| - | Specialist Subcontractor Prelims |  |  |  |  | 25% |  | 262498.42 | 65624.605 |  |  |  |  | 0 | Plot 18 |  |  | 65624.605
[15 empty] | 0 | [47 empty] | 4123 - Leather/Sude; supply & Install |  | 0
[6 empty] | Lowest Floor Construction |  |  |  | 4174068.2251 |  |  |  |  | 0 |  | 3845945.2001 | 0 | 328123.025 | 0
0
| 01.01.04 | Basement Excavation | [8 empty] | Refers to row 202-204 Benchmarked recent excavate and Cart away = £55 suggest reducing to this. |  |  |  | 0
| - | Ground floor excavation; 3m deep - (Level 00 to Basement 01) |  |  |  |  | 47670 | m3 | 39.25 | 1871047.5 | Developing Stage 3 design quants for basement excavation = 47,670m3 currently 32,312m3 |  |  |  | 0 | LMH New | 1871047.5 |  |  |  |  | 1 | 4182 | 1 | 1 | 3 | 12546
| - | Basement 01 excavation; 3m to 6m deep - (Basement 01 to Basement 02) |  |  |  |  | 0 | m3 | 39.97 | 0 | MRI adds approx 6,500m3 to these quants |  |  |  | 0 | LMH New | 0 |  |  |  |  | 1 | 6674 | 1 | 1 | 3 | 20022
| - | Basement excavation; 6m to 7m deep |  |  |  |  | 0 | m3 | 41.41 | 0 |  |  |  |  | 0 | LMH New | 0 |  |  |  |  | 1 | 6674 | 1 | 1 | 1 | 6674
| - | Allow for Basement Propping |  |  |  |  | 47670 | m3 | 25 | 1191750 | Developing Stage 3 design quants for basement excavation = 47,670m3 currently 32,312m3 |  |  |  | 0 | LMH New | 1191750 |  |  |  |  | 1 | 6674 | 1 | 1 | 1 | 6674
| - | Allow for Concrete Blisters to Raft & Capping Beams |  |  |  |  | 47670 | m3 | 3.5 | 166845 | Developing Stage 3 design quants for basement excavation = 47,670m3 currently 32,312m3 |  |  |  | 0 | LMH New | 166845 |  |  |  |  | 1 | 6674 | 1 | 1 | 1 | 6674
| - | Allow for breaking out above |  |  |  |  | 47670 | m3 | 2 | 95340 | Developing Stage 3 design quants for basement excavation = 47,670m3 currently 32,312m3 |  |  |  | 0 | LMH New | 95340 |  |  |  |  | 1 | 6674 | 1 | 1 | 1 | 6674
| - | Allow for Logisitics of excavation (Wheel Wash/Loading Platforms/Temp Haul Road) |  |  |  |  | 47670 | m3 | 5 | 238350 | Developing Stage 3 design quants for basement excavation = 47,670m3 currently 32,312m3 |  |  |  | 0 | LMH New | 238350 |  |  |  |  | 1 | 6674 | 1 | 1 | 1 | 6674
| - | Specialist Subcontractor Prelims |  |  |  |  | 25% |  | 3563332.5 | 890833.125 |  |  |  |  | 0 | LMH New | 890833.125
0
[6 empty] | Basement Excavation |  |  |  | 4454165.625 |  |  |  |  | 0 |  | 4454165.625 | 0 | 0 | 0
0
| 01.01.05 | Basement Retaining Wall | [8 empty] | Refers to line 211 below - 750mm secant CFA benchmarked rate £525/m2 suggest increase to £525/m2 |  |  |  | 0
Littlemore House Existing
| - | Secant piled retaining walls, say 700mm dia piles; includes mobilisation and demobilisation; 18m deep (Wing Building) |  |  |  |  | 3600 | m2 | 525 | 1890000 | =41 lm developing Stage 3 design = 200 lm | =41 lm developing Stage 3 design = 200 lm | =41 lm developing Stage 3 design = 200 lm | =41 lm developing Stage 3 design = 200 lm | 0 | LMH Existing |  | 1890000 |  |  |  | 1 | 1 | 41 | 1 | 18 | 738
| - | Allow for Guide Wall & Removal |  |  |  |  | 41 | m | 750 | 30750 |  |  |  |  | 0 | LMH Existing |  | 30750 |  |  |  | 1 | 1 | 41 | 1 | 18 | 738
| - | Allow for Piling Attendent Machine |  |  |  |  | 4.2 | wks | 5460 | 22932 |  |  |  |  | 0 | LMH Existing |  | 22932 |  |  |  | 1 | 1 | 41 | 1 | 18 | 738
| - | Install Temporary piling with plunge columns, say 600mm dia piles; includes mobilisation and demobilisation; 10m deep; including removal, piling plant, piling rig etc - (Wing Building) |  |  |  |  | 41 | nr | 11600 | 475600 | Plunge columns likely to be 1500mm dia. Benchmarked rate from Expanded Piling = £11,600/pile | Plunge columns likely to be 1500mm dia. Benchmarked rate from Expanded Piling = £11,600/pile | Plunge columns likely to be 1500mm dia. Benchmarked rate from Expanded Piling = £11,600/pile | Plunge columns likely to be 1500mm dia. Benchmarked rate from Expanded Piling = £11,600/pile | 0 | LMH Existing |  | 475600 |  |  |  | 1 | 1 | 41 | 1 | 1 | 41
| - | All for supply of Plung Columns | All for supply of Plung Columns | All for supply of Plung Columns | All for supply of Plung Columns | All for supply of Plung Columns | 41 | nr | 19075 | 782075 | Allowed for Plung Column based on 350kg/m - 18m Long | Allowed for Plung Column based on 350kg/m - 18m Long | Allowed for Plung Column based on 350kg/m - 18m Long | Allowed for Plung Column based on 350kg/m - 18m Long | 0 | LMH Existing |  | 782075 |  |  |  | 1 | 1 | 0 | 2.5 | 1 | 0
| - | Capping beam; supporting existing wall |  |  |  |  | 102.5 | m3 | 1450 | 148625 | Benchmarked rate from recent Oxford project | Benchmarked rate from recent Oxford project | Benchmarked rate from recent Oxford project | Benchmarked rate from recent Oxford project | 0 | LMH Existing |  | 148625 |  |  |  | 1 | 1 | 41 | 2.5 | 1 | 102.5
| - | Waterproof RC liner wall; 200mm thick |  |  |  |  | 147.6 | m3 | 1067.68 | 157589.568 | Benchmarked rate from recent Oxford project | Benchmarked rate from recent Oxford project | Benchmarked rate from recent Oxford project | Benchmarked rate from recent Oxford project | 0 | LMH Existing |  | 157589.568 |  |  |  | 1 | 738 | 1 | 0.2 | 1 | 147.6
| - | Reinforcement; say 100kg/m3 |  |  |  |  | 144.64 | tn | 1850 | 267584 | Benchmarked recent Oxford project £1850/t suggest increase to this rate | Benchmarked recent Oxford project £1850/t suggest increase to this rate | Benchmarked recent Oxford project £1850/t suggest increase to this rate | Benchmarked recent Oxford project £1850/t suggest increase to this rate | 0 | LMH Existing |  | 267584 |  |  |  | 0.1 | 1446.4 | 1 | 1 | 1 | 144.64
| - | Drained cavity (Wall) | [7 empty] | 0 | Not required as advised by F+P |  |  |  | 0 | LMH Existing |  | 0 |  |  |  | 1 | 738 | 1 | 1 | 1 | 738
| - | Drained cavity (Floor) | [7 empty] | 0 | Not required as advised by F+P |  |  |  | 0 | LMH Existing |  | 0 |  |  |  | 1 | 11 | 1 | 1 | 1 | 11
| - | Additional permanent column supporting existing masonry wall above; 200mm thick |  |  |  |  | 24.6 | m3 | 300 | 7380 |  |  |  |  | 0 | LMH Existing |  | 7380 |  |  |  | 1 | 1 | 41 | 0.2 | 3 | 24.6
| - | Reinforcement; say 100kg/m3 |  |  |  |  | 2.46 | tn | 1745 | 4292.7 |  |  |  |  | 0 | LMH Existing |  | 4292.7 |  |  |  | 0.1 | 24.6 | 1 | 1 | 1 | 2.46
[15 empty] | 0 | LMH Existing |  | 0
| - | Install needle beam frame system supported by piles |  |  |  |  | 1 | item | 50000 | 50000 | Allowance |  |  |  | 0 | LMH Existing |  | 50000
| - | Boreholes | [7 empty] | 0 | Included Section 8.7 |  |  |  | 0 | LMH Existing |  | 0
| - | Anti-vibration solutions |  |  |  |  | 1 | item | 25000 | 25000 |  |  |  |  | 0 | LMH Existing |  | 25000
0
| - | Specialist Subcontractor Prelims |  |  |  |  | 50% |  | 3861828.268 | 1930914.134 | Percentage as per Stage 1 cost plan |  |  |  | 0 | LMH Existing |  | 1930914.134
0
|  | Littlemore - New Build | [12 empty] | 0
[15 empty] | 0 | LMH New | 0
| - | Secant piled retaining walls, say 700mm dia piles; includes mobilisation and demobilisation; 18m deep |  |  |  |  | 7686 | m2 | 525 | 4035150 |  |  |  |  | 0 | LMH New | 4035150 |  |  |  |  | 1 | 1 | 202 | 1 | 18 | 3636
| - | Allow for Guide Wall & Removal | Allow for Guide Wall & Removal | Allow for Guide Wall & Removal | Allow for Guide Wall & Removal | Allow for Guide Wall & Removal | 202 | m | 750 | 151500 | Benchmarked rate from recent Oxford project |  |  |  | 0 | LMH New | 151500 |  |  |  |  | 1 | 1 | 202 | 1.1 | 0.3 | 66.66
| - | Allow for Piling Attendent Machine | Allow for Piling Attendent Machine | Allow for Piling Attendent Machine | Allow for Piling Attendent Machine | Allow for Piling Attendent Machine | 20.6667 | wks | 5460 | 112840 | Benchmarked rate from recent Oxford project |  |  |  | 0 | LMH New | 112840 |  |  |  |  | 1 | 1 | 202 | 1.1 | 0.3 | 66.66
| - | Capping beam |  |  |  |  | 66.66 | m3 | 1450 | 96657 | Benchmarked rate from recent Oxford project - waterproof concrete |  |  |  | 0 | LMH New | 96657 |  |  |  |  | 1 | 1 | 202 | 1.1 | 0.3 | 66.66
| - | Waterproof RC liner wall; 200mm thick |  |  |  |  | 727.2 | m3 | 1067.78 | 776489.616 | Benchmarked rate from recent Oxford project - waterproof concrete |  |  |  | 0 | LMH New | 776489.616 |  |  |  |  | 1 | 3636 | 1 | 0.2 | 1 | 727.2
| - | Waterproof RC liner wall; 200mm thick |  |  |  |  | 1298.8 | m3 | 1068 | 1387118.4 | Benchmarked rate from recent Oxford project - waterproof concrete |  |  |  | 0 | LMH New | 1387118.4 |  |  |  |  | 1 | 6494 | 1 | 0.2 | 1 | 1298.8
| - | Waterproof RC liner wall; 200mm thick |  |  |  |  | 1041.2 | m3 | 1068 | 1112001.6 | Benchmarked rate from recent Oxford project - waterproof concrete |  |  |  | 0 | LMH New | 1112001.6 |  |  |  |  | 1 | 5206 | 1 | 0.2 | 1 | 1041.2
| - | Reinforcement; say 100kg/m3 |  |  |  |  | 306.72 | tn | 1729.78 | 530558.1216 | Benchmarked rate from recent Oxford project |  |  |  | 0 | LMH New | 530558.1216 |  |  |  |  | 0.1 | 3067.2 | 1 | 1 | 1 | 306.72
[15 empty] | 0 | LMH New | 0
| - | Allowance for Lift Pits (Basement 02) |  |  |  |  | 2 | nr | 17050 | 34100 | Benchmarked rate from recent Oxford project |  |  |  | 0 | LMH New | 34100
| - | Allowance for Lift Pits (Basement 01) |  |  |  |  | 1 | nr | 17050 | 17050 | Benchmarked rate from recent Oxford project |  |  |  | 0 | LMH New | 17050
| - | Allowance for Goods Lift Pits (Level 00) |  |  |  |  | 4 | nr | 17050 | 68200 | Benchmarked rate from recent Oxford project |  |  |  | 0 | LMH New | 68200
| - | Specialist Subcontractor Prelims |  |  |  |  | 25% |  | 8321664.7376 | 2080416.1844 |  |  |  |  | 0 | LMH New | 2080416.1844
0
| - | Sloped car park entrance ramp | [8 empty] | Included in External Works Section |  |  |  | 0 | LMH New | 0
0
[6 empty] | Basement Retaining Wall |  |  |  | 16194823.324 |  |  |  |  | 0 |  | 10402080.922 | 5792742.402 | 0 | 0
0
[6 empty] | Substructure |  |  |  | 36390154.2891 |  |  |  |  | 0 | 0 | 27247914.7551 | 6322531.4855 | 2819708.0485 | 0
0
[6 empty] | Substructure |  |  |  | 36390154.2891 |  |  |  |  | 0 | 0 | 27247914.7551 | 6322531.4855 | 2819708.0485 | 0
0
| 02 | Superstructure | [12 empty] | 0
| 02.01 | Frame | [12 empty] | 0
| 02.01.01 | Steel Frame | [12 empty] | 0
|  | Littlemore - Existing | [12 empty] | 0
| - | Structural upgrades to existing |  |  |  |  | 1 | item | 250000 | 250000 |  |  |  |  | 0 | LMH Existing |  | 250000
| - | New build blocks either side of Recreation Hall |  |  |  |  | 68.32 | t | 5000 | 341600 | Based on 80Kg/m2 |  |  |  | 0 | LMH Existing |  | 341600 |  |  |  | 1 | 854 | 80 | 1 | 1 | 68320
| - | Secondary steelwork |  |  |  |  | 25% |  | 341600 | 85400 |  |  |  |  | 0 | LMH New | 85400
| - | Fire protection to steelwork |  |  |  |  | 854 | m2 | 50 | 42700 |  |  |  |  | 0 | LMH New | 42700
| - | Allowance for alternative structural system being selected |  |  |  |  | 25% |  | 719700 | 179925 | F+P to confirm |  |  |  |  | LMH New | 179925
0
|  | Littlemore - New Build | [12 empty] | 0
| - | Main Entrance/Lobby to central quad |  |  |  |  | 44 | t | 5000 | 220000 | Based on 80Kg/m2 |  |  |  | 0 | LMH New | 220000 |  |  |  |  | 1 | 550 | 80 | 1 | 1 | 44000
| - | Secondary steelwork |  |  |  |  | 25% |  | 220000 | 55000 |  |  |  |  | 0 | LMH New | 55000
| - | Fire protection to steelwork |  |  |  |  | 550 | m2 | 50 | 27500 |  |  |  |  | 0 | LMH New | 27500
| - | Allowance for alternative structural system being selected |  |  |  |  | 25% |  | 302500 | 75625 | F+P to confirm |  |  |  |  | LMH New | 75625
0
0
[6 empty] | Steel Frame |  |  |  | 1277750 |  |  |  |  | 1277750
0
| 02.01.02 | Space frames/decks | [12 empty] | 0
| - | [13 empty] | 0
| - | [13 empty] | 0
| - | [13 empty] | 0
0
[6 empty] | Space frames/decks |  |  |  | 0 |  |  |  |  | 0
0
| 02.01.03 | Concrete casings to steel frames | [12 empty] | 0
| - | [13 empty] | 0
| - | [13 empty] | 0
| - | [13 empty] | 0
0
[6 empty] | Concrete casings to steel frames |  |  |  | 0 |  |  |  |  | 0
0
| 02.01.04 | Concrete frames | [12 empty] | 0
|  | Littlemore - New Build | [12 empty] | 0
|  | Columns; 550mm diameter; | [8 empty] | Assumed 550mm diameter as per Plot 18 |  |  |  | 0
| - | Basement Level 2 to Basement Level 1; 61nr columns; approx. 3m high |  |  |  |  | 55.3575 | m3 | 250.28 | 13854.8751 | Benchmarked rate from recent Oxford project |  |  |  | 0 | LMH New | 13854.8751 |  |  |  |  | 1 | 61 | 0.55 | 0.55 | 3 | 55.3575
| - | Basement Level 1 to Level 00; 65nr columns; approx. 3m high |  |  |  |  | 58.9875 | m3 | 250.28 | 14763.3915 | Benchmarked rate from recent Oxford project |  |  |  | 0 | LMH New | 14763.3915 |  |  |  |  | 1 | 65 | 0.55 | 0.55 | 3 | 58.9875
| - | Level 00 to Level 01; 50nr columns; approx. 5m high |  |  |  |  | 75.625 | m3 | 250.28 | 18927.425 | Benchmarked rate from recent Oxford project |  |  |  | 0 | LMH New | 18927.425 |  |  |  |  | 1 | 50 | 0.55 | 0.55 | 5 | 75.625
| - | Level 01 to Level 02; 50nr columns; approx. 5m high |  |  |  |  | 75.625 | m3 | 250.28 | 18927.425 | Benchmarked rate from recent Oxford project |  |  |  | 0 | LMH New | 18927.425 |  |  |  |  | 1 | 50 | 0.55 | 0.55 | 5 | 75.625
|  | Reinforcement to above | [12 empty] | 0 | LMH New | 0
| - | Basement Level 2 to Basement Level 1; 61nr columns; approx. 3m high; (300kg/m3) |  |  |  |  | 16.6073 | t | 1918.98 | 31868.9806 | Benchmarked rate from recent Oxford project |  |  |  | 0 | LMH New | 31868.9806 |  |  |  |  | 1 | 55.3575 | 300 | 1 | 1 | 16607.25
| - | Basement Level 1 to Level 00; 65nr columns; approx. 3m high; (300kg/m3) |  |  |  |  | 17.6962 | t | 1918.98 | 33958.7498 | Benchmarked rate from recent Oxford project |  |  |  | 0 | LMH New | 33958.7498 |  |  |  |  | 1 | 58.9875 | 300 | 1 | 1 | 17696.25
| - | Level 00 to Level 01; 50nr columns; approx. 5m high; (300kg/m3) |  |  |  |  | 22.6875 | t | 1918.98 | 43536.8588 | Benchmarked rate from recent Oxford project |  |  |  | 0 | LMH New | 43536.8588 |  |  |  |  | 1 | 75.625 | 300 | 1 | 1 | 22687.5
| - | Level 01 to Level 02; 50nr columns; approx. 5m high; (300kg/m3) |  |  |  |  | 22.6875 | t | 1918.98 | 43536.8588 | Benchmarked rate from recent Oxford project |  |  |  | 0 | LMH New | 43536.8588 |  |  |  |  | 1 | 75.625 | 300 | 1 | 1 | 22687.5
|  | Formwork to above | [12 empty] | 0 | LMH New | 0
| - | Basement Level 2 to Basement Level 1; 61nr columns; approx. 3m high |  |  |  |  | 402.6 | m2 | 71.19 | 28661.094 | Benchmarked rate from recent Oxford project |  |  |  | 0 | LMH New | 28661.094 |  |  |  |  | 1 | 61 | 2.2 | 1 | 3 | 402.6
| - | Basement Level 1 to Level 00; 65nr columns; approx. 3m high |  |  |  |  | 429 | m2 | 71.19 | 30540.51 | Benchmarked rate from recent Oxford project |  |  |  | 0 | LMH New | 30540.51 |  |  |  |  | 1 | 65 | 2.2 | 1 | 3 | 429
| - | Level 00 to Level 01; 50nr columns; approx. 5m high |  |  |  |  | 550 | m2 | 71.19 | 39154.5 | Benchmarked rate from recent Oxford project |  |  |  | 0 | LMH New | 39154.5 |  |  |  |  | 1 | 50 | 2.2 | 1 | 5 | 550
| - | Level 01 to Level 02; 50nr columns; approx. 5m high |  |  |  |  | 550 | m2 | 71.19 | 39154.5 | Benchmarked rate from recent Oxford project |  |  |  | 0 | LMH New | 39154.5 |  |  |  |  | 1 | 50 | 2.2 | 1 | 5 | 550
|  | Core walls; service risers; 250mm thick | [12 empty] | 0 | LMH New | 0
| - | Basement Level 2 to Basement Level 1; 61nr columns; approx. 3m high; (300kg/m3) |  |  |  |  | 133.5 | m3 | 237.66 | 31727.61 | Benchmarked rate from recent Oxford project |  |  |  | 0 | LMH New | 31727.61 |  |  |  |  | 1 | 178 | 3 | 1 | 0.25 | 133.5
| - | Basement Level 1 to Level 00; 65nr columns; approx. 3m high; (300kg/m3) |  |  |  |  | 133.5 | m3 | 237.66 | 31727.61 | Benchmarked rate from recent Oxford project |  |  |  | 0 | LMH New | 31727.61 |  |  |  |  | 1 | 178 | 3 | 1 | 0.25 | 133.5
| - | Level 00 to Level 01; 50nr columns; approx. 5m high |  |  |  |  | 222.5 | m3 | 237.66 | 52879.35 | Benchmarked rate from recent Oxford project |  |  |  | 0 | LMH New | 52879.35 |  |  |  |  | 1 | 178 | 5 | 1 | 0.25 | 222.5
| - | Level 01 to Level 02; 50nr columns; approx. 5m high |  |  |  |  | 222.5 | m3 | 237.66 | 52879.35 | Benchmarked rate from recent Oxford project |  |  |  | 0 | LMH New | 52879.35 |  |  |  |  | 1 | 178 | 5 | 1 | 0.25 | 222.5
|  | Reinforcement to above | [12 empty] | 0 | LMH New | 0
| - | Basement Level 2 to Basement Level 1; 61nr columns; approx. 3m high; (250kg/m3) |  |  |  |  | 33.375 | t | 1900.3 | 63422.5125 | Benchmarked rate from recent Oxford project |  |  |  | 0 | LMH New | 63422.5125 |  |  |  |  | 1 | 133.5 | 250 | 1 | 1 | 33375
| - | Basement Level 1 to Level 00; 65nr columns; approx. 3m high; (250kg/m3) |  |  |  |  | 33.375 | t | 1900.3 | 63422.5125 | Benchmarked rate from recent Oxford project |  |  |  | 0 | LMH New | 63422.5125 |  |  |  |  | 1 | 133.5 | 250 | 1 | 1 | 33375
| - | Level 00 to Level 01; 50nr columns; approx. 5m high; (250kg/m3) |  |  |  |  | 55.625 | t | 1900.3 | 105704.1875 | Benchmarked rate from recent Oxford project |  |  |  | 0 | LMH New | 105704.1875 |  |  |  |  | 1 | 222.5 | 250 | 1 | 1 | 55625
| - | Level 01 to Level 02; 50nr columns; approx. 5m high; (250kg/m3) |  |  |  |  | 55.625 | t | 1900.3 | 105704.1875 | Benchmarked rate from recent Oxford project |  |  |  | 0 | LMH New | 105704.1875 |  |  |  |  | 1 | 222.5 | 250 | 1 | 1 | 55625
|  | Formwork to above | [12 empty] | 0 | LMH New | 0
| - | Basement Level 2 to Basement Level 1; 61nr columns; approx. 3m high |  |  |  |  | 1068 | m2 | 100.13 | 106938.84 | Benchmarked rate from recent Oxford project |  |  |  | 0 | LMH New | 106938.84 |  |  |  |  | 1 | 178 | 3 | 2 | 1 | 1068
| - | Basement Level 1 to Level 00; 65nr columns; approx. 3m high |  |  |  |  | 1068 | m2 | 100.13 | 106938.84 | Benchmarked rate from recent Oxford project |  |  |  | 0 | LMH New | 106938.84 |  |  |  |  | 1 | 178 | 3 | 2 | 1 | 1068
| - | Level 00 to Level 01; 50nr columns; approx. 5m high |  |  |  |  | 1780 | m2 | 100.13 | 178231.4 | Benchmarked rate from recent Oxford project |  |  |  | 0 | LMH New | 178231.4 |  |  |  |  | 1 | 178 | 5 | 2 | 1 | 1780
| - | Level 01 to Level 02; 50nr columns; approx. 5m high |  |  |  |  | 1780 | m2 | 100.13 | 178231.4 | Benchmarked rate from recent Oxford project |  |  |  | 0 | LMH New | 178231.4 |  |  |  |  | 1 | 178 | 5 | 2 | 1 | 1780
| - | E.o. for transfer beams, cantilevered structures and the like |  |  |  |  | 1 | item | 500000 | 500000 | [5 empty] | LMH New | 500000
|  | Specialist Preliminaries |  |  |  |  | 25% |  | 1934692.9685 | 483673.2421 | Specialist Subcontractor preliminaries added |  |  |  |  | LMH New | 483673.2421
0
|  | Plot 18 | [12 empty] | 0
|  | Columns; 550mm diameter; | [12 empty] | 0
| - | Ground to first; 32nr columns; approx. 6.6m high |  |  |  |  | 63.888 | m3 | 250.28 | 15989.8886 |  |  |  |  | 0 | Plot 18 |  |  | 15989.8886 |  |  | 1 | 32 | 0.55 | 0.55 | 6.6 | 63.888
| - | First to second; 32nr columns; approx. 5m high |  |  |  |  | 48.4 | m3 | 250.28 | 12113.552 |  |  |  |  | 0 | Plot 18 |  |  | 12113.552 |  |  | 1 | 32 | 0.55 | 0.55 | 5 | 48.4
| - | Second to roof slab; 29nr columns; approx. 5m high |  |  |  |  | 43.8625 | m3 | 250.28 | 10977.9065 |  |  |  |  | 0 | Plot 18 |  |  | 10977.9065 |  |  | 1 | 29 | 0.55 | 0.55 | 5 | 43.8625
|  | Reinforcement to above | [12 empty] | 0
| - | Ground to first; 32nr columns; approx. 6.6m high; (300kg/m3) |  |  |  |  | 19.1664 | t | 1918.98 | 36779.9383 |  |  |  |  | 0 | Plot 18 |  |  | 36779.9383 |  |  | 1 | 63.888 | 300 | 1 | 1 | 19166.4
| - | First to second; 32nr columns; approx. 5m high; (300kg/m3) |  |  |  |  | 14.52 | t | 1918.98 | 27863.5896 |  |  |  |  | 0 | Plot 18 |  |  | 27863.5896 |  |  | 1 | 48.4 | 300 | 1 | 1 | 14520
| - | Second to roof slab; 29nr columns; approx. 5m high; (300kg/m3) |  |  |  |  | 13.1588 | t | 1918.98 | 25251.3781 |  |  |  |  | 0 | Plot 18 |  |  | 25251.3781 |  |  | 1 | 43.8625 | 300 | 1 | 1 | 13158.75
|  | Formwork to above | [12 empty] | 0
| - | Ground to first; 32nr columns; approx. 6.6m high |  |  |  |  | 464.64 | m2 | 71.19 | 33077.7216 |  |  |  |  | 0 | Plot 18 |  |  | 33077.7216 |  |  | 1 | 32 | 2.2 | 1 | 6.6 | 464.64
| - | First to second; 32nr columns; approx. 5m high |  |  |  |  | 352 | m2 | 71.19 | 25058.88 |  |  |  |  | 0 | Plot 18 |  |  | 25058.88 |  |  | 1 | 32 | 2.2 | 1 | 5 | 352
| - | Second to roof slab; 29nr columns; approx. 5m high |  |  |  |  | 352 | m2 | 71.19 | 25058.88 |  |  |  |  | 0 | Plot 18 |  |  | 25058.88 |  |  | 1 | 32 | 2.2 | 1 | 5 | 352
|  | Core walls; service risers; 250mm thick | [12 empty] | 0
| - | Ground to Roof slab and beyond; |  |  |  |  | 1456.65 | m3 | 237.66 | 346187.439 |  |  |  |  | 0 | Plot 18 |  |  | 346187.439 |  |  | 1 | 351 | 16.6 | 1 | 0.25 | 1456.65
|  | Reinforcement to above | [12 empty] | 0
| - | Ground to Roof slab and beyond; |  |  |  |  | 364.1625 | t | 1900.3 | 692017.9988 |  |  |  |  | 0 | Plot 18 |  |  | 692017.9988 |  |  | 1 | 1456.65 | 250 | 1 | 1 | 364162.5
|  | Formwork to above | [12 empty] | 0
| - | Ground to Roof slab and beyond; |  |  |  |  | 11653.2 | m2 | 100.13 | 1166834.916 |  |  |  |  | 0 | Plot 18 |  |  | 1166834.916 |  |  | 1 | 351 | 16.6 | 2 | 1 | 11653.2
| - | E.o. for additional strengthening to create a more open floor plan / reduce columns |  |  |  |  | 20% |  | 2417212.0884 | 483442.4177 | Say 20% |  |  |  | 0 | Plot 18 |  |  | 483442.4177
|  | Specialist Preliminaries |  |  |  |  | 25% |  | 2900654.5061 | 725163.6265 | Specialist Subcontractor preliminaries added |  |  |  | 0 | Plot 18 |  |  | 725163.6265
0
0
0
[6 empty] | Concrete frames |  |  |  | 6044184.3433 |  |  |  |  | 6044184.3433
0
| 02.01.05 | Timber frames | [12 empty] | 0
| - | [13 empty] | 0
| - | [13 empty] | 0
| - | [13 empty] | 0
0
[6 empty] | Timber frames |  |  |  | 0 |  |  |  |  | 0
0
| 02.01.06 | Specialist frames | [12 empty] | 0
|  | Plot 18 | [12 empty] | 0
| - | Auditorium |  |  |  | Floor Area | 130 | m2 |  |  | 13m diameter spherical structure |  |  |  | 0 | Plot 18 |  |  | 0
[6 empty] | Sphere Area | 531 | m2 | [6 empty] | 0 | Plot 18 |  |  | 0
[15 empty] | 0 | Plot 18 |  |  | 0
|  | Auditorium dome structure | [8 empty] | Diameter; 13.02m |  |  |  | 0
| - |  | Substructure |  |  |  | 130 | m2 | 750 | 97500 |  |  |  |  | 0 | Plot 18 |  |  | 97500
| - | Outer layer - carbon fibre structure or glulam |  |  |  |  | 531 | m2 | 750 | 398250 | Based on Page 68, Volume 2 design |  |  |  | 0 | Plot 18 |  |  | 398250 |  |  | 1 | 531 | 1 | 1 | 1 | 531
| - | Inner layer - glazing |  |  |  |  | 531 | m2 | 3500 | 1858500 |  |  |  |  | 0 | Plot 18 |  |  | 1858500 |  |  | 1 | 531 | 1 | 1 | 1 | 531
| - | Moving outer layer, acting as Brie soleil to follow the movement of the Sun |  |  |  |  | 1 | item | 500000 | 500000 | Allowance |  |  |  | 0 | Plot 18 |  |  | 500000 |  |  | 1 | 1 | 1 | 1 | 1 | 1
| - |  | Finishes |  |  |  | 130 | m2 | 500 | 65000 |  |  |  |  | 0 | Plot 18 |  |  | 65000
|  |  | Internal FF&E | [6 empty] | Incl Section 4 |  |  |  |  | #VALUE! | Plot 18 |  |  | Incl Section 4
|  |  | MEP; lighting, cooling/heating | [6 empty] | Incl Section 5 |  |  |  |  | #VALUE! | Plot 18 |  |  | Incl Section 5
|  |  | Allowance for further development of design |  |  |  | 20% |  | 2919250 | 583850 |  |  |  |  | 0 | Plot 18 |  |  | 583850
| - |  | Uplift for evoluation of dome |  |  |  | 1 | item | 3500000 | 3500000 |  |  |  |  | 0 | Plot 18 |  |  | 3500000
|  | Treetop Walkway | [12 empty] | 0
| - | Raised treetop boardwalk / walkway | [8 empty] | Allowance, design to be developed - refer to Page 125; Volume 1 |  |  |  | 0
[6 empty] | Floor Area | 451 | m2 | [6 empty] | 0
|  |  | Substructure | [11 empty] | 0
| - |  | Piling plant |  |  |  | 1 | item | 20000 | 20000 |  |  |  |  | 0 | Walkway |  |  |  | 20000
| - |  | Moving piling rig to pile position. |  |  |  | 56 | nr | 500 | 28000 |  |  |  |  | 0 | Walkway |  |  |  | 28000
| - |  | Piles: Bored piles in casing; 600mm diameter; 15m-20m length |  |  |  | 56 | nr | 1750 | 98000 |  | 87.5 | 20 |  | 0 | Walkway |  |  |  | 98000
| - |  | Reinforcement; (200kg/m3) |  |  |  | 35.84 | t | 2440 | 87449.6 |  |  |  |  | 0 | Walkway |  |  |  | 87449.6
| - |  | Cutting off tops of concrete piles and preparing pile heads. |  |  |  | 56 | nr | 161 | 9016 |  |  |  |  | 0 | Walkway |  |  |  | 9016
| - |  | Allowance for disposal of excavated material, steel grillage to base, pile tests |  |  |  | 1 | item | 40000 | 40000 |  | 714.2857 | 35.7143 |  | 0 | Walkway |  |  |  | 40000
| - |  | Frame; assumed CHS 355.6x16; 12m high |  |  |  | 87 | t | 5000 | 435000 | As per option 4; page 70-72; Volume 2 - Steel columns in lieu of Glulam at 14nr locations along walkway |  |  |  | 0 | Walkway |  |  |  | 435000
| - |  | Roof Soffit; Timber cladding |  |  |  | 847 | m2 | 350 | 296450 |  |  |  |  | 0 | Walkway |  |  |  | 296450
| - |  | Handrails to treetop boardwalk |  |  |  | 414 | m | 250 | 103500 |  |  |  |  | 0 | Walkway |  |  |  | 103500
| - |  | Specialised curved timber |  |  |  | 496.1 | m2 | 4500 | 2232450 |  |  |  |  | 0 | Walkway |  |  |  | 2232450
| - |  | Specialised curved glazed system |  |  |  | 793.76 | m2 | 3000 | 2381280 |  |  |  |  | 0 | Walkway |  |  |  | 2381280
| - |  | Finishes |  |  |  | 451 | m2 | 500 | 225500 |  |  |  |  | 0 | Walkway |  |  |  | 225500
| - |  | MEP; lighting, power |  |  |  | 451 | m2 | 1000 | Incl. Section 5 |  |  |  |  | #VALUE! | Walkway |  |  |  | Incl. Section 5
| - |  | PV Panels |  |  |  | 378 | m2 | 350 | Incl. Section 5 |  |  |  |  | #VALUE! | Walkway |  |  |  | Incl. Section 5
| - |  | Allowance for further development of design |  |  |  | 40% |  | 5956645.6 | 2382658.24 |  |  |  |  | 0 | Walkway |  |  |  | 2382658.24
[15 empty] | 0 | Walkway |  |  |  | 0
0
[6 empty] | Specialist frames |  |  |  | 15342403.84 |  |  |  |  | 15342403.84
0
[6 empty] | Frame |  |  |  | 22664338.1833 |  |  |  |  | 0 | 0 | 3104516.2107 | 591600 | 10628918.1327 | 8339303.84
0
| 02.02 | Upper floors | [12 empty] | 0
| 02.02.01 | Floor | [12 empty] | 0
|  | Littlemore - Existing | [12 empty] | 0
| - | Mezzanine; steel mesh, open grated walkway |  |  |  |  | 113 | m2 | 2000 | 226000 | Benchmarked London commercial buiding = £2,000/m2 consider increasing to this rate. |  |  |  | 0 | LMH Existing |  | 226000 |  |  |  | 1 | 113 | 1 | 1 | 1 | 113
| - | E.o glazed balustrade |  |  |  |  | 40 | m2 | 1250 | 50000 | Benchmarked London commercial project = £1,150 - should be adequate. |  |  |  | 0 | LMH Existing |  | 50000 |  |  |  | 1 | 40 | 1 | 1 | 1 | 40
| - | Reinforced Concrete floor planks; assumed 250 mm thick |  |  |  |  | 584.3 | m2 | 89.7 | 52411.71 | Benchmarked rate from recent Oxford project |  |  |  | 0 | LMH Existing |  | 52411.71 |  |  |  | 1 | 584.3 | 1 | 1 | 1 | 584.3
| - | Reinforcement; say 120kg/m3 |  |  |  |  | 17.529 | tn | 1679.85 | 29446.0906 | Benchmarked rate from recent Oxford project |  |  |  | 0 | LMH Existing |  | 29446.0906 |  |  |  | 0.12 | 584.3 | 1 | 1 | 0.25 | 17.529
| - | Structural screed; 70mm |  |  |  |  | 584.3 | m2 | 29.13 | 17020.659 | Benchmarked rate from recent Oxford project |  |  |  | 0 | LMH Existing |  | 17020.659 |  |  |  | 1 | 584.3 | 1 | 1 | 1 | 584.3
| - | Specialist Subcontractor Prelims |  |  |  |  | 25% |  | 98878.4596 | 24719.6149 | Specialist Subcontractor preliminaries added |  |  |  | 0 | LMH Existing |  | 24719.6149 |  |  |  | 2 | 584.3 | 1 | 1 | 1 | 1168.6
| - | Anti-vibration solutions |  |  |  |  | 1 | item | 100000 | 100000 | Allowance |  |  |  | 0 | LMH Existing |  | 100000
| - | Reinforcements/strengthening to Recreation Hall |  |  |  |  | 1 | item | 150000 | 150000 | Allowance |  |  |  | 0 | LMH Existing |  | 150000
0
|  | Littlemore - New Build | [12 empty] | 0
| - | 75mm Concrete Blinding |  |  |  |  | 2091 | m2 | 236.14 | 493768.74 | Benchmarked rate from recent Oxford project |  |  |  | 0 | LMH New | 493768.74 |  |  |  |  | 1 | 4182 | 1 | 1 | 0.5 | 2091
| - | Slab to (Basement 01); 500 mm thick (Waterproof Concrete) |  |  |  |  | 2091 | m3 | 281.85 | 589348.35 | Benchmarked rate from recent Oxford project |  |  |  | 0 | LMH New | 589348.35 |  |  |  |  | 1 | 4182 | 1 | 1 | 0.5 | 2091
| - | Reinforcement; say 120kg/m3 |  |  |  |  | 250.92 | tn | 1575.73 | 395382.1716 | Benchmarked rate from recent Oxford project |  |  |  | 0 | LMH New | 395382.1716 |  |  |  |  | 0.12 | 2091 | 1 | 1 | 1 | 250.92
| - | Insulation |  |  |  |  | 4182 | m2 | 98.85 | 413390.7 | Benchmarked rate from recent Oxford project |  |  |  | 0 | LMH New | 413390.7 |  |  |  |  | 1 | 4182 | 1 | 1 | 1 | 4182
| - | Waterproof RC liner wall; 200mm thick |  |  |  |  | 836.4 | m3 | 1067.68 | 893007.552 | Benchmarked rate from recent Oxford project |  |  |  | 0 | LMH New | 893007.552 |  |  |  |  | 1 | 4182 | 1 | 0.2 | 1 | 836.4
|  | Reinforcement; say 100kg/m3 | [6 empty] | 1850 | 0 | Benchmarked rate from recent Oxford project |  |  |  |  | LMH New | 0
|  | 75mm Concrete Blinding | [6 empty] | 236.14 | 0 | Benchmarked rate from recent Oxford project |  |  |  | 0 | LMH New | 0
| - | Slab to (Level 00); 300mm thick |  |  |  |  | 1561.8 | m3 | 233.89 | 365289.402 | Benchmarked rate from recent Oxford project |  |  |  | 0 | LMH New | 365289.402 |  |  |  |  | 1 | 5206 | 1 | 1 | 0.3 | 1561.8
| - | Reinforcement; say 120kg/m3 |  |  |  |  | 187.416 | tn | 1679.85 | 314830.7676 | Benchmarked rate from recent Oxford project |  |  |  | 0 | LMH New | 314830.7676 |  |  |  |  | 0.12 | 1561.8 | 1 | 1 | 1 | 187.416
| - | Insulation |  |  |  |  | 5206 | m2 | 98.85 | 514613.1 | Benchmarked rate from recent Oxford project |  |  |  | 0 | LMH New | 514613.1 |  |  |  |  | 1 | 5206 | 1 | 1 | 1 | 5206
[15 empty] | 0 | LMH New | 0
| - | Roof to Basement 01; concrete slab; assumed 500mm thick; excluding glass above auditorium |  |  |  |  | 1556.5 | m3 | 300 | 466950 | Benchmarked rate from recent Oxford project |  |  |  | 0 | LMH New | 466950 |  |  |  |  | 1 | 3113 | 1 | 1 | 0.5 | 1556.5
| - | 75mm Concrete Blinding |  |  |  |  | 3114 | m3 | 80.37 | 250272.18 | Benchmarked rate from recent Oxford project |  |  |  |  | LMH New | 250272.18
| - | Reinforcement; say 100kg/m3 |  |  |  |  | 155.65 | tn | 1850 | 287952.5 | Benchmarked rate from recent Oxford project |  |  |  | 0 | LMH New | 287952.5 |  |  |  |  | 0.1 | 1556.5 | 1 | 1 | 1 | 155.65
| - | Finish to roof; incl insulation and waterproofing (excluding hard / soft landscaping captured in External Works) |  |  |  |  | 3113 | m2 | 110 | 342430 |  |  |  |  | 0 | LMH New | 342430 |  |  |  |  | 1 | 3113 | 1 | 1 | 1 | 3113
| - | Roof to auditorium; to support water feature |  |  |  |  | 347 | m2 | 5000 | 1735000 |  |  |  |  | 0 | LMH New | 1735000 |  |  |  |  | 1 | 347 | 1 | 1 | 1 | 347
| - | Reinforcement; say 100kg/m3 |  |  |  |  | 10.41 | tn | 1850 | 19258.5 | Benchmarked rate from recent Oxford project |  |  |  | 0 | LMH New | 19258.5 |  |  |  |  | 0.1 | 347 | 1 | 1 | 0.3 | 10.41
[15 empty] | 0 | LMH New | 0
| - | Allowance for movement / construction joints |  |  |  |  | 1 | item | 25000 | 25000 | Benchmarked rate from recent Oxford project |  |  |  | 0 | LMH New | 25000
| - | Anti-vibration solutions |  |  |  |  | 1 | item | 150000 | 150000 | Allowance |  |  |  | 0 | LMH New | 150000
[15 empty] | 0 | LMH New | 0
| - | Reinforced Concrete floor slabs; Cobiax - CLS-P-310 @ 600c/c (Option 4 - Bubbledeck flat slab); 450 mm thick |  |  |  |  | 2539.07 | m2 | 128.95 | 327413.0765 | Benchmarked rate from recent Oxford project |  |  |  | 0 | LMH New | 327413.0765 |  |  |  |  | 1 | 2539.07 | 1 | 1 | 1 | 2539.07
| - | Reinforcement; say 120kg/m3 |  |  |  |  | 137.1098 | tn | 1679.85 | 230323.8639 | Benchmarked rate from recent Oxford project |  |  |  | 0 | LMH New | 230323.8639 |  |  |  |  | 0.12 | 2539.07 | 1 | 1 | 0.45 | 137.1098
| - | Formwork; soffits of slab |  |  |  |  | 2539.07 | m2 | 73.07 | 185529.8449 | Benchmarked rate from recent Oxford project |  |  |  | 0 | LMH New | 185529.8449 |  |  |  |  | 1 | 2539.07 | 1 | 1 | 1 | 2539.07
| - | Formwork; slab edges; 1st floor |  |  |  |  | 561 | m | 27.63 | 15500.43 | Benchmarked rate from recent Oxford project |  |  |  | 0 | LMH New | 15500.43 |  |  |  |  | 1 | 561 | 1 | 1 | 1 | 561
| - | Formwork; slab edges; 2nd floor |  |  |  |  | 561 | m | 27.63 | 15500.43 | Benchmarked rate from recent Oxford project |  |  |  | 0 | LMH New | 15500.43 |  |  |  |  | 1 | 561 | 1 | 1 | 1 | 561
| - | Cantilevered soffits |  |  |  |  | 1 | item | 75000 | 75000 |  |  |  |  | 0 | LMH New | 75000 | [5 empty] | .
| - | Structural screed; 70mm |  |  |  |  | 2539.07 | m2 | 29.13 | 73963.1091 | Benchmarked rate from recent Oxford project |  |  |  | 0 | LMH New | 73963.1091 |  |  |  |  | 1 | 2539.07 | 1 | 1 | 1 | 2539.07
| - | Anti-vibration solutions |  |  |  |  | 1 | item | 150000 | 150000 | Allowance |  |  |  | 0 | LMH New | 150000
|  | Specialist Subcontractor Prelims |  |  |  |  | 25% |  | 7987294.7176 | 1996823.6794 | Specialist Subcontractor preliminaries added |  |  |  | 0 | LMH New | 1996823.6794
|  | Plot 18 | [12 empty] | 0
| - | Reinforced Concrete floor slabs; Cobiax - CLS-P-310 @ 600c/c (Option 4 - Bubbledeck flat slab); 450 mm thick |  |  |  |  | 4893 | m2 | 128.95 | 630952.35 | Benchmarked rate from recent Oxford project |  |  |  | 0 | Plot 18 |  |  | 630952.35 |  |  | 1 | 4893 | 1 | 1 | 1 | 4893
| - | Reinforcement; say 120kg/m3 |  |  |  |  | 264.222 | tn | 1679.85 | 443853.3267 | Benchmarked rate from recent Oxford project |  |  |  | 0 | Plot 18 |  |  | 443853.3267 |  |  | 0.12 | 4893 | 1 | 1 | 0.45 | 264.222
| - | Formwork; soffits of slab |  |  |  |  | 4893 | m2 | 80.37 | 393250.41 | Benchmarked rate from recent Oxford project |  |  |  | 0 | Plot 18 |  |  | 393250.41 |  |  | 1 | 4893 | 1 | 1 | 1 | 4893
| - | Formwork; slab edges; 1st floor |  |  |  |  | 224 | m | 27.63 | 6189.12 | Benchmarked rate from recent Oxford project |  |  |  | 0 | Plot 18 |  |  | 6189.12 |  |  | 1 | 224 | 1 | 1 | 1 | 224
| - | Formwork; slab edges; 2nd floor |  |  |  |  | 224 | m | 27.63 | 6189.12 | Benchmarked rate from recent Oxford project |  |  |  | 0 | Plot 18 |  |  | 6189.12 |  |  | 1 | 224 | 1 | 1 | 1 | 224
| - | E.o forming dome structure void |  |  |  |  | 113.42 | m2 | 200 | 22684 | Benchmarked rate from recent Oxford project |  |  |  | 0 | Plot 18 |  |  | 22684 |  |  | 1 | 113.42 | 1 | 1 | 1 | 113.42
| - | E.o forming glazing walkway structure void |  |  |  |  | 99.73 | m2 | 50 | 4986.5 | Benchmarked rate from recent Oxford project |  |  |  | 0 | Plot 18 |  |  | 4986.5 |  |  | 1 | 99.73 | 1 | 1 | 1 | 99.73
| - | Structural screed; 70mm |  |  |  |  | 4893 | m2 | 29.13 | 142533.09 | Benchmarked rate from recent Oxford project |  |  |  | 0 | Plot 18 |  |  | 142533.09 |  |  | 1 | 4893 | 1 | 1 | 1 | 4893
| - | Anti-vibration solutions |  |  |  |  | 1 | item | 300000 | 300000 | Allowance |  |  |  | 0 | Plot 18 |  |  | 300000
| - | Level 1 Atrium space - glazed walkway/floor |  |  |  |  | 99.73 | m2 | 2500 | 249325 | No benchmarking available but should be adequate. |  |  |  | 0 | Plot 18 |  |  | 249325 |  |  | 1 | 99.73 | 1 | 1 | 1 | 99.73
|  | Specialist Subcontractor Prelims |  |  |  |  | 25% |  | 1950637.9167 | 487659.4792 | Specialist Subcontractor preliminaries added |  |  |  | 0 | Plot 18 |  |  | 487659.4792
0
0
[6 empty] | Floor |  |  |  | 13663768.8675 |  |  |  |  | 13663768.8675
0
| 02.02.02 | Balconies | [12 empty] | 0
| - | No longer shown to Level 01 Littlemore House | [12 empty] | 0 | Littlemore
| - | [13 empty] | 0 | Littlemore
| - | [13 empty] | 0
0
[6 empty] | Balconies |  |  |  | 0 |  |  |  |  | 0
0
| 02.02.03 | Drainage to balconies | [12 empty] | 0
| - | [13 empty] | 0 | Littlemore
| - | [13 empty] | 0 | Littlemore
| - | [13 empty] | 0
0
[6 empty] | Drainage to balconies |  |  |  | 0 |  |  |  |  | 0
0
[6 empty] | Upper floors |  |  |  | 13663768.8675 |  |  |  |  | 0 | 0 | 10326548.397 | 649598.0746 | 2687622.3959 | 0
0
| 02.03 | Roof | [12 empty] | 0
| 02.03.01 | Roof structure | [12 empty] | 0
|  | Littlemore - Existing | [12 empty] | 0
| - | New structure to replace dilapidated existing structure; Central Hall |  |  |  |  | 711.2 | m2 | 80 | 56896 |  |  |  |  | 0 | LMH Existing |  | 56896 |  |  |  | 1 | 711.2 | 1 | 1 | 1 | 711.2
| - | New structure to replace dilapidated existing structure; Wing Nr.1 |  |  |  |  | 1163.4 | m2 | 80 | 93072 |  |  |  |  | 0 | LMH Existing |  | 93072 |  |  |  | 1 | 1163.4 | 1 | 1 | 1 | 1163.4
| - | New structure to replace dilapidated existing structure; Wing Nr.2 |  |  |  |  | 1104.6 | m2 | 80 | 88368 |  |  |  |  | 0 | LMH Existing |  | 88368 |  |  |  | 1 | 1104.6 | 1 | 1 | 1 | 1104.6
0
|  | Littlemore - New Build | [12 empty] | 0
| - | Reinforced Concrete floor slabs; Cobiax - CLS-P-310 @ 600c/c (Option 4 - Bubbledeck flat slab); 450 mm thick |  |  |  |  | 5141 | m2 | 128.95 | 662931.95 | Benchmarked rate from recent Oxford project |  |  |  | 0 | LMH New | 662931.95 |  |  |  |  | 1 | 5141 | 1 | 1 | 1 | 5141
| - | Structural enhancements to support roof plant |  |  |  |  | 1 | item | 100000 | 100000 |  |  |  |  | 0 | LMH New | 100000
| - | Reinforcement; say 120kg/m3 |  |  |  |  | 277.614 | tn | 1679.85 | 466349.8779 | Benchmarked rate from recent Oxford project |  |  |  | 0 | LMH New | 466349.8779 |  |  |  |  | 0.12 | 5141 | 1 | 1 | 0.45 | 277.614
| - | Formwork; soffits of slab |  |  |  |  | 5141 | m2 | 80.37 | 413182.17 | Benchmarked rate from recent Oxford project |  |  |  | 0 | LMH New | 413182.17 |  |  |  |  | 1 | 5141 | 1 | 1 | 1 | 5141
| - | Formwork; slab edges; Roof |  |  |  |  | 881 | m | 29.13 | 25663.53 | Benchmarked rate from recent Oxford project |  |  |  | 0 | LMH New | 25663.53 |  |  |  |  | 1 | 881 | 1 | 1 | 1 | 881
| - | Structural screed; 70mm |  |  |  |  | 5141 | m2 | 29.13 | 149757.33 | Benchmarked rate from recent Oxford project |  |  |  | 0 | LMH New | 149757.33 |  |  |  |  | 1 | 5141 | 1 | 1 | 1 | 5141
|  | Specialist Subcontractor Prelims |  |  |  |  | 25% |  | 1817884.8579 | 454471.2145 | Specialist Subcontractor preliminaries added |  |  |  | 0 | LMH New | 454471.2145
|  | Plot 18 | [12 empty] | 0
| - | Reinforced Concrete floor slabs; Cobiax - CLS-P-310 @ 600c/c (Option 4 - Bubbledeck flat slab); 450 mm thick |  |  |  |  | 2654 | m2 | 128.95 | 342233.3 | Benchmarked rate from recent Oxford project |  |  |  | 0 | Plot 18 |  |  | 342233.3 |  |  | 1 | 2654 | 1 | 1 | 1 | 2654
| - | Structural enhancements to support roof plant |  |  |  |  | 1 | item | 100000 | 100000 |  |  |  |  | 0 | Plot 18 |  |  | 100000
| - | Reinforcement; say 120kg/m3 |  |  |  |  | 127.392 | tn | 1679.85 | 213999.4512 | Benchmarked rate from recent Oxford project |  |  |  | 0 | Plot 18 |  |  | 213999.4512 |  |  | 0.12 | 2654 | 1 | 1 | 0.4 | 127.392
| - | Formwork; soffits of slab |  |  |  |  | 2654 | m2 | 80.37 | 213301.98 | Benchmarked rate from recent Oxford project |  |  |  | 0 | Plot 18 |  |  | 213301.98 |  |  | 1 | 2654 | 1 | 1 | 1 | 2654
| - | Formwork; slab edges; Roof |  |  |  |  | 407.15 | m | 27.63 | 11249.5545 | Benchmarked rate from recent Oxford project |  |  |  | 0 | Plot 18 |  |  | 11249.5545 |  |  | 1 | 407.15 | 1 | 1 | 1 | 407.15
| - | E.o forming dome structure void |  |  |  |  | 266 | m2 | 50 | 13300 |  |  |  |  | 0 | Plot 18 |  |  | 13300 |  |  | 1 | 266 | 1 | 1 | 1 | 266
| - | Structural screed; 70mm |  |  |  |  | 2654 | m2 | 29.13 | 77311.02 | Benchmarked rate from recent Oxford project |  |  |  | 0 | Plot 18 |  |  | 77311.02 |  |  | 1 | 2654 | 1 | 1 | 1 | 2654
|  | Specialist Subcontractor Prelims |  |  |  |  | 25% |  | 971395.3057 | 242848.8264 | Specialist Subcontractor preliminaries added |  |  |  | 0 | Plot 18 |  |  | 242848.8264
0
[6 empty] | Roof structure |  |  |  | 3724936.2045 |  |  |  |  | 3724936.2045
0
| 02.03.02 | Roof Coverings | [12 empty] | 0
|  | Littlemore - Existing | [12 empty] | 0
| - | Slate; Central Hall; inc. vapour control layers, flashings, |  |  |  |  | 711.2 | m2 | 100 | 71120 |  |  |  |  | 0 | LMH Existing |  | 71120 |  |  |  | 1 | 711.2 | 1 | 1 | 1 | 711.2
| - | E.o Insulation to rafters |  |  |  |  | 711.2 | m2 | 30 | 21336 |  |  |  |  | 0 | LMH Existing |  | 21336 |  |  |  | 1 | 711.2 | 1 | 1 | 1 | 711.2
| - | Slate; Wing Nr.1; inc. vapour control layers, flashings, |  |  |  |  | 1163.4 | m2 | 100 | 116340 |  |  |  |  | 0 | LMH Existing |  | 116340 |  |  |  | 1 | 1163.4 | 1 | 1 | 1 | 1163.4
| - | E.o Insulation to rafters |  |  |  |  | 1163.4 | m2 | 30 | 34902 |  |  |  |  | 0 | LMH Existing |  | 34902 |  |  |  | 1 | 1163.4 | 1 | 1 | 1 | 1163.4
| - | Slate; Wing Nr.2; inc. vapour control layers, flashings, |  |  |  |  | 1104.6 | m2 | 100 | 110460 |  |  |  |  | 0 | LMH Existing |  | 110460 |  |  |  | 1 | 1104.6 | 1 | 1 | 1 | 1104.6
| - | E.o Insulation to rafters |  |  |  |  | 1104.6 | m2 | 30 | 33138 |  |  |  |  | 0 | LMH Existing |  | 33138 |  |  |  | 1 | 1104.6 | 1 | 1 | 1 | 1104.6
0
|  | Littlemore - New | [12 empty] | 0
| - | Insulation; assumed 300mm thick |  |  |  |  | 5141 | m2 | 90 | 462690 | Benchmarked recent Oxford project average cost for 300mm = £90/m2. Consider increasing to this rate. If tapered insulation required this could increase to £150/m2 | Benchmarked recent Oxford project average cost for 300mm = £90/m2. Consider increasing to this rate. If tapered insulation required this could increase to £150/m2 | Benchmarked recent Oxford project average cost for 300mm = £90/m2. Consider increasing to this rate. If tapered insulation required this could increase to £150/m2 | Benchmarked recent Oxford project average cost for 300mm = £90/m2. Consider increasing to this rate. If tapered insulation required this could increase to £150/m2 | 0 | LMH New | 462690 |  |  |  |  | 1 | 5141 | 1 | 1 | 1 | 5141
| - | Waterproofing; including underlay, vapour control layers, flashings, edge trims, skir tings, upstands and other boundary work, and other components required for the applicable roof covering system |  |  |  |  | 5141 | m2 | 75 | 385575 | Considered adequate. |  |  |  | 0 | LMH New | 385575 |  |  |  |  | 1 | 5141 | 1 | 1 | 1 | 5141
| - | E.o. Fascia's / edge treatment |  |  |  |  | 480 | m2 | 350 | 168000 | Considered adequate. |  |  |  | 0 | LMH New | 168000 |  |  |  |  | 1 | 480 | 1 | 1 | 1 | 480
| - | Green Roof | [12 empty] | 0 | LMH New | 0
| - | E.o. Bauder WB wildflower blanket system (Green Roof light) |  |  |  |  | 2983 | m2 | 125 | 372875 | Benchmarked recent Oxford project = £100 consider dropping to £125 |  |  |  | 0 | LMH New | 372875 |  |  |  |  | 1 | 2983 | 1 | 1 | 1 | 2983
| - | E.o. 500 mm deep (18 kN/m3 density) (Green Roof lDeep landscaping) |  |  |  |  | 234 | m2 | 150 | 35100 | Leave at £150 due to increased depth |  |  |  | 0 | LMH New | 35100 |  |  |  |  | 1 | 234 | 1 | 1 | 1 | 234
0
|  | Plot 18 | [12 empty] | 0
| - | Insulation; assumed 300mm thick |  |  |  |  | 2654 | m2 | 90 | 238860 | Benchmarked recent Oxford project average cost for 300mm = £90/m2. Consider increasing to this rate. If tapered insulation required this could increase to £150/m2 |  |  |  | 0 | Plot 18 |  |  | 238860 |  |  | 1 | 2654 | 1 | 1 | 1 | 2654
| - | Waterproofing; including underlay, vapour control layers, flashings, edge trims, skir tings, upstands and other boundary work, and other components required for the applicable roof covering system |  |  |  |  | 2654 | m2 | 75 | 199050 | Considered adequate. |  |  |  | 0 | Plot 18 |  |  | 199050 |  |  | 1 | 2654 | 1 | 1 | 1 | 2654
| - | E.o. cladding to soffit of roof slab |  |  |  |  | 285 | m2 | 350 | 99750 | Considered adequate. |  |  |  | 0 | Plot 18 |  |  | 99750 |  |  | 1 | 285 | 1 | 1 | 1 | 285
| - | E.o. Fascia's / edge treatment |  |  |  |  | 286 | m2 | 350 | 100100 | Considered adequate. |  |  |  | 0 | Plot 18 |  |  | 100100 |  |  | 1 | 286 | 1 | 1 | 1 | 286
| - | Green Roof | [12 empty] | 0
| - | E.o. Bauder WB wildflower blanket system (Green Roof light) |  |  |  |  | 436 | m2 | 175 | 76300 | Consider dropping to £175/m2 |  |  |  | 0 | Plot 18 |  |  | 76300 |  |  | 1 | 436 | 1 | 1 | 1 | 436
| - | E.o. 500 mm deep (18 kN/m3 density) (Green Roof lDeep landscaping) |  |  |  |  | 436 | m2 | 250 | 109000 | Leave at £250 due to increased depth |  |  |  | 0 | Plot 18 |  |  | 109000 |  |  | 1 | 436 | 1 | 1 | 1 | 436
| - | Roof Garden | [12 empty] | 0
| - | Timber decking |  |  |  |  | 232 | m2 | 250 | 58000 | Considered adequate. |  |  |  | 0 | Plot 18 |  |  | 58000 |  |  | 1 | 232 | 1 | 1 | 1 | 232
| - | Perimeter tiling to planting areas |  |  |  |  | 232 | m2 | 50 | 11600 | Could be tight depending on specification. |  |  |  | 0 | Plot 18 |  |  | 11600 |  |  | 1 | 232 | 1 | 1 | 1 | 232
0
[6 empty] | Roof Coverings |  |  |  | 2704196 |  |  |  |  | 2704196
0
| 02.03.03 | Specialist roof systems | [12 empty] | 0
|  | Littlemore - New Build | [12 empty] | 0
| - | Glazed roofing system; Partner lab & Accommodation |  |  |  |  | 46 | m2 | 5000 | 230000 | Benchmarked rate from F&P designed project in London = £4,826/m2. Suggest increasing to £5,000/m2 |  |  |  | 0 | LMH New | 230000 |  |  |  |  | 1 | 46 | 1 | 1 | 1 | 46
| - | Glazed roofing system; Atrium |  |  |  |  | 169 | m2 | 5000 | 845000 | As above |  |  |  | 0 | LMH New | 845000 |  |  |  |  | 1 | 169 | 1 | 1 | 1 | 169
| - | Lightwells / sun tubes to auditorium roof |  |  |  |  | 16 | nr | 15000 | 240000 | Considered adequate |  |  |  | 0 | LMH New | 240000 |  |  |  |  | 1 | 16 | 1 | 1 | 1 | 16
| - | Lightwells |  |  |  |  | 1 | item | 250000 | 250000 | Considered adequate |  |  |  | 0 | LMH New | 250000 |  |  |  |  | 1 | 480 | 1 | 1 | 1 | 480
| - | Ventilation wells |  |  |  |  | 2 | nr | 175000 | 350000 | Considered adequate |  |  |  | 0 | LMH New | 350000 |  |  |  |  | 1 | 480 | 1 | 1 | 1 | 480
0
|  | Plot 18 | [12 empty] | 0
| - | Glazed roofing system |  |  |  |  | 203 | m2 | 5000 | 1015000 |  |  |  |  | 0 | Plot 18 |  |  | 1015000 |  |  | 1 | 203 | 1 | 1 | 1 | 203
| - | Glazed corridor walling system; (facing roof garden only); approx. 13.2m x 5m |  |  |  |  | 66 | m2 | 3000 | 198000 | Benchmarked rate from F&P designed project in London = £4,826/m2. Suggest increasing to £5,000/m2 |  |  |  | 0 | Plot 18 |  |  | 198000 |  |  | 1 | 66 | 1 | 1 | 1 | 66
[11 empty] | Considered adequate |  |  |  | 0
[6 empty] | Specialist roof systems |  |  |  | 3128000 |  |  |  |  | 3128000
0
| 02.03.04 | Roof drainage | [12 empty] | 0
|  | Littlemore - New Build | [12 empty] | 0
| - | Roof drainage; generally |  |  |  |  | 5141 | m2 | 50 | 257050 | Considered adequate |  |  |  | 0 | LMH New | 257050 |  |  |  |  | 1 | 5141 | 1 | 1 | 1 | 5141
0
|  | Plot 18 | [12 empty] | 0
| - | Roof drainage; generally |  |  |  |  | 2654 | m2 | 50 | 132700 | Considered adequate |  |  |  | 0 | Plot 18 |  |  | 132700 |  |  | 1 | 2654 | 1 | 1 | 1 | 2654
| - | Blue Roof |  |  |  |  | 232 | m2 | 350 | 81200 | 2022 Benchmarked London project at current prices = £350/m2 suggest increasing to this. |  |  |  | 0 | Plot 18 |  |  | 81200 |  |  | 1 | 232 | 1 | 1 | 1 | 232
0
[6 empty] | Roof drainage |  |  |  | 470950 |  |  |  |  | 470950
0
| 02.03.05 | Rooflights, skylights and openings | [12 empty] | 0
|  | Littlemore - Existing | [12 empty] | 0
| - | New skylight; full extent of roof ridge |  |  |  |  | 1 | item | 500000 | 500000 |  |  |  |  | 0 | LMH Existing |  | 500000
| - | E.o electronic/automated opening |  |  |  |  | 1 | item | 25000 | 25000 | Allowance |  |  |  | 0 | LMH Existing |  | 25000
0
|  | Plot 18 | [12 empty] | 0
| - | Roof hatches |  |  |  |  | 1 | item | 15000 | 15000 | Allowance |  |  |  | 0 | Plot 18 |  |  | 15000
0
[6 empty] | Rooflights, skylights and openings |  |  |  | 540000 |  |  |  |  | 540000
0
| 02.03.06 | Roof features | [12 empty] | 0
|  | Littlemore - Existing | [12 empty] | 0
| - | Remove, refurbish, and reinstate Pergola to Recreational Hall |  |  |  |  | 1 | item | 250000 | 250000 | Allowance |  |  |  | 0 | LMH Existing |  | 250000 |  |  |  | 1 | 70 | 1 | 1 | 1 | 70
0
|  | Littlemore - New Build | [12 empty] | 0
| - | Maintenance walkways |  |  |  |  | 1 | item | 75000 | 75000 |  |  |  |  | 0 | LMH New | 75000
| - | Fall restraint system |  |  |  |  | 1 | item | 25000 | 25000 |  |  |  |  | 0 | LMH New | 25000
| - | Glazed balustrading to roof garden |  |  |  |  | 84 | m2 | 1750 | 147000 |  |  |  |  | 0 | LMH New | 147000 |  |  |  |  | 1 | 84 | 1 | 1 | 1 | 84
| - | Upstand perimter to PV Panel areas |  |  |  |  | 859 | m | 500 | 429500 | Perimeter of PV panels |  |  |  | 0 | LMH New | 429500 |  |  |  |  | 1 | 859 | 1 | 1 | 1 | 859
0
|  | Plot 18 | [12 empty] | 0
| - | Maintenance walkways |  |  |  |  | 1 | item | 75000 | 75000 | Allowance as per Stage 1 |  |  |  | 0 | Plot 18 |  |  | 75000
| - | Fall restraint system |  |  |  |  | 1 | item | 25000 | 25000 | Allowance as per Stage 1 |  |  |  | 0 | Plot 18 |  |  | 25000
| - | Glazed balustrading to roof garden |  |  |  |  | 30 | m2 | 1750 | 52500 |  |  |  |  | 0 | Plot 18 |  |  | 52500 |  |  | 1 | 30 | 1 | 1 | 1 | 30
| - | Upstand perimter to PV Panel areas |  |  |  |  | 417 | m | 500 | 208500 | Perimeter of PV panels |  |  |  | 0 | Plot 18 |  |  | 208500 |  |  | 1 | 417 | 1 | 1 | 1 | 417
0
[6 empty] | Roof features |  |  |  | 1287500 |  |  |  |  | 1287500
0
[6 empty] | Roof |  |  |  | 11855582.2045 |  |  |  |  | 0 | 0 | 6545146.0724 | 1400632 | 3909804.1321 | 0
0
| 02.04 | Stairs and ramps | [12 empty] | 0
| 02.04.01 | Stair / Ramp Structures | [12 empty] | 0
|  | Littlemore - Existing | [12 empty] | 0
| - | New spiral staircase up to mezzanine level in Recreational Hall |  |  |  |  | 2 | nr | 80000 | 160000 | Includes balustrading and finishes |  |  |  | 0 | LMH Existing |  | 160000
| - | New staircase to atrium; from basement to ground floor |  |  |  |  | 2 | rise | 75000 | 150000 | Includes balustrading and finishes |  |  |  | 0 | LMH Existing |  | 150000
| - | Plant access to basement |  |  |  |  | 2 | rise | 15000 | 30000 | Includes balustrading and finishes |  |  |  | 0 | LMH Existing |  | 30000
| - | Remedial / upgrade works to existing staircases |  |  |  |  | 5 | nr | 15000 | 75000 |  |  |  |  | 0 | LMH Existing |  | 75000
0
|  | Littlemore - New Build | [12 empty] | 0
| - | Feature staircase to basement auditorium from ground floor (2nr) |  |  |  |  | 4 | rise | 250000 | 1000000 | Includes balustrading and finishes |  |  |  | 0 | LMH New | 1000000
| - | Feature staircase through atrium from Ground floor to First Floor (2nr) |  |  |  |  | 4 | rise | 250000 | 1000000 | Includes balustrading and finishes |  |  |  | 0 | LMH New | 1000000
| - | Core staircases from First floor to basement (3nr) |  |  |  |  | 9 | rise | 25000 | 225000 | Includes balustrading and finishes |  |  |  | 0 | LMH New | 225000
| - | Core staircase from Ground floor to first floor (1nr) |  |  |  |  | 1 | rise | 25000 | 25000 | Includes balustrading and finishes |  |  |  | 0 | LMH New | 25000
| - | Stairs to roof |  |  |  |  | 1 | nr | 25000 | 25000 | [5 empty] | LMH New | 25000
0
|  | Plot 18 | [12 empty] | 0
| - | Central stairs from Ground floor to Second Floor (4nr) |  |  |  |  | 8 | rise | 50000 | 400000 | Includes balustrading and finishes |  |  |  | 0 | Plot 18 |  |  | 400000
| - | Feature stairs / ramp around auditorium dome |  |  |  |  | 1 | item | 350000 | 350000 | Includes balustrading and finishes |  |  |  | 0 | Plot 18 |  |  | 350000
| - | Feature stairs through the centre of Plot 18 / atrium, starting at ground level |  |  |  |  | 1 | item | 500000 | 500000 | Includes balustrading and finishes |  |  |  | 0 | Plot 18 |  |  | 500000
| - | Stairs to roof |  |  |  |  | 1 | nr | 25000 | 25000 | [5 empty] | Plot 18 |  |  | 25000
0
[6 empty] | Stair / Ramp Structures |  |  |  | 3965000 |  |  |  |  | 3965000
0
| 02.04.02 | Stair / Ramp Finishes | [12 empty] | 0
| - | Included above in 2.04.01 | [12 empty] | 0
| - | [13 empty] | 0
| - | [13 empty] | 0
0
[6 empty] | Stair / Ramp Finishes |  |  |  | 0 |  |  |  |  | 0
0
| 02.04.03 | Stair / Ramp Balustrades and Handrails | [12 empty] | 0
| - | Included above in 2.04.01 | [12 empty] | 0
| - | [13 empty] | 0
| - | [13 empty] | 0
0
[6 empty] | Stair / Ramp Balustrades and Handrails |  |  |  | 0 |  |  |  |  | 0
0
| 02.04.04 | Ladders / Chutes / Slides/ Balustrade | [12 empty] | 0
| - | None | [12 empty] | 0
| - | [13 empty] | 0
| - | [13 empty] | 0
0
[6 empty] | Ladders / Chutes / Slides/ Balustrade |  |  |  | 0 |  |  |  |  | 0
0
[6 empty] | Stairs and ramps |  |  |  | 3965000 |  |  |  |  | 0 | 0 | 2275000 | 415000 | 1275000 | 0
0
| 02.05 | External walls | [12 empty] | 0
| 02.05.01 | External enclosing walls Above Ground Floor Level | [12 empty] | 0
|  | Littlemore - Existing | [12 empty] | 0
| - | Curtain walling to new build building (replacing demolished building) |  |  |  |  | 310 | m2 | 2500 | 775000 | Cost advice from Guardian providing a range of between £2,000 - £2,500/m2 |  |  |  | 0 | LMH Existing |  | 775000
| - | New windows facing the courtyard | [7 empty] | Incl. 2.06 |  |  |  |  | #VALUE! | LMH Existing |  | Incl. 2.06
| - | E.o for enhanced entrances |  |  |  |  | 1 | item | 250000 | 250000 |  |  |  |  | 0 | LMH Existing |  | 250000
| - | Specialist prelims / offsite manufacture |  |  |  |  | 25% |  | 1025000 | 256250 |  |  |  |  | 0 | LMH Existing |  | 256250
| - | Repairs / cleaning to existing external wall |  |  |  |  | 1 | item | 200000 | 200000 | Allowance |  |  |  | 0 | LMH Existing |  | 200000
| - | Mock-ups and samples |  |  |  |  | 1 | item | 150000 | 150000 |  |  |  |  | 0 | LMH Existing |  | 150000
[6 empty] | SUBTOTAL | 310 | m2 | 5262.0968 | 1631250 |  |  |  |  | 1631250
|  | Littlemore - New Build | [12 empty] | 0
| - | Curtain Walling - Single Storey |  |  |  |  | 727 | m2 | 2500 | 1817500 | Cost advice from Guardian providing a range of between £2,000 - £2,500/m2 |  |  |  | 0 | LMH New | 1817500
| - | Curtain Walling - Two Storey |  |  |  |  | 2573 | m2 | 2500 | 6432500 | Cost advice from Guardian providing a range of between £2,000 - £2,500/m2 |  |  |  | 0 | LMH New | 6432500
| - | Solid Elements - Chamfered Window Reveals |  |  |  |  | 396 | m2 | 3500 | 1386000 |  |  |  |  | 0 | LMH New | 1386000
| - | Limestone Panels System - Lighter Tone |  |  |  |  | 2553 | m2 | 3500 | 8935500 | Wall build up tbc |  |  |  | 0 | LMH New | 8935500
| - | Limestone Panel System - Lighter Tone to lab chimneys |  |  |  |  | 1724 | m2 | 3500 | 6034000 | Wall build up tbc |  |  |  | 0 | LMH New | 6034000
| - | Louvered Limestone Panel System - Darker Tone to lab chimneys |  |  |  |  | 163 | m2 | 3500 | 570500 | Wall build up tbc |  |  |  | 0 | LMH New | 570500
| - | E.o. for Timber Slats to chimneys |  |  |  |  | 1634 | m2 | 500 | 817000 | Wall build up tbc |  |  |  | 0 | LMH New | 817000
| - | E.o. for Timber Slats to glazing |  |  |  |  | 253 | m2 | 500 | 126500 | Wall build up tbc |  |  |  | 0 | LMH New | 126500
| - | E.o for enhanced entrances |  |  |  |  | 1 | item | 250000 | 250000 |  |  |  |  | 0 | LMH New | 250000
| - | E.o. for controls to Curtain Walling |  |  |  |  | 3300 | m2 | 150 | 495000 |  |  |  |  | 0 | LMH New | 495000
| - | External walls to support water feature above auditorium |  |  |  |  | 80 | m2 | 1750 | 140000 | Specification to be confirmed; 1m high |  |  |  | 0 | LMH New | 140000 |  |  |  |  | 1 | 400 | 1 | 1 | 1 | 400
| - | Specialist prelims / offsite manufacture |  |  |  |  | 25% |  | 27004500 | 6751125 |  |  |  |  | 0 | LMH New | 6751125
| - | Allowance for specialist glass |  |  |  |  | 1 | item | 3000000 | 3000000 | Not currently in design. This would be bespoke specialist |  |  |  |  | LMH New | 3000000
| - | E.o. increased rate for external wall fin system |  |  |  |  | 1 | item | 5000000 | 5000000 | Based on F+P advice. This would be bespoke specialist. Costs to be developed |  |  |  |  | LMH New | 5000000
| - | Ventilation slot panels |  |  |  |  | 1 | item | 250000 | 250000 |  |  |  |  | 0 | LMH New | 250000
| - | Mock-ups and samples |  |  |  |  | 1 | item | 750000 | 750000 |  |  |  |  | 0 | LMH New | 750000
| - | External walls to support water feature above auditorium |  |  |  |  | 80 | m2 | 1750 | 140000 | Specification to be confirmed; 1m high |  |  |  | 0 | LMH New | 140000 |  |  |  | 1 | 400 | 1 | 1 | 1 | 400
| - | Allowance for enhanced details and finishes not identified on drawings |  |  |  |  | 11520 | m3 | 1200 | 13824000 | Input required from façade specialists |  |  |  | 0 | LMH New | 13824000 |  |  |  | 1 | 400 | 1 | 1 | 1 | 400
[6 empty] | SUBTOTAL | 11520 | m2 | 4923.5786 | 56719625
[7 empty] | 11520 | 3600 | 41472000 | [5 empty] | 0
|  | Plot 18 | [6 empty] | 15247625 | [5 empty] | 0
| - | Curtain walling |  |  |  |  | 1117 | m2 | 2500 | 2792500 |  |  |  |  | 0 | Plot 18 |  |  | 2792500
| - | Limestone Panel System to North Elevation |  |  |  |  | 385 | m2 | 3500 | 1347500 |  |  |  |  | 0 | Plot 18 |  |  | 1347500
| - | Limestone Panel fascia at each floor level |  |  |  |  | 470 | m2 | 3500 | 1645000 |  |  |  |  | 0 | Plot 18 |  |  | 1645000
| - | Limestone Panel System to GF Cores |  |  |  |  | 1134 | m2 | 3500 | 3969000 |  |  |  |  | 0 | Plot 18 |  |  | 3969000
| - | Limestone Panel System to chimneys |  |  |  |  | 1355 | m2 | 3500 | 4742500 |  |  |  |  | 0 | Plot 18 |  |  | 4742500
| - | Louvred Limestone Panel system - to lab chimney |  |  |  |  | 175 | m2 | 3500 | 612500 |  |  |  |  | 0 | Plot 18 |  |  | 612500
| - | E.o for enhanced entrances |  |  |  |  | 1 | item | 250000 | 250000 |  |  |  |  | 0 | Plot 18 |  |  | 250000
| - | Specialist prelims / offsite manufacture |  |  |  |  | 25% |  | 15359000 | 3839750 |  |  |  |  | 0 | Plot 18 |  |  | 3839750
| - | E.o. increased rate for external wall fin system |  |  |  |  | 1 | item | 5000000 | 5000000 | Based on F+P advice. This would be bespoke specialist. Costs to be developed |  |  |  |  | Plot 18 |  |  | 5000000
| - | Mock-ups and samples |  |  |  |  | 1 | item | 750000 | 750000 |  |  |  |  | 0 | Plot 18 |  |  | 750000
| - | Ventilation slot panels |  |  |  |  | 1 | item | 250000 | 250000 |  |  |  |  | 0 | Plot 18 |  |  | 250000
| - | Allowance for enhanced details and finishes not identified on drawings |  |  |  |  | 2990 | m2 | 1200 | 3588000 | Input required from façade specialists |  |  |  | 0 | Plot 18 |  |  | 3588000 |  | 1 | 400 | 1 | 1 | 1 | 400
[6 empty] | SUBTOTAL | 4636 | m2 | 6209.3939 | 28786750 |  |  |  |  | 28786750
[6 empty] | External enclosing walls Above Ground Floor Level | 16466 | m2 | 5291.9729 | 87137625 |  |  |  |  | 87137625
[7 empty] | 16466 | 3600 | 59277600 | [5 empty] | 0
| 02.05.02 | External enclosing walls below ground level | [6 empty] | 27860025 | [5 empty] | 0
|  | Littlemore - New Build | [12 empty] | 0
| - | Louvered Limestone Panel System - Darker Tone to B1 + 2 |  |  |  |  | 190 | m2 | 2150 | 408500 | Wall build up tbc |  |  |  | 0 | LMH New | 408500
| - | Specialist prelims / offsite manufacture |  |  |  |  | 25% |  | 408500 | 102125 |  |  |  |  | 0 | LMH New | 102125
| - | [13 empty] | 0
| - | [13 empty] | 0
0
[6 empty] | External enclosing walls below ground level |  |  |  | 510625 |  |  |  |  | 510625
0
| 2.05.03 | Solar / Rain screening | [12 empty] | 0
| - | [13 empty] | 0
| - | [13 empty] | 0
| - | [13 empty] | 0
0
[6 empty] | Solar / Rain screening |  |  |  | 0 |  |  |  |  | 0
0
| 2.05.04 | External soffits | [12 empty] | 0
|  | Littlemore - New Build | [12 empty] | 0
| - | Finishes to soffits |  |  |  |  | 1 | item | 250000 | 250000 | Allowance |  |  |  | 0 | LMH New | 250000
0
0
|  | Plot 18 | [12 empty] | 0
| - | High end soffit under Plot 18 |  |  |  |  | 2542 | m2 | 1750 | 4448500 |  |  |  |  | 0 | Plot 18 |  |  | 4448500
| - | Cladding to fascia's of 1st floor slab |  |  |  |  | 224 | m2 | 750 | 168000 |  |  |  |  | 0 | Plot 18 |  |  | 168000 |  |  | 1 | 224 | 1 | 1 | 1 | 224
| - | Cladding to soffit of 2nd floor slab |  |  |  |  | 349 | m2 | 750 | 261750 |  |  |  |  | 0 | Plot 18 |  |  | 261750 |  |  | 1 | 349 | 1 | 1 | 1 | 349
| - | Cladding to fascia's of 2nd floor slab |  |  |  |  | 224 | m2 | 750 | 168000 |  |  |  |  | 0 | Plot 18 |  |  | 168000 |  |  | 1 | 224 | 1 | 1 | 1 | 224
0
[6 empty] | External soffits | 3339 | m2 | 1586.1785 | 5296250 |  |  |  |  | 5296250
0
| 2.05.05 | Subsidiary walls, balustrades and proprietary balconies | [12 empty] | 0
| - | [13 empty] | 0
0
|  | Plot 18 | [12 empty] | 0
| - | Balustrading to Roof Garden |  |  |  |  | 35 | m | 3500 | 122500 |  |  |  |  | 0 | Plot 18 |  |  | 122500
| - | [13 empty] | 0
0
[6 empty] | Subsidiary walls, balustrades and proprietary balconies |  |  |  | 122500 |  |  |  |  | 122500
0
| 2.05.06 | Facade access/cleaning systems | [12 empty] | 0
|  | Littlemore - Existing | [12 empty] | 0
| - | Access / cleaning systems |  |  |  |  | 1 | item | 25000 | 25000 |  |  |  |  | 0 | LMH Existing |  | 25000
0
|  | Littlemore - New Build | [12 empty] | 0
| - | Access / cleaning systems |  |  |  |  | 1 | item | 100000 | 100000 |  |  |  |  | 0 | LMH New | 100000
0
|  | Plot 18 | [12 empty] | 0
| - | Access / cleaning systems |  |  |  |  | 1 | item | 100000 | 100000 |  |  |  |  | 0 | Plot 18 |  |  | 100000
0
0
[6 empty] | Facade access/cleaning systems |  |  |  | 225000 |  |  |  |  | 225000
0
[6 empty] | External walls |  |  |  | 93292000 |  |  |  |  | 0 | 0 | 57580250 | 1656250 | 34055500 | 0
0
| 02.06 | Windows and external doors | [12 empty] | 0
| 02.06.01 | External windows | [12 empty] | 0
|  | Littlemore - Existing | [12 empty] | 0
| - | Curtain Walling | [7 empty] | Incl in 2.05 |  |  |  |  | #VALUE!
| - | New windows to the Recreational Hall |  |  |  |  | 60 | m2 | 2000 | 120000 | Facing into the courtyard |  |  |  | 0 | LMH Existing |  | 120000
| - | Existing windows; for replacement |  |  |  |  | 1 | item | 150000 | 150000 |  |  |  |  | 0 | LMH Existing |  | 150000
0
|  | Littlemore - New Build | [12 empty] | 0
| - | Curtain Walling & Windows | [7 empty] | Incl in 2.05 |  |  |  |  | #VALUE! | LMH New
0
|  | Plot 18 | [12 empty] | 0
| - | Curtain Walling & Windows | [7 empty] | Incl in 2.05 |  |  |  |  | #VALUE! | Plot 18 |  |  | Incl in 2.05
0
0
[6 empty] | External windows |  |  |  | 270000 |  |  |  |  | 270000
0
| 02.06.02 | External doors | [12 empty] | 0
|  | Littlemore - Existing | [12 empty] | 0
| - | New glazed double door to Recreational Hall |  |  |  |  | 1 | nr | 150000 | 150000 | Leading out to Courtyard |  |  |  | 0 | LMH Existing |  | 150000
| - | New double entrance doors to accommodation |  |  |  |  | 2 | nr | 15000 | 30000 |  |  |  |  | 0 | LMH Existing |  | 30000
| - | New single door to accommodation |  |  |  |  | 2 | nr | 10000 | 20000 |  |  |  |  | 0 | LMH Existing |  | 20000
| - | Glazed double doors to courtyard |  |  |  |  | 3 | nr | 50000 | 150000 |  |  |  |  | 0 | LMH Existing |  | 150000
| - | New single door to restaurant |  |  |  |  | 1 | nr | 10000 | 10000 |  |  |  |  | 0 | LMH Existing |  | 10000
| - | Double doors to goods lifts |  |  |  |  | 2 | nr | 10000 | 20000 |  |  |  |  | 0 | LMH Existing |  | 20000
| - | Allowance for doors not yet shown on drawing |  |  |  |  | 1 | item | 100000 | 100000 |  |  |  |  | 0 | LMH Existing |  | 100000
| - | Loading docks to West Elevation |  |  |  |  | 2 | nr | 200000 | 400000 | Assume quantities, is this required? |  |  |  | 0 | LMH Existing |  | 400000
0
|  | Littlemore - New Build | [12 empty] | 0
| - | Double / Sliding / Entrance Doors |  |  |  |  | 2 | nr | 150000 | 300000 | Assume quantities |  |  |  | 0 | LMH New | 300000
| - | Glazed double doors to courtyard |  |  |  |  | 5 | nr | 50000 | 250000 |  |  |  |  | 0 | LMH New | 250000
| - | Allowance for doors not yet shown on drawing |  |  |  |  | 1 | item | 250000 | 250000 |  |  |  |  | 0 | LMH New | 250000
| - | Access / security / fire escape doors |  |  |  |  | 5 | nr | 15000 | 75000 | Assume quantities |  |  |  | 0 | LMH New | 75000
0
|  | Plot 18 | [12 empty] | 0
| - | Glazed double doors from external walkway |  |  |  |  | 1 | nr | 750000 | 750000 |  |  |  |  | 0 | Plot 18 |  |  | 750000
| - | Glazed double doors to roof garden |  |  |  |  | 2 | nr | 75000 | 150000 |  |  |  |  | 0 | Plot 18 |  |  | 150000
| - | Access / security / fire escape doors |  |  |  |  | 4 | nr | 15000 | 60000 | Assume quantities |  |  |  | 0 | Plot 18 |  |  | 60000
| - | Loading docks below FF |  |  |  |  | 2 | nr | 250000 | 500000 | Assume quantities, is this required? |  |  |  | 0 | Plot 18 |  |  | 500000
0
[6 empty] | External doors |  |  |  | 3215000 |  |  |  |  | 3215000
0
[6 empty] | Windows and external doors |  |  |  | 3485000 |  |  |  |  | 0 | 0 | 875000 | 1150000 | 1460000 | 0
0
| 02.07 | Internal walls and partitions | [12 empty] | 0
| 02.07.01 | Walls and Partitions | [12 empty] | 0
|  | Littlemore - Existing | [12 empty] | 0
| - | Internal structural walls; to existing |  |  |  |  | 85 | m2 | 175 | 14875 |  |  |  |  | 0 | LMH Existing |  | 14875
| - | Internal partition walls; to existing |  |  |  |  | 4460 | m2 | 175 | 780500 | London commercial project adjusted for inflation = £168/m2 Allowance should be adequate especially with eo allowance for fire/acoustic treatments. Could reduce to 175/m2 |  |  |  | 0 | LMH Existing |  | 780500
| - | E.o. for fire, acoustic treatment and the like |  |  |  |  | 2272.5 | m2 | 100 | 227250 |  |  |  |  | 0 | LMH Existing |  | 227250
| - | Brick lining to recreation hall |  |  |  |  | 752 | m2 | 650 | 488800 |  |  |  |  | 0 | LMH Existing |  | 488800
0
|  | Littlemore - New build | [12 empty] | 0
| - | Internal structural walls; to new build |  |  |  |  | 618.78 | m2 | 175 | 108286.5 |  |  |  |  | 0 | LMH New | 108286.5
| - | Internal partition walls; to new build |  |  |  |  | 6599.11 | m2 | 175 | 1154844.25 |  |  |  |  | 0 | LMH New | 1154844.25
| - | E.o. for fire, acoustic treatment and the like |  |  |  |  | 3608.945 | m2 | 100 | 360894.5 |  |  |  |  | 0 | LMH New | 360894.5
| - | Internal glazed walls; to new build |  |  |  |  | 2255 | m2 | 1520 | 3427600 |  |  |  |  | 0 | LMH New | 3427600
0
|  | Plot 18 | [12 empty] | 0
| - | Internal structural walls; to new build |  |  |  |  | 1823.8 | m2 | 175 | 319165 |  |  |  |  | 0 | Plot 18 |  |  | 319165
| - | Internal partition walls; to new build |  |  |  |  | 2664.6 | m2 | 175 | 466305 |  |  |  |  | 0 | Plot 18 |  |  | 466305
| - | E.o. for fire, acoustic treatment and the like |  |  |  |  | 2244.2 | m2 | 100 | 224420 |  |  |  |  | 0 | Plot 18 |  |  | 224420
| - | Internal glazed walls; to new build |  |  |  |  | 2915 | m2 | 1520 | 4430800 |  |  |  |  | 0 | Plot 18 |  |  | 4430800
0
0
[6 empty] | Walls and Partitions |  |  |  | 12003740.25 |  |  |  |  | 12003740.25
0
| 02.07.02 | Balustrades and handrails | [12 empty] | 0
|  | Littlemore - Existing | [12 empty] | 0
| - | Balustrading to mezzanine |  |  |  |  | 40 | m | 1500 | 60000 |  |  |  |  | 0 | LMH Existing |  | 60000
| - | Allowance |  |  |  |  | 1 | item | 75000 | 75000 |  |  |  |  | 0 | LMH Existing |  | 75000
0
|  | Littlemore - New Build | [12 empty] | 0
| - | Allowance |  |  |  |  | 1 | item | 250000 | 250000 |  |  |  |  | 0 | LMH New | 250000
0
|  | Plot 18 | [12 empty] | 0
| - | Allowance |  |  |  |  | 1 | item | 250000 | 250000 |  |  |  |  | 0 | Plot 18 |  |  | 250000
0
0
[6 empty] | Balustrades and handrails |  |  |  | 635000 |  |  |  |  | 635000
0
| 02.07.03 | Moveable room dividers | [12 empty] | 0
|  | Littlemore - New build | [12 empty] | 0
| - | Auditorium sliding partition |  |  |  |  | 60 | m2 | 1200 | 72000 |  |  |  |  | 0 | LMH New | 72000
0
[6 empty] | Moveable room dividers |  |  |  | 72000 |  |  |  |  | 72000
0
| 02.07.04 | Cubicles | [12 empty] | 0
| - | Included in 2.07.01 | [12 empty] | 0
0
[6 empty] | Cubicles |  |  |  | 0 |  |  |  |  | 0
0
[6 empty] | Internal walls and partitions |  |  |  | 12710740.25 |  |  |  |  | 0 | 0 | 5373625.25 | 1646425 | 5690690 | 0
0
| 02.08 | Internal doors | [12 empty] | 0
| 02.08.01 | Internal Doors | [12 empty] | 0
|  | Littlemore Existing | [12 empty] | 0
| - | Internal single doors; to existing |  |  |  |  | 33 | nr | 2500 | 82500 |  |  |  |  | 0 | LMH Existing |  | 82500
| - | E.o. for glazed doors |  |  |  |  | 16.5 | nr | 5000 | 82500 | London commercial tower = eo. £275 for non FR 30min FR = eo. £5,386 60min FR = eo £12,375 suggest increasing to eo £5,000 |  |  |  | 0 | LMH Existing |  | 82500
| - | Internal double doors; to existing |  |  |  |  | 9 | nr | 4000 | 36000 |  |  |  |  | 0 | LMH Existing |  | 36000
| - | E.o. for glazed doors |  |  |  |  | 4.5 | nr | 7500 | 33750 |  |  |  |  | 0 | LMH Existing |  | 33750
| - | Feature internal glazed, sliding doors |  |  |  |  | 1 | item | 50000 | 50000 |  |  |  |  | 0 | LMH Existing |  | 50000
0
|  | Littlemore New Build | [12 empty] | 0
| - | Internal single doors; to new build |  |  |  |  | 73 | nr | 2500 | 182500 |  |  |  |  | 0 | LMH New | 182500
| - | E.o. for glazed doors |  |  |  |  | 58.4 | nr | 5000 | 292000 |  |  |  |  | 0 | LMH New | 292000
| - | Internal leaf and half doors; to new build |  |  |  |  | 8 | nr | 3500 | 28000 |  |  |  |  | 0 | LMH New | 28000
| - | E.o. for glazed doors |  |  |  |  | 6.4 | nr | 6250 | 40000 |  |  |  |  | 0 | LMH New | 40000
| - | Internal double doors; to new build |  |  |  |  | 43 | nr | 4000 | 172000 |  |  |  |  | 0 | LMH New | 172000
| - | E.o. for glazed doors |  |  |  |  | 34.4 | nr | 7500 | 258000 |  |  |  |  | 0 | LMH New | 258000
| - | Feature internal glazed, sliding doors |  |  |  |  | 1 | item | 150000 | 150000 |  |  |  |  | 0 | LMH New | 150000
| - | Allowance for speed gates |  |  |  |  | 1 | item | 100000 | 100000 | London commercial project bank of 4 = £90,000 increase to £100,000 due to anticipated quality of specification |  |  |  | 0 | LMH New | 100000
0
0
|  | Plot 18 | [12 empty] | 0
| - | Internal single doors; to new build |  |  |  |  | 76 | nr | 2500 | 190000 |  |  |  |  | 0 | Plot 18 |  |  | 190000
| - | E.o. for glazed doors |  |  |  |  | 60.8 | nr | 5000 | 304000 |  |  |  |  | 0 | Plot 18 |  |  | 304000
| - | Internal double doors; to new build |  |  |  |  | 10 | nr | 4000 | 40000 |  |  |  |  | 0 | Plot 18 |  |  | 40000
| - | E.o. for glazed doors |  |  |  |  | 8 | nr | 7500 | 60000 |  |  |  |  | 0 | Plot 18 |  |  | 60000
| - | Feature internal glazed, sliding doors |  |  |  |  | 1 | item | 150000 | 150000 |  |  |  |  | 0 | Plot 18 |  |  | 150000
| - | Allowance for speed gates |  |  |  |  | 1 | item | 100000 | 100000 |  |  |  |  | 0 | Plot 18 |  |  | 100000
0
0
[6 empty] | Internal Doors | 382 | nr | 6155.1047 | 2351250 |  |  |  |  | 2351250
0
[6 empty] | Internal doors |  |  |  | 2351250 |  |  |  |  | 0 | 0 | 1222500 | 284750 | 844000 | 0
0
[6 empty] | Superstructure |  |  |  | 163987679.5053 |  |  |  |  | 0 | 0 | 87302585.9301 | 7794255.0746 | 60551534.6607 | 8339303.84
0
| 03 | Internal Finishes | [12 empty] | 0
| 03.01 | Wall Finishes | [12 empty] | 0
| 03.01.01 | Finishes to walls | [12 empty] | 0
|  | Littlemore House - Existing | [12 empty] | 0
|  | Admin |  |  |  |  | 157 | m2 | 80 | 12560 |  |  |  |  | 0 | LMH Existing |  | 12560
|  | Research |  |  |  |  | 351 | m2 | 80 | 28080 |  |  |  |  | 0 | LMH Existing |  | 28080
|  | Collaboration |  |  |  |  | 773 | m2 | 80 | 61840 |  |  |  |  | 0 | LMH Existing |  | 61840
|  | Education & symposium |  |  |  |  | 646 | m2 | 80 | 51680 |  |  |  |  | 0 | LMH Existing |  | 51680
|  | Public Restaurant |  |  |  |  | 682 | m2 | 80 | 54560 |  |  |  |  | 0 | LMH Existing |  | 54560
|  | Building support |  |  |  |  | 120 | m2 | 20 | 2400 |  |  |  |  | 0 | LMH Existing |  | 2400
|  | Accommodation |  |  |  |  | 1006 | m2 | 80 | 80480 |  |  |  |  | 0 | LMH Existing |  | 80480
|  | MEP |  |  |  |  | 67 | m2 | 20 | 1340 |  |  |  |  | 0 | LMH Existing |  | 1340
|  | Enhanced wall finishes |  |  |  |  | 1 | item | 150000 | 150000 |  |  |  |  | 0 | LMH Existing |  | 150000
0
|  | Littlemore House - New Build | [12 empty] | 0
|  | Admin |  |  |  |  | 402 | m2 | 80 | 32160 |  |  |  |  | 0 | LMH New | 32160
|  | Research |  |  |  |  | 2097 | m2 | 80 | 167760 |  |  |  |  | 0 | LMH New | 167760
|  | Collaboration |  |  |  |  | 3164 | m2 | 80 | 253120 |  |  |  |  | 0 | LMH New | 253120
|  | Education & symposium |  |  |  |  | 640 | m2 | 80 | 51200 |  |  |  |  | 0 | LMH New | 51200
|  | Auditorium |  |  |  |  | 325 | m2 | 80 | 26000 |  |  |  |  | 0 | LMH New | 26000
|  | Clinical Operations |  |  |  |  | 646 | m2 | 80 | 51680 |  |  |  |  | 0 | LMH New | 51680
|  | Building support |  |  |  |  | 7679 | m2 | 20 | 153580 |  |  |  |  | 0 | LMH New | 153580
|  | MEP |  |  |  |  | 1420 | m2 | 20 | 28400 |  |  |  |  | 0 | LMH New | 28400
|  | Enhanced wall finishes |  |  |  |  | 1 | item | 1000000 | 1000000 |  |  |  |  | 0 | LMH New | 1000000
0
|  | Plot 18 | [12 empty] | 0
| - | Admin |  |  |  |  | 250 | m2 | 80 | 20000 |  |  |  |  | 0 | Plot 18 |  |  | 20000 |  |  | 1 | 211 | 1 | 1 | 1 | 211
| - | Research |  |  |  |  | 1633 | m2 | 80 | 130640 |  |  |  |  | 0 | Plot 18 |  |  | 130640 |  |  | 1 | 2577 | 1 | 1 | 1 | 2577
| - | Collaboration |  |  |  |  | 1797 | m2 | 80 | 143760 |  |  |  |  | 0 | Plot 18 |  |  | 143760 |  |  | 1 | 1747 | 1 | 1 | 1 | 1747
| - | Education & symposium |  |  |  |  | 652 | m2 | 80 | 52160 |  |  |  |  | 0 | Plot 18 |  |  | 52160 |  |  | 1 | 307 | 1 | 1 | 1 | 307
| - | Building support |  |  |  |  | 381 | m2 | 20 | 7620 |  |  |  |  | 0 | Plot 18 |  |  | 7620 |  |  | 1 | 389 | 1 | 1 | 1 | 389
| - | MEP |  |  |  |  | 625 | m2 | 20 | 12500 |  |  |  |  | 0 | Plot 18 |  |  | 12500
| - | Restaurant |  |  |  |  | 50 | m2 | 80 | 4000 |  |  |  |  | 0 | Plot 18 |  |  | 4000
| - | Enhanced wall finishes |  |  |  |  | 1 | item | 1000000 | 1000000 | Allowance |  |  |  | 0 | Plot 18 |  |  | 1000000
|  | Decorative cladding to columns | [12 empty] | 0
| - | Ground to first; 32nr columns; approx. 6.6m high |  |  |  |  | 464.64 | m2 | 750 | 348480 |  |  |  |  | 0 | Plot 18 |  |  | 348480 |  |  | 1 | 32 | 2.2 | 1 | 6.6 | 464.64
| - | First to second; 32nr columns; approx. 5m high |  |  |  |  | 352 | m2 | 750 | 264000 |  |  |  |  | 0 | Plot 18 |  |  | 264000 |  |  | 1 | 32 | 2.2 | 1 | 5 | 352
| - | Second to roof slab; 29nr columns; approx. 5m high |  |  |  |  | 352 | m2 | 750 | 264000 |  |  |  |  | 0 | Plot 18 |  |  | 264000 |  |  | 1 | 32 | 2.2 | 1 | 5 | 352
0
[6 empty] | Finishes to walls |  |  |  | 4454000 |  |  |  |  | 4454000
0
[6 empty] | Wall Finishes |  |  |  | 4454000 |  |  |  |  | 0 | 0 | 1763900 | 442940 | 2247160 | 0
0
| 03.02 | Floor finishes | [12 empty] | 0
| 03.02.01 | Finishes to Floors | [12 empty] | 0
|  | Littlemore - Existing | [12 empty] | 0
|  | Admin |  |  |  |  | 157 | m2 | 100 | 15700 |  |  |  |  | 0 | LMH Existing |  | 15700
|  | Research |  |  |  |  | 351 | m2 | 100 | 35100 |  |  |  |  | 0 | LMH Existing |  | 35100
|  | Collaboration |  |  |  |  | 773 | m2 | 100 | 77300 |  |  |  |  | 0 | LMH Existing |  | 77300
|  | Education & symposium |  |  |  |  | 646 | m2 | 100 | 64600 |  |  |  |  | 0 | LMH Existing |  | 64600
|  | Public Restaurant |  |  |  |  | 682 | m2 | 100 | 68200 |  |  |  |  | 0 | LMH Existing |  | 68200
|  | Building support |  |  |  |  | 120 | m2 | 125 | 15000 |  |  |  |  | 0 | LMH Existing |  | 15000
|  | Accommodation |  |  |  |  | 1006 | m2 | 100 | 100600 |  |  |  |  | 0 | LMH Existing |  | 100600
|  | MEP |  |  |  |  | 67 | m2 | 35 | 2345 |  |  |  |  | 0 | LMH Existing |  | 2345
|  | Allowance for enhanced floor finishes |  |  |  |  | 1 | item | 150000 | 150000 |  |  |  |  | 0 | LMH Existing |  | 150000
0
|  | Littlemore - New Build | [12 empty] | 0
|  | Admin |  |  |  |  | 402 | m2 | 100 | 40200 |  |  |  |  | 0 | LMH New | 40200
|  | Research |  |  |  |  | 2097 | m2 | 100 | 209700 |  |  |  |  | 0 | LMH New | 209700
|  | Collaboration |  |  |  |  | 3164 | m2 | 100 | 316400 |  |  |  |  | 0 | LMH New | 316400
|  | Education & symposium |  |  |  |  | 640 | m2 | 100 | 64000 |  |  |  |  | 0 | LMH New | 64000
|  | Auditorium |  |  |  |  | 325 | m2 | 100 | 32500 |  |  |  |  | 0 | LMH New | 32500
|  | Clinical Operations |  |  |  |  | 646 | m2 | 100 | 64600 |  |  |  |  | 0 | LMH New | 64600
|  | Building support |  |  |  |  | 7679 | m2 | 125 | 959875 |  |  |  |  | 0 | LMH New | 959875
|  | MEP |  |  |  |  | 1420 | m2 | 35 | 49700 |  |  |  |  | 0 | LMH New | 49700
|  | Allowance for enhanced floor finishes |  |  |  |  | 1 | item | 250000 | 250000 |  |  |  |  | 0 | LMH New | 250000
0
|  | Plot 18 | [12 empty] | 0
| - | Admin |  |  |  |  | 250 | m2 | 100 | 25000 |  |  |  |  | 0 | Plot 18 |  |  | 25000 |  |  | 1 | 211 | 1 | 1 | 1 | 211
| - | Research |  |  |  |  | 1633 | m2 | 100 | 163300 |  |  |  |  | 0 | Plot 18 |  |  | 163300 |  |  | 1 | 2577 | 1 | 1 | 1 | 2577
| - | Collaboration |  |  |  |  | 1797 | m2 | 100 | 179700 |  |  |  |  | 0 | Plot 18 |  |  | 179700 |  |  | 1 | 1747 | 1 | 1 | 1 | 1747
| - | Education & symposium |  |  |  |  | 652 | m2 | 100 | 65200 |  |  |  |  | 0 | Plot 18 |  |  | 65200 |  |  | 1 | 307 | 1 | 1 | 1 | 307
| - | Building support |  |  |  |  | 381 | m2 | 100 | 38100 |  |  |  |  | 0 | Plot 18 |  |  | 38100 |  |  | 1 | 389 | 1 | 1 | 1 | 389
| - | MEP |  |  |  |  | 625 | m2 | 35 | 21875 |  |  |  |  | 0 | Plot 18 |  |  | 21875
| - | Restaurant |  |  |  |  | 50 | m2 | 100 | 5000 |  |  |  |  | 0 | Plot 18 |  |  | 5000
| - | Allowance for enhanced floor finishes |  |  |  |  | 1 | item | 250000 | 250000 |  |  |  |  | 0 | Plot 18 |  |  | 250000
[7 empty] | 5388 | m2 | 138.8595 | [5 empty] | 0
0
[6 empty] | Finishes to Floors |  |  |  | 3263995 |  |  |  |  | 3263995
0
| 03.02.02 | Raised Access Floors | [12 empty] | 0
| - | [13 empty] | 0 | Littlemore
| - | [13 empty] | 0 | Littlemore
| - | [13 empty] | 0
0
[6 empty] | Raised Access Floors |  |  |  | 0 |  |  |  |  | 0
0
[6 empty] | Floor finishes |  |  |  | 3263995 |  |  |  |  | 0 | 0 | 1986975 | 528845 | 748175 | 0
0
| 03.03 | Ceiling Finishes | [12 empty] | 0
| 03.03.01 | Finishes to ceilings | [12 empty] | 0
|  | Littlemore - Existing | [12 empty] | 0
| - | Admin |  |  |  |  | 157 | m2 | 85 | 13345 |  |  |  |  | 0 | LMH Existing |  | 13345
| - | Research |  |  |  |  | 351 | m2 | 85 | 29835 |  |  |  |  | 0 | LMH Existing |  | 29835
| - | Collaboration |  |  |  |  | 773 | m2 | 85 | 65705 |  |  |  |  | 0 | LMH Existing |  | 65705
| - | Education & symposium |  |  |  |  | 646 | m2 | 85 | 54910 |  |  |  |  | 0 | LMH Existing |  | 54910
| - | Public Restaurant |  |  |  |  | 682 | m2 | 85 | 57970 |  |  |  |  | 0 | LMH Existing |  | 57970
| - | Building support |  |  |  |  | 120 | m2 | 125 | 15000 |  |  |  |  | 0 | LMH Existing |  | 15000
| - | Accommodation |  |  |  |  | 1006 | m2 | 85 | 85510 |  |  |  |  | 0 | LMH Existing |  | 85510
| - | MEP |  |  |  |  | 67 | m2 | 15 | 1005 |  |  |  |  | 0 | LMH Existing |  | 1005
| - | Allowance for enhanced ceiling finishes |  |  |  |  | 1 | item | 150000 | 150000 |  |  |  |  | 0 | LMH Existing |  | 150000
0
|  | Littlemore - New Build | [12 empty] | 0
| - | Admin |  |  |  |  | 402 | m2 | 85 | 34170 |  |  |  |  | 0 | LMH New | 34170
| - | Research |  |  |  |  | 2097 | m2 | 85 | 178245 |  |  |  |  | 0 | LMH New | 178245
| - | Collaboration |  |  |  |  | 3164 | m2 | 85 | 268940 |  |  |  |  | 0 | LMH New | 268940
| - | Education & symposium |  |  |  |  | 640 | m2 | 85 | 54400 |  |  |  |  | 0 | LMH New | 54400
| - | Auditorium |  |  |  |  | 325 | m2 | 85 | 27625 |  |  |  |  | 0 | LMH New | 27625
| - | Clinical Operations |  |  |  |  | 646 | m2 | 85 | 54910 |  |  |  |  | 0 | LMH New | 54910
| - | Building support |  |  |  |  | 7679 | m2 | 25 | 191975 |  |  |  |  | 0 | LMH New | 191975
| - | MEP |  |  |  |  | 1420 | m2 | 25 | 35500 |  |  |  |  | 0 | LMH New | 35500
| - | Allowance for enhanced ceiling finishes |  |  |  |  | 1 | item | 250000 | 250000 |  |  |  |  | 0 | LMH New | 250000
0
0
|  | Plot 18 | [12 empty] | 0
| - | Admin |  |  |  |  | 250 | m2 | 85 | 21250 |  |  |  |  | 0 | Plot 18 |  |  | 21250 |  |  | 1 | 211 | 1 | 1 | 1 | 211
| - | Research |  |  |  |  | 1633 | m2 | 85 | 138805 |  |  |  |  | 0 | Plot 18 |  |  | 138805 |  |  | 1 | 2577 | 1 | 1 | 1 | 2577
| - | Collaboration |  |  |  |  | 1797 | m2 | 85 | 152745 |  |  |  |  | 0 | Plot 18 |  |  | 152745 |  |  | 1 | 1747 | 1 | 1 | 1 | 1747
| - | Education & symposium |  |  |  |  | 652 | m2 | 85 | 55420 |  |  |  |  | 0 | Plot 18 |  |  | 55420 |  |  | 1 | 307 | 1 | 1 | 1 | 307
| - | Building support |  |  |  |  | 381 | m2 | 25 | 9525 |  |  |  |  | 0 | Plot 18 |  |  | 9525 |  |  | 1 | 389 | 1 | 1 | 1 | 389
| - | MEP |  |  |  |  | 625 | m2 | 25 | 15625 |  |  |  |  | 0 | Plot 18 |  |  | 15625
| - | Restaurant |  |  |  |  | 50 | m2 | 85 | 4250 |  |  |  |  | 0 | Plot 18 |  |  | 4250
| - | Allowance for enhanced ceiling finishes |  |  |  |  | 1 | item | 250000 | 250000 |  |  |  |  | 0 | Plot 18 |  |  | 250000
0
[6 empty] | Finishes to ceilings |  |  |  | 2216665 |  |  |  |  | 2216665
0
| 03.03.02 | False ceilings | [12 empty] | 0
| - | [13 empty] | 0 | Littlemore
| - | [13 empty] | 0 | Littlemore
| - | [13 empty] | 0
0
[6 empty] | False ceilings |  |  |  | 0 |  |  |  |  | 0
0
| 03.03.03 | Demountable Suspended Ceilings | [12 empty] | 0
| - | [13 empty] | 0 | Littlemore
| - | [13 empty] | 0 | Littlemore
| - | [13 empty] | 0
0
[6 empty] | Demountable Suspended Ceilings |  |  |  | 0 |  |  |  |  | 0
0
0
[6 empty] | Ceiling Finishes |  |  |  | 2216665 |  |  |  |  | 0 | 0 | 1095765 | 473280 | 647620 | 0
0
[6 empty] | Internal Finishes |  |  |  | 9934660 |  |  |  |  | 0 | 0 | 4846640 | 1445065 | 3642955 | 0
0
| 04 | Fittings, furnishings and equipment | [12 empty] | 0
| 04.01 | General fittings, furnishings and equipment | [12 empty] | 0
| 04.01.01 | General fittings, furnishings and equipment | [12 empty] | 0
|  | Group 1 - Supply & Fit by Contractor | [12 empty] | 0
| - | Littlemore - Existing |  |  |  |  | 3183 | m2 | 550 | 1750650 |  |  |  |  | 0 | LMH Existing |  | 1750650
| - | Littlemore - New Build |  |  |  |  | 13172 | m2 | 550 | 7244600 |  |  |  |  | 0 | LMH New | 7244600
| - | Littlemore - Carpark |  |  |  |  | 5686 | m2 | 50 | 284300 |  |  |  |  | 0 | LMH New | 284300
| - | Plot 18 |  |  |  |  | 5469 | m2 | 550 | 3007950 |  |  |  |  | 0 | Plot 18 |  |  | 3007950
0
|  | Group 2 - Install only by Contractor | [12 empty] | 0
| - | Littlemore - Existing |  |  |  |  | 3183 | m2 | 125 | 397875 |  |  |  |  | 0 | LMH Existing |  | 397875
| - | Littlemore - New Build |  |  |  |  | 13172 | m2 | 125 | 1646500 |  |  |  |  | 0 | LMH New | 1646500
| - | Littlemore - Carpark |  |  |  |  | 5686 | m2 | 25 | 142150 |  |  |  |  | 0 | LMH New | 142150
| - | Plot 18 |  |  |  |  | 5469 | m2 | 125 | 683625 |  |  |  |  | 0 | Plot 18 |  |  | 683625
|  | Provisional addition for MRI Suite |  |  |  |  | 425 | m2 | 5500 | 2337500 | Provisional allowance for MRI Suite addition. Assumes all furniture and equipment by client. |  |  |  |  | LMH New | 2337500
0
[6 empty] | General fittings, furnishings and equipment |  |  |  | 17495150 |  |  |  |  | 0 |  | 11655050 | 2148525 | 3691575 | 0
0
| 04.01.02 | Domestic Kitchen Fittings and Equipment | [12 empty] | 0
| - | Included above | [12 empty] | 0 | Littlemore
| - | [13 empty] | 0 | Littlemore
| - | [13 empty] | 0
0
[6 empty] | Domestic Kitchen Fittings and Equipment |  |  |  | 0 |  |  |  |  | 0 |  | 0 | 0 | 0 | 0
0
| 04.01.03 | Special Purpose Fittings, Furnishings and Equipment | [12 empty] | 0
| - | [13 empty] | 0 | Littlemore
| - | [13 empty] | 0 | Littlemore
| - | [13 empty] | 0
0
[6 empty] | Special Purpose Fittings, Furnishings and Equipment |  |  |  | 0 |  |  |  |  | 0 |  | 0 | 0 | 0 | 0
0
| 04.01.04 | Signs / Notices | [12 empty] | 0
| - | Littlemore - Existing |  |  |  |  | 3183 | m2 | 15 | 47745 |  |  |  |  | 0 | LMH Existing |  | 47745
| - | Littlemore - New Build |  |  |  |  | 13172 | m2 | 15 | 197580 |  |  |  |  | 0 | LMH New | 197580
| - | Littlemore - Carpark |  |  |  |  | 5686 | m2 | 10 | 56860 |  |  |  |  | 0 | LMH New | 56860
| - | Plot 18 |  |  |  |  | 5469 | m2 | 15 | 82035 |  |  |  |  | 0 | Plot 18 |  |  | 82035
0
[6 empty] | Signs / Notices |  |  |  | 384220 |  |  |  |  | 0 |  | 254440 | 47745 | 82035 | 0
0
| 04.01.05 | Works of Art | [12 empty] | 0
|  | Art / Sculptures, and the like | [12 empty] | 0
| - | Littlemore - Existing |  |  |  |  | 1 | item | 100000 | 100000 | Allowance. By EITM |  |  |  | 0 | LMH Existing |  | 100000
| - | Littlemore - New Build |  |  |  |  | 1 | item | 500000 | 500000 | Allowance. By EITM |  |  |  | 0 | LMH New | 500000
| - | Plot 18 |  |  |  |  | 1 | item | 500000 | 500000 | Allowance. By EITM |  |  |  | 0 | Plot 18 |  |  | 500000
| - | [13 empty] | 0
| - | [13 empty] | 0
| - | [13 empty] | 0
0
[6 empty] | Works of Art |  |  |  | 1100000 |  |  |  |  | 0 |  | 500000 | 100000 | 500000 | 0
0
| 04.01.06 | Non-mechanical and non-electrical equipment | [12 empty] | 0
| - | [13 empty] | 0
| - | [13 empty] | 0
| - | [13 empty] | 0
0
[6 empty] | Non-mechanical and non-electrical equipment |  |  |  | 0 |  |  |  |  | 0 |  | 0 | 0 | 0 | 0
0
| 04.01.07 | Internal Planting | [12 empty] | 0
| - | Littlemore - Existing |  |  |  |  | 1 | item | 25000 | 25000 |  |  |  |  | 0 | LMH Existing |  | 25000
| - | Littlemore - New Build |  |  |  |  | 1 | item | 50000 | 50000 |  |  |  |  | 0 | LMH New | 50000
| - | Plot 18 |  |  |  |  | 1 | item | 50000 | 50000 |  |  |  |  | 0 | Plot 18 |  |  | 50000
| - | [13 empty] | 0
| - | [13 empty] | 0
| - | [13 empty] | 0
0
[6 empty] | Internal Planting |  |  |  | 125000 |  |  |  |  | 0 |  | 50000 | 25000 | 50000 | 0
0
| 04.01.08 | Bird and Vermin Control | [12 empty] | 0
| - | Littlemore - Existing |  |  |  |  | 3183 | m2 | 5 | 15915 |  |  |  |  | 0 | LMH Existing |  | 15915
| - | Littlemore - New Build |  |  |  |  | 13172 | m2 | 5 | 65860 |  |  |  |  | 0 | LMH New | 65860
| - | Littlemore - Carpark |  |  |  |  | 5686 | m2 | 5 | 28430 |  |  |  |  | 0 | LMH New | 28430
| - | Plot 18 |  |  |  |  | 5469 | m2 | 5 | 27345 |  |  |  |  | 0 | Plot 18 |  |  | 27345
0
[6 empty] | Bird and Vermin Control |  |  |  | 137550 |  |  |  |  | 0 |  | 94290 | 15915 | 27345 | 0
0
[6 empty] | General fittings, furnishings and equipment |  |  |  | 19241920 |  |  |  |  | 0 | 0 | 12553780 | 2337185 | 4350955 | 0
0
[6 empty] | Fittings, furnishings and equipment |  |  |  | 19241920 |  |  |  |  | 0 | 0 | 12553780 | 2337185 | 4350955 | 0
0
0
| 05 | Services | [12 empty] | 0
0
| 05.01 | Sanitary Installations | [12 empty] | 0
| 05.01.01 | Sanitary appliances | [12 empty] | 0
|  | Littlemore - New Build | [12 empty] | 0
|  | Basement 02 | [12 empty] | 0
|  | Additional sanitaryware |  |  |  |  | 14 | Nr | 948.75 | 13282.5 |  |  |  |  | 0 | LMH New | 13282.5
[15 empty] | 0 | LMH New | 0
|  | Basement 01 | [12 empty] | 0 | LMH New | 0
|  | Additional sanitaryware |  |  |  |  | 10 | Nr | 948.75 | 9487.5 |  |  |  |  | 0 | LMH New | 9487.5
[15 empty] | 0 | LMH New | 0
|  | Ground floor | [12 empty] | 0 | LMH New | 0
|  | WC's (Shown) |  |  |  |  | 8 | Nr | 1143.56 | 9148.48 |  |  |  |  | 0 | LMH New | 9148.48
|  | WHB's (Shown) |  |  |  |  | 6 | Nr | 1372.21 | 8233.26 |  |  |  |  | 0 | LMH New | 8233.26
|  | Shower |  |  |  |  | 2 | Nr | 1712.81 | 3425.62 |  |  |  |  | 0 | LMH New | 3425.62
|  | Cleaners sink |  |  |  |  | 1 | Nr | 1493.97 | 1493.97 |  |  |  |  | 0 | LMH New | 1493.97
[15 empty] | 0 | LMH New | 0
|  | Additional sanitaryware |  |  |  |  | 12 | Nr | 1581.25 | 18975 |  |  |  |  | 0 | LMH New | 18975
[15 empty] | 0 | LMH New | 0
|  | First floor | [12 empty] | 0 | LMH New | 0
|  | WC's (Shown) |  |  |  |  | 6 | Nr | 1143.56 | 6861.36 |  |  |  |  | 0 | LMH New | 6861.36
|  | WHB's (Shown) |  |  |  |  | 4 | Nr | 1372.21 | 5488.84 |  |  |  |  | 0 | LMH New | 5488.84
[15 empty] | 0 | LMH New | 0
|  | Additional sanitaryware |  |  |  |  | 10 | Nr | 1581.25 | 15812.5 |  |  |  |  | 0 | LMH New | 15812.5
[15 empty] | 0 | LMH New | 0
|  | Lab Sanitaryware | [12 empty] | 0 | LMH New | 0
|  | CN-1.0 - Open Bench Laboratory - Cancer |  |  |  |  | 15 | Nr | 1518 | 22770 |  |  |  |  | 0 | LMH New | 22770
|  | CN-2.0 - Synthesis Laboratory - Cancer |  |  |  |  | 5 | Nr | 1518 | 7590 |  |  |  |  | 0 | LMH New | 7590
|  | CN-3.0 - Tissue Culture Suite - Cancer |  |  |  |  | 14 | Nr | 1518 | 21252 |  |  |  |  | 0 | LMH New | 21252
|  | CN-4.0 - Special Purpose Support - Cancer |  |  |  |  | 6 | Nr | 1518 | 9108 |  |  |  |  | 0 | LMH New | 9108
|  | SH-2.0 - SEM/TEM (1 large or 2 small) |  |  |  |  | 1 | Nr | 1518 | 1518 |  |  |  |  | 0 | LMH New | 1518
|  | SH-2.1 - SEM/TEM Service Room |  |  |  |  | 1 | Nr | 1518 | 1518 |  |  |  |  | 0 | LMH New | 1518
|  | SH-2.2 - SEM/TEM Prep |  |  |  |  | 1 | Nr | 1518 | 1518 |  |  |  |  | 0 | LMH New | 1518
|  | SH-3.0 - Analytical Instrumentation Suite |  |  |  |  | 6 | Nr | 1518 | 9108 |  |  |  |  | 0 | LMH New | 9108
|  | SH-6.0 - Fabrication/ Prototyping Lab |  |  |  |  | 1 | Nr | 1518 | 1518 |  |  |  |  | 0 | LMH New | 1518
|  | SH-7.0 - Partner Lab |  |  |  |  | 4 | Nr | 1518 | 6072 |  |  |  |  | 0 | LMH New | 6072
|  | RS-1.0 - Chemical Storage Room - Large |  |  |  |  | 4 | Nr | 1518 | 6072 |  |  |  |  | 0 | LMH New | 6072
|  | RS-2.0 - Chemical Waste Room - Large |  |  |  |  | 2 | Nr | 1518 | 3036 |  |  |  |  | 0 | LMH New | 3036
|  | PC-2.0 - Exam Room |  |  |  |  | 5 | Nr | 1518 | 7590 |  |  |  |  | 0 | LMH New | 7590
|  | PC-2.1 - VIP Exam Room |  |  |  |  | 1 | Nr | 1518 | 1518 |  |  |  |  | 0 | LMH New | 1518
|  | PC-2.2 - VIP Wellness Exam Room |  |  |  |  | 1 | Nr | 1518 | 1518 |  |  |  |  | 0 | LMH New | 1518
|  | PC-3.0 - Infusion Room |  |  |  |  | 18 | Nr | 1518 | 27324 |  |  |  |  | 0 | LMH New | 27324
|  | PC-4.0 - Nurses Station |  |  |  |  | 6 | Nr | 1518 | 9108 |  |  |  |  | 0 | LMH New | 9108
|  | CP-2.0 - Work Room |  |  |  |  | 1 | Nr | 1518 | 1518 |  |  |  |  | 0 | LMH New | 1518
|  | CL-1.0 - Gowning |  |  |  |  | 2 | Nr | 1518 | 3036 |  |  |  |  | 0 | LMH New | 3036
|  | CL-1.1 - Clinical Laboratory |  |  |  |  | 2 | Nr | 1518 | 3036 |  |  |  |  | 0 | LMH New | 3036
[15 empty] | 0 | LMH New | 0
|  | Eye wash |  |  |  |  | 6 | Nr | 3795 | 22770 |  |  |  |  | 0 | LMH New | 22770
[15 empty] | 0 | LMH New | 0
|  | Littlemore - Existing | [12 empty] | 0 | LMH Existing |  | 0
|  | Ground floor | [12 empty] | 0 | LMH Existing |  | 0
|  | Guest room |  |  |  |  | 5 | Nr | 4184.62 | 20923.1 |  |  |  |  | 0 | LMH Existing |  | 20923.1
|  | Kitchen restaurant |  |  |  |  | 10 | Pts | 1265 | 12650 |  |  |  |  | 0 | LMH Existing |  | 12650
|  | Additional sanitaryware |  |  |  |  | 4 | Nr | 1581.25 | 6325 |  |  |  |  | 0 | LMH Existing |  | 6325
[15 empty] | 0 | LMH Existing |  | 0
|  | First floor | [12 empty] | 0 | LMH Existing |  | 0
|  | WC's (Shown) |  |  |  |  | 8 | Nr | 1143.56 | 9148.48 |  |  |  |  | 0 | LMH Existing |  | 9148.48
|  | WHB's (Shown) |  |  |  |  | 8 | Nr | 1372.21 | 10977.68 |  |  |  |  | 0 | LMH Existing |  | 10977.68
|  | Guest room |  |  |  |  | 9 | Nr | 4184.62 | 37661.58 |  |  |  |  | 0 | LMH Existing |  | 37661.58
[15 empty] | 0 | LMH Existing |  | 0
|  | Additional sanitaryware |  |  |  |  | 4 | Nr | 1581.25 | 6325 |  |  |  |  | 0 | LMH Existing |  | 6325
[15 empty] | 0 | LMH Existing |  | 0
|  | Plot 18 | [12 empty] | 0 | LMH Existing |  | 0
|  | First floor | [12 empty] | 0 | LMH Existing |  | 0
|  | WC's (Shown) |  |  |  |  | 8 | Nr | 1143.56 | 9148.48 |  |  |  |  | 0 | Plot 18 |  |  | 9148.48
|  | WHB's (Shown) |  |  |  |  | 8 | Nr | 1372.21 | 10977.68 |  |  |  |  | 0 | Plot 18 |  |  | 10977.68
|  | Disabled WC (Shown) |  |  |  |  | 1 | Nr | 2287.12 | 2287.12 |  |  |  |  | 0 | Plot 18 |  |  | 2287.12
|  | TeaPoint (Shown) |  |  |  |  | 1 | Nr | 6471.74 | 6471.74 |  |  |  |  | 0 | Plot 18 |  |  | 6471.74
[15 empty] | 0 | Plot 18 |  |  | 0
|  | Additional sanitaryware |  |  |  |  | 6 | Nr | 1265 | 7590 |  |  |  |  | 0 | Plot 18 |  |  | 7590
[15 empty] | 0 | Plot 18 |  |  | 0
|  | Second floor | [12 empty] | 0 | Plot 18 |  |  | 0
|  | WC's (Shown) |  |  |  |  | 8 | Nr | 1143.56 | 9148.48 |  |  |  |  | 0 | Plot 18 |  |  | 9148.48
|  | WHB's (Shown) |  |  |  |  | 8 | Nr | 1372.21 | 10977.68 |  |  |  |  | 0 | Plot 18 |  |  | 10977.68
|  | Disabled WC (Shown) |  |  |  |  | 1 | Nr | 2287.12 | 2287.12 |  |  |  |  | 0 | Plot 18 |  |  | 2287.12
|  | Rooftop Bar (Shown) |  |  |  |  | 1 | Nr | 7299.05 | 7299.05 |  |  |  |  | 0 | Plot 18 |  |  | 7299.05
[15 empty] | 0 | Plot 18 |  |  | 0
|  | Additional sanitaryware |  |  |  |  | 6 | Nr | 1265 | 7590 |  |  |  |  | 0 | Plot 18 |  |  | 7590
[15 empty] | 0 | Plot 18 |  |  | 0
|  | Lab Sanitaryware | [12 empty] | 0 | Plot 18 |  |  | 0
|  | VR-1.0 - Open Bench Laboratory - Virology |  |  |  |  | 10 | Nr | 1518 | 15180 |  |  |  |  | 0 | Plot 18 |  |  | 15180
|  | VR-2.0 - Tissue Culture Rooms - Virology |  |  |  |  | 6 | Nr | 1518 | 9108 |  |  |  |  | 0 | Plot 18 |  |  | 9108
|  | VR-3.0 - Special Purpose Support - Virology |  |  |  |  | 4 | Nr | 1518 | 6072 |  |  |  |  | 0 | Plot 18 |  |  | 6072
|  | VR-4.0 - Equipment Room - Virology | [5 empty] | Nr | [6 empty] | 0 | Plot 18 |  |  | 0
|  | SH-4.0 - Freezer Farm/ Equipment Room | [5 empty] | Nr | [6 empty] | 0 | Plot 18 |  |  | 0
|  | SH-8.0 - Proving Ground |  |  |  |  | 1 | Nr | 1518 | 1518 |  |  |  |  | 0 | Plot 18 |  |  | 1518
|  | RS-1.1 - Chemical Storage Room - Small |  |  |  |  | 1 | Nr | 1518 | 1518 |  |  |  |  | 0 | Plot 18 |  |  | 1518
|  | RS-2.1 - Chemical Waste Room - Small |  |  |  |  | 1 | Nr | 1518 | 1518 |  |  |  |  | 0 | Plot 18 |  |  | 1518
|  | RS-3.0 - Autoclave Room | [5 empty] | Nr | [6 empty] | 0 | Plot 18 |  |  | 0
|  | RS-4.0 - Glasswash Room |  |  |  |  | 2 | Nr | 1518 | 3036 |  |  |  |  | 0 | Plot 18 |  |  | 3036
|  | RS-5.1 - Biological Waste Staging - Small |  |  |  |  | 2 | Nr | 1518 | 3036 |  |  |  |  | 0 | Plot 18 |  |  | 3036
|  | RS-6.1 - Gas Cylinder Staging - Small | [5 empty] | Nr | [6 empty] | 0 | Plot 18 |  |  | 0
|  | RS-8.0 - Research Supplies - Close-at-Hand | [5 empty] | Nr | [6 empty] | 0 | Plot 18 |  |  | 0
[15 empty] | 0 | Plot 18 |  |  | 0
|  | Eye wash |  |  |  |  | 4 | Nr | 3795 | 15180 |  |  |  |  | 0 | Plot 18 |  |  | 15180
[15 empty] | -494661.22 |  | 260707.03 | 104010.84 | 129943.35 | 0
| - | Testing |  |  |  |  | 1% |  | 494661.22 | 4946.6122 |  |  |  |  | 0 |  | 2607.0703 | 1040.1084 | 1299.4335
| - | Commissioning |  |  |  |  | 1% |  | 494661.22 | 4946.6122 |  |  |  |  | 0 |  | 2607.0703 | 1040.1084 | 1299.4335
| - | E.o. for sustainable solutions, offsite manufacture, and the like |  |  |  |  | 15% |  | 494661.22 | 74199.183 |  |  |  |  | 0 |  | 39106.0545 | 15601.626 | 19491.5025
| - | MEP Preliminaries & OH&P |  |  |  |  | 0% |  | 578753.6274 | 0 | Included |  |  |  | 0 |  | 0 | 0 | 0
[6 empty] | Sanitary appliances |  |  |  | 578753.6274 |  |  |  |  | 578753.6274
0
| 05.01.02 | Sanitary ancillaries | [12 empty] | 0
| - | [Insert Item] | [12 empty] | 0
0
| - | Testing |  |  |  |  | 1% |  | 0 | 0 |  |  |  |  | 0
| - | Commissioning |  |  |  |  | 1% |  | 0 | 0 |  |  |  |  | 0
| - | E.o. for sustainable solutions, offsite manufacture, and the like |  |  |  |  | 15% |  | 0 | 0 |  |  |  |  | 0
| - | MEP Preliminaries & OH&P |  |  |  |  | 0% |  | 0 | 0 |  |  |  |  | 0
[6 empty] | Sanitary ancillaries |  |  |  | 0 |  |  |  |  | 0
0
[6 empty] | Sanitary Installations |  |  |  | 578753.6274 |  |  |  |  | 0 | 0 | 305027.2251 | 121692.6828 | 152033.7195 | 0
0
| 05.02 | Services Equipment | [12 empty] | 0
| 05.02.01 | Services equipment | [12 empty] | 0
| - | [Insert Item] | [12 empty] | 0
0
| - | Testing |  |  |  |  | 1% |  | 0 | 0 |  |  |  |  | 0
| - | Commissioning |  |  |  |  | 1% |  | 0 | 0 |  |  |  |  | 0
| - | E.o. for sustainable solutions, offsite manufacture, and the like |  |  |  |  | 15% |  | 0 | 0 |  |  |  |  | 0
| - | MEP Preliminaries & OH&P |  |  |  |  | 0% |  | 0 | 0 |  |  |  |  | 0
[6 empty] | Services equipment |  |  |  | 0 |  |  |  |  | 0
0
[6 empty] | Services Equipment |  |  |  | 0 |  |  |  |  | 0 | 0 | 0 | 0 | 0 | 0
0
| 05.03 | Disposal Installations | [12 empty] | 0
| 05.03.01 | Foul Drainage Above Ground | [12 empty] | 0
|  | Littlemore - New Build | [12 empty] | 0
| - | INTERNAL RAINWATER DRAINAGE | [12 empty] | 0 | LMH New | 0
|  | Piped rain water drainage systems from roof outlets etc to underground | [12 empty] | 0 | LMH New | 0
|  | drain connections | [12 empty] | 0 | LMH New | 0
[15 empty] | 0 | LMH New | 0
|  | Rainwater drainage to new LMH |  |  |  |  | 18858 | m2 | 7.59 | 143132.22 |  |  |  |  | 0 | LMH New | 143132.22
[15 empty] | 0 | LMH New | 0
|  | Attenuation tanks - By ground worker | [12 empty] | 0 | LMH New | 0
|  | Attenuation transfer pump |  |  |  |  | 1 | Itm | 37950 | 37950 |  |  |  |  | 0 | LMH New | 37950
[15 empty] | 0 | LMH New | 0
|  | Greywater system | [12 empty] | 0 | LMH New | 0
|  | Non potable storage tank |  |  |  |  | 1 | Itm | 52158.48 | 52158.48 |  |  |  |  | 0 | LMH New | 52158.48
|  | Filters and UV treatment |  |  |  |  | 1 | Itm | 32599.05 | 32599.05 |  |  |  |  | 0 | LMH New | 32599.05
[15 empty] | 0 | LMH New | 0
|  | FOUL DRAINAGE ABOVE GROUND | [12 empty] | 0 | LMH New | 0
|  | Piped foul water drainage systems from sanitary appliances, sinks etc to underground | [12 empty] | 0 | LMH New | 0
|  | drain connections | [12 empty] | 0 | LMH New | 0
[15 empty] | 0 | LMH New | 0
|  | Basement B02 | [12 empty] | 0 | LMH New | 0
|  | Above ground drainage to sanitaryware (Not shown) |  |  |  |  | 14 | Pts | 442.75 | 6198.5 |  |  |  |  | 0 | LMH New | 6198.5
|  | Sump pumps |  |  |  |  | 11 | Nr | 12650 | 139150 |  |  |  |  | 0 | LMH New | 139150
[15 empty] | 0 | LMH New | 0
|  | Basement B01 | [12 empty] | 0 | LMH New | 0
|  | Above ground drainage to sanitaryware (Not shown) |  |  |  |  | 10 | Pts | 442.75 | 4427.5 |  |  |  |  | 0 | LMH New | 4427.5
[15 empty] | 0 | LMH New | 0
|  | Ground Floor | [12 empty] | 0 | LMH New | 0
|  | Above ground drainage to sanitaryware (Shown) |  |  |  |  | 16 | Pts | 442.75 | 7084 |  |  |  |  | 0 | LMH New | 7084
|  | Above ground drainage to sanitaryware (Not shown) |  |  |  |  | 12 | Pts | 442.75 | 5313 |  |  |  |  | 0 | LMH New | 5313
[15 empty] | 0 | LMH New | 0
|  | Kitchen restaurant |  |  |  |  | 10 | Pts | 442.75 | 4427.5 |  |  |  |  | 0 | LMH New | 4427.5
[15 empty] | 0 | LMH New | 0
|  | First Floor | [12 empty] | 0 | LMH New | 0
|  | Above ground drainage to sanitaryware (Shown) |  |  |  |  | 10 | Pts | 442.75 | 4427.5 |  |  |  |  | 0 | LMH New | 4427.5
|  | Above ground drainage to sanitaryware (Not shown) |  |  |  |  | 10 | Pts | 442.75 | 4427.5 |  |  |  |  | 0 | LMH New | 4427.5
[15 empty] | 0 | LMH New | 0
|  | Lab Sanitaryware | [12 empty] | 0 | LMH New | 0
|  | CN-1.0 - Open Bench Laboratory - Cancer |  |  |  |  | 15 | Nr | 632.5 | 9487.5 |  |  |  |  | 0 | LMH New | 9487.5
|  | CN-2.0 - Synthesis Laboratory - Cancer |  |  |  |  | 5 | Nr | 632.5 | 3162.5 |  |  |  |  | 0 | LMH New | 3162.5
|  | CN-3.0 - Tissue Culture Suite - Cancer |  |  |  |  | 14 | Nr | 632.5 | 8855 |  |  |  |  | 0 | LMH New | 8855
|  | CN-4.0 - Special Purpose Support - Cancer |  |  |  |  | 6 | Nr | 632.5 | 3795 |  |  |  |  | 0 | LMH New | 3795
|  | SH-2.0 - SEM/TEM (1 large or 2 small) |  |  |  |  | 1 | Nr | 632.5 | 632.5 |  |  |  |  | 0 | LMH New | 632.5
|  | SH-2.1 - SEM/TEM Service Room |  |  |  |  | 1 | Nr | 632.5 | 632.5 |  |  |  |  | 0 | LMH New | 632.5
|  | SH-2.2 - SEM/TEM Prep |  |  |  |  | 1 | Nr | 632.5 | 632.5 |  |  |  |  | 0 | LMH New | 632.5
|  | SH-3.0 - Analytical Instrumentation Suite |  |  |  |  | 6 | Nr | 632.5 | 3795 |  |  |  |  | 0 | LMH New | 3795
|  | SH-6.0 - Fabrication/ Prototyping Lab |  |  |  |  | 1 | Nr | 632.5 | 632.5 |  |  |  |  | 0 | LMH New | 632.5
|  | SH-7.0 - Partner Lab |  |  |  |  | 4 | Nr | 632.5 | 2530 |  |  |  |  | 0 | LMH New | 2530
|  | RS-1.0 - Chemical Storage Room - Large |  |  |  |  | 4 | Nr | 632.5 | 2530 |  |  |  |  | 0 | LMH New | 2530
|  | RS-2.0 - Chemical Waste Room - Large |  |  |  |  | 2 | Nr | 632.5 | 1265 |  |  |  |  | 0 | LMH New | 1265
|  | PC-2.0 - Exam Room |  |  |  |  | 5 | Nr | 632.5 | 3162.5 |  |  |  |  | 0 | LMH New | 3162.5
|  | PC-2.1 - VIP Exam Room |  |  |  |  | 1 | Nr | 632.5 | 632.5 |  |  |  |  | 0 | LMH New | 632.5
|  | PC-2.2 - VIP Wellness Exam Room |  |  |  |  | 1 | Nr | 632.5 | 632.5 |  |  |  |  | 0 | LMH New | 632.5
|  | PC-3.0 - Infusion Room |  |  |  |  | 18 | Nr | 632.5 | 11385 |  |  |  |  | 0 | LMH New | 11385
|  | PC-4.0 - Nurses Station |  |  |  |  | 6 | Nr | 632.5 | 3795 |  |  |  |  | 0 | LMH New | 3795
|  | CP-2.0 - Work Room |  |  |  |  | 1 | Nr | 632.5 | 632.5 |  |  |  |  | 0 | LMH New | 632.5
|  | CL-1.0 - Gowning |  |  |  |  | 2 | Nr | 632.5 | 1265 |  |  |  |  | 0 | LMH New | 1265
|  | CL-1.1 - Clinical Laboratory |  |  |  |  | 2 | Nr | 632.5 | 1265 |  |  |  |  | 0 | LMH New | 1265
[15 empty] | 0 | LMH New | 0
|  | Eye wash |  |  |  |  | 6 | Nr | 442.75 | 2656.5 |  |  |  |  | 0 | LMH New | 2656.5
|  | Allowance for items not identified currently in design |  |  |  |  | 1 | item | 250000 | 250000 |  |  |  |  | 0 | LMH New | 250000
[15 empty] | 0 | LMH New | 0
|  | Littlemore - Existing | [12 empty] | 0 | LMH Existing |  | 0
|  | INTERNAL RAINWATER DRAINAGE | [12 empty] | 0 | LMH Existing |  | 0
|  | Piped rain water drainage systems from roof outlets etc to underground | [12 empty] | 0 | LMH Existing |  | 0
|  | drain connections | [12 empty] | 0 | LMH Existing |  | 0
[15 empty] | 0 | LMH Existing |  | 0
|  | Rainwater drainage to new LMH |  |  |  |  | 3183 | m2 | 7.59 | 24158.97 |  |  |  |  | 0 | LMH Existing |  | 24158.97
[15 empty] | 0 | LMH Existing |  | 0
|  | FOUL DRAINAGE ABOVE GROUND | [12 empty] | 0 | LMH Existing |  | 0
|  | Piped foul water drainage systems from sanitary appliances, sinks etc to underground | [12 empty] | 0 | LMH Existing |  | 0
|  | drain connections | [12 empty] | 0 | LMH Existing |  | 0
[15 empty] | 0 | LMH Existing |  | 0
|  | Ground floor | [12 empty] | 0 | LMH Existing |  | 0
[15 empty] | 0 | LMH Existing |  | 0
|  | Guest rooms |  |  |  |  | 15 | Pts | 442.75 | 6641.25 |  |  |  |  | 0 | LMH Existing |  | 6641.25
[15 empty] | 0 | LMH Existing |  | 0
|  | Above ground drainage to sanitaryware (Not shown) |  |  |  |  | 4 | Pts | 442.75 | 1771 |  |  |  |  | 0 | LMH Existing |  | 1771
|  | Kitchen restaurant |  |  |  |  | 10 | Pts | 442.75 | 4427.5 |  |  |  |  | 0 | LMH Existing |  | 4427.5
[15 empty] | 0 | LMH Existing |  | 0
|  | First floor | [12 empty] | 0 | LMH Existing |  | 0
[15 empty] | 0 | LMH Existing |  | 0
|  | Guest rooms |  |  |  |  | 27 | Pts | 442.75 | 11954.25 |  |  |  |  | 0 | LMH Existing |  | 11954.25
[15 empty] | 0 | LMH Existing |  | 0
|  | Above ground drainage to sanitaryware (Shown) |  |  |  |  | 16 | Pts | 442.75 | 7084 |  |  |  |  | 0 | LMH Existing |  | 7084
|  | Above ground drainage to sanitaryware (Not shown) |  |  |  |  | 4 | Pts | 442.75 | 1771 |  |  |  |  | 0 | LMH Existing |  | 1771
0
|  | Plot 18 | [12 empty] | 0 | Plot 18 |  |  | 0
|  | INTERNAL RAINWATER DRAINAGE | [12 empty] | 0 | Plot 18 |  |  | 0
|  | Piped rain water drainage systems from roof outlets etc to underground | [12 empty] | 0 | Plot 18 |  |  | 0
|  | drain connections | [12 empty] | 0 | Plot 18 |  |  | 0
[15 empty] | 0 | Plot 18 |  |  | 0
|  | Rainwater drainage to new LMH |  |  |  |  | 5572 | m2 | 7.59 | 42291.48 |  |  |  |  | 0 | Plot 18 |  |  | 42291.48
[15 empty] | 0 | Plot 18 |  |  | 0
|  | Attenuation tanks - By ground worker | [12 empty] | 0 | Plot 18 |  |  | 0
|  | Attenuation transfer pump |  |  |  |  | 1 | Itm | 25300 | 25300 |  |  |  |  | 0 | Plot 18 |  |  | 25300
[15 empty] | 0 | Plot 18 |  |  | 0
|  | Greywater system | [12 empty] | 0 | Plot 18 |  |  | 0
|  | Non potable storage tank |  |  |  |  | 1 | Itm | 39313.67 | 39313.67 |  |  |  |  | 0 | Plot 18 |  |  | 39313.67
|  | Filters and UV treatment |  |  |  |  | 1 | Itm | 26176.65 | 26176.65 |  |  |  |  | 0 | Plot 18 |  |  | 26176.65
[15 empty] | 0 | Plot 18 |  |  | 0
[15 empty] | 0 | Plot 18 |  |  | 0
|  | FOUL DRAINAGE ABOVE GROUND | [12 empty] | 0 | Plot 18 |  |  | 0
|  | Piped foul water drainage systems from sanitary appliances, sinks etc to underground | [12 empty] | 0 | Plot 18 |  |  | 0
|  | drain connections | [12 empty] | 0 | Plot 18 |  |  | 0
[15 empty] | 0 | Plot 18 |  |  | 0
|  | First floor | [12 empty] | 0 | Plot 18 |  |  | 0
|  | WC's (Shown) |  |  |  |  | 8 | Nr | 442.75 | 3542 |  |  |  |  | 0 | Plot 18 |  |  | 3542
|  | WHB's (Shown) |  |  |  |  | 8 | Nr | 442.75 | 3542 |  |  |  |  | 0 | Plot 18 |  |  | 3542
|  | Disabled WC (Shown) |  |  |  |  | 1 | Nr | 442.75 | 442.75 |  |  |  |  | 0 | Plot 18 |  |  | 442.75
|  | TeaPoint (Shown) |  |  |  |  | 1 | Nr | 442.75 | 442.75 |  |  |  |  | 0 | Plot 18 |  |  | 442.75
[15 empty] | 0 | Plot 18 |  |  | 0
|  | Additional sanitaryware |  |  |  |  | 6 | Nr | 442.75 | 2656.5 |  |  |  |  | 0 | Plot 18 |  |  | 2656.5
[15 empty] | 0 | Plot 18 |  |  | 0
|  | Second floor | [12 empty] | 0 | Plot 18 |  |  | 0
|  | WC's (Shown) |  |  |  |  | 8 | Nr | 442.75 | 3542 |  |  |  |  | 0 | Plot 18 |  |  | 3542
|  | WHB's (Shown) |  |  |  |  | 8 | Nr | 442.75 | 3542 |  |  |  |  | 0 | Plot 18 |  |  | 3542
|  | Disabled WC (Shown) |  |  |  |  | 1 | Nr | 442.75 | 442.75 |  |  |  |  | 0 | Plot 18 |  |  | 442.75
|  | Rooftop Bar (Shown) |  |  |  |  | 1 | Nr | 442.75 | 442.75 |  |  |  |  | 0 | Plot 18 |  |  | 442.75
[15 empty] | 0 | Plot 18 |  |  | 0
|  | Additional sanitaryware |  |  |  |  | 6 | Nr | 442.75 | 2656.5 |  |  |  |  | 0 | Plot 18 |  |  | 2656.5
[15 empty] | 0 | Plot 18 |  |  | 0
[15 empty] | 0 | Plot 18 |  |  | 0
|  | Lab Sanitaryware | [12 empty] | 0 | Plot 18 |  |  | 0
|  | VR-1.0 - Open Bench Laboratory - Virology |  |  |  |  | 10 | Nr | 632.5 | 6325 |  |  |  |  | 0 | Plot 18 |  |  | 6325
|  | VR-2.0 - Tissue Culture Rooms - Virology |  |  |  |  | 6 | Nr | 632.5 | 3795 |  |  |  |  | 0 | Plot 18 |  |  | 3795
|  | VR-3.0 - Special Purpose Support - Virology |  |  |  |  | 4 | Nr | 632.5 | 2530 |  |  |  |  | 0 | Plot 18 |  |  | 2530
|  | VR-4.0 - Equipment Room - Virology | [5 empty] | Nr | [6 empty] | 0 | Plot 18 |  |  | 0
|  | SH-4.0 - Freezer Farm/ Equipment Room | [5 empty] | Nr | [6 empty] | 0 | Plot 18 |  |  | 0
|  | SH-8.0 - Proving Ground |  |  |  |  | 1 | Nr | 632.5 | 632.5 |  |  |  |  | 0 | Plot 18 |  |  | 632.5
|  | RS-1.1 - Chemical Storage Room - Small |  |  |  |  | 1 | Nr | 632.5 | 632.5 |  |  |  |  | 0 | Plot 18 |  |  | 632.5
|  | RS-2.1 - Chemical Waste Room - Small |  |  |  |  | 1 | Nr | 632.5 | 632.5 |  |  |  |  | 0 | Plot 18 |  |  | 632.5
|  | RS-3.0 - Autoclave Room | [5 empty] | Nr | [6 empty] | 0 | Plot 18 |  |  | 0
|  | RS-4.0 - Glasswash Room |  |  |  |  | 2 | Nr | 632.5 | 1265 |  |  |  |  | 0 | Plot 18 |  |  | 1265
|  | RS-5.1 - Biological Waste Staging - Small |  |  |  |  | 2 | Nr | 632.5 | 1265 |  |  |  |  | 0 | Plot 18 |  |  | 1265
|  | RS-6.1 - Gas Cylinder Staging - Small | [5 empty] | Nr | [6 empty] | 0 | Plot 18 |  |  | 0
|  | RS-8.0 - Research Supplies - Close-at-Hand | [5 empty] | Nr | [6 empty] | 0 | Plot 18 |  |  | 0
[15 empty] | 0 | Plot 18 |  |  | 0
|  | Allowance for items not identified currently in design |  |  |  |  | 1 | item | 250000 | 250000 |  |  |  |  | 0 | Plot 18 |  |  | 250000
[15 empty] | -1233891.02 |  | 754671.75 | 57807.97 | 421411.3 | 0
| - | Testing |  |  |  |  | 1% |  | 1233891.02 | 12338.9102 |  |  |  |  | 0 |  | 7546.7175 | 578.0797 | 4214.113
| - | Commissioning |  |  |  |  | 1% |  | 1233891.02 | 12338.9102 |  |  |  |  | 0 |  | 7546.7175 | 578.0797 | 4214.113
| - | E.o. for sustainable solutions, offsite manufacture, and the like |  |  |  |  | 15% |  | 1233891.02 | 185083.653 |  |  |  |  | 0 |  | 113200.7625 | 8671.1955 | 63211.695
| - | MEP Preliminaries & OH&P |  |  |  |  | 0% |  | 1443652.4934 | 0 |  |  |  |  | 0 |  | 0 | 0 | 0
[6 empty] | Foul Drainage Above Ground |  |  |  | 1443652.4934 |  |  |  |  | 1443652.4934
0
| 05.03.02 | Chemical, toxic and industrial liquid waste drainage | [12 empty] | 0
| - | [Insert Item] | [12 empty] | 0
0
| - | Testing |  |  |  |  | 1% |  | 0 | 0 |  |  |  |  | 0
| - | Commissioning |  |  |  |  | 1% |  | 0 | 0 |  |  |  |  | 0
| - | E.o. for sustainable solutions, offsite manufacture, and the like |  |  |  |  | 15% |  | 0 | 0 |  |  |  |  | 0
| - | MEP Preliminaries & OH&P |  |  |  |  | 0% |  | 0 | 0 |  |  |  |  | 0
[6 empty] | Chemical, toxic and industrial liquid waste drainage |  |  |  | 0 |  |  |  |  | 0
0
| 05.03.03 | Refuse disposal | [12 empty] | 0
| - | [Insert Item] | [12 empty] | 0
0
| - | Testing |  |  |  |  | 1% |  | 0 | 0 |  |  |  |  | 0
| - | Commissioning |  |  |  |  | 1% |  | 0 | 0 |  |  |  |  | 0
| - | E.o. for sustainable solutions, offsite manufacture, and the like |  |  |  |  | 15% |  | 0 | 0 |  |  |  |  | 0
| - | MEP Preliminaries & OH&P |  |  |  |  | 0% |  | 0 | 0 |  |  |  |  | 0
[6 empty] | Refuse disposal |  |  |  | 0 |  |  |  |  | 0
0
[6 empty] | Disposal Installations |  |  |  | 1443652.4934 |  |  |  |  | 0 | 0 | 882965.9475 | 67635.3249 | 493051.221 | 0
0
| 05.04 | Water Installations | [12 empty] | 0
| 05.04.01 | Main water supply | [12 empty] | 0 | LMH New | 0
|  | Littlemore - New Build | [12 empty] | 0 | LMH New | 0
| - | HOT AND COLD WATER DISTRIBUTION | [12 empty] | 0 | LMH New | 0
|  | Water storage tanks, cisterns, pumps, pressurisation expansion units, pressure | [12 empty] | 0 | LMH New | 0
|  | booster sets, hot water calorifiers, water storage vessels, expansion vessels | [12 empty] | 0 | LMH New | 0
|  | hot and cold water distribution pipework c/w fitting & insulation | [12 empty] | 0 | LMH New | 0
[15 empty] | 0 | LMH New | 0
|  | Incoming water supply |  |  |  |  | 1 | Itm | 1411.74 | 1411.74 |  |  |  |  | 0 | LMH New | 1411.74
|  | Cold water tank |  |  |  |  | 1 | Itm | 33086.08 | 33086.08 |  |  |  |  | 0 | LMH New | 33086.08
|  | Cold water booster set |  |  |  |  | 1 | Itm | 26468.86 | 26468.86 |  |  |  |  | 0 | LMH New | 26468.86
|  | Cold water conditioner |  |  |  |  | 1 | Itm | 9779.72 | 9779.72 |  |  |  |  | 0 | LMH New | 9779.72
|  | Cold water distribution |  |  |  |  | 145 | Pts | 948.75 | 137568.75 |  |  |  |  | 0 | LMH New | 137568.75
[15 empty] | 0 | LMH New | 0
|  | Grey water booster set |  |  |  |  | 1 | Itm | 20143.86 | 20143.86 |  |  |  |  | 0 | LMH New | 20143.86
|  | Grey water distribution |  |  |  |  | 50 | Pts | 948.75 | 47437.5 |  |  |  |  | 0 | LMH New | 47437.5
[15 empty] | 0 | LMH New | 0
|  | Hot water plant |  |  |  |  | 1 | Itm | 130396.2 | 130396.2 |  |  |  |  | 0 | LMH New | 130396.2
|  | Hot water distribution |  |  |  |  | 139 | Pts | 1201.75 | 167043.25 |  |  |  |  | 0 | LMH New | 167043.25
[15 empty] | 0 | LMH New | 0
|  | Cold water supply to water feature |  |  |  |  | 1 | Itm | 7590 | 7590 |  |  |  |  | 0 | LMH New | 7590
[15 empty] | 0 | LMH New | 0
|  | Cat5 Water system | [12 empty] | 0 | LMH New | 0
|  | Cat5 Water system plant |  |  |  |  | 1 | Itm | 8273.1 | 8273.1 |  |  |  |  | 0 | LMH New | 8273.1
|  | Cat 5 water distribution |  |  |  |  | 1 | Itm | 18975 | 18975 |  |  |  |  | 0 | LMH New | 18975
|  | Bib taps |  |  |  |  | 14 | Pts | 287.16 | 4020.24 |  |  |  |  | 0 | LMH New | 4020.24
[15 empty] | 0 | LMH New | 0
|  | Allowance for items not identified currently in design |  |  |  |  | 1 | item | 250000 | 250000 |  |  |  |  | 0 | LMH New | 250000
[15 empty] | -1806361.5434 |  | 1245674.9975 | 67635.3249 | 493051.221 | 0
|  | Littlemore - Existing | [12 empty] | 0 | LMH New | 0
|  | HOT AND COLD WATER DISTRIBUTION | [12 empty] | 0 | LMH Existing |  | 0
|  | Water storage tanks, cisterns, pumps, pressurisation expansion units, pressure | [12 empty] | 0 | LMH Existing |  | 0
|  | booster sets, hot water calorifiers, water storage vessels, expansion vessels | [12 empty] | 0 | LMH Existing |  | 0
|  | hot and cold water distribution pipework c/w fitting & insulation | [12 empty] | 0 | LMH Existing |  | 0
[15 empty] | 0 | LMH Existing |  | 0
|  | Cold & Hot water plant - Included in LMH New | [12 empty] | 0 | LMH Existing |  | 0
[15 empty] | 0 | LMH Existing |  | 0
|  | Cold water distribution |  |  |  |  | 54 | Pts | 759 | 40986 |  |  |  |  | 0 | LMH Existing |  | 40986
[15 empty] | 0 | LMH Existing |  | 0
|  | Grey water distribution |  |  |  |  | 22 | Pts | 759 | 16698 |  |  |  |  | 0 | LMH Existing |  | 16698
[15 empty] | 0 | LMH Existing |  | 0
|  | Hot water distribution |  |  |  |  | 54 | Pts | 1075.25 | 58063.5 |  |  |  |  | 0 | LMH Existing |  | 58063.5
0
|  | Plot 18 | [12 empty] | 0 | Plot 18 |  |  | 0
|  | HOT AND COLD WATER DISTRIBUTION | [12 empty] | 0 | Plot 18 |  |  | 0
|  | Water storage tanks, cisterns, pumps, pressurisation expansion units, pressure | [12 empty] | 0 | Plot 18 |  |  | 0
|  | booster sets, hot water calorifiers, water storage vessels, expansion vessels | [12 empty] | 0 | Plot 18 |  |  | 0
|  | hot and cold water distribution pipework c/w fitting & insulation | [12 empty] | 0 | Plot 18 |  |  | 0
[15 empty] | 0 | Plot 18 |  |  | 0
|  | Incoming water supply |  |  |  |  | 1 | Itm | 1411.74 | 1411.74 |  |  |  |  | 0 | Plot 18 |  |  | 1411.74
|  | Cold water tank |  |  |  |  | 1 | Itm | 24231.08 | 24231.08 |  |  |  |  | 0 | Plot 18 |  |  | 24231.08
|  | Cold water booster set |  |  |  |  | 1 | Itm | 20143.86 | 20143.86 |  |  |  |  | 0 | Plot 18 |  |  | 20143.86
|  | Cold water conditioner |  |  |  |  | 1 | Itm | 7882.22 | 7882.22 |  |  |  |  | 0 | Plot 18 |  |  | 7882.22
|  | Cold water distribution |  |  |  |  | 45 | Pts | 948.75 | 42693.75 |  |  |  |  | 0 | Plot 18 |  |  | 42693.75
[15 empty] | 0 | Plot 18 |  |  | 0
|  | Grey water booster set |  |  |  |  | 1 | Itm | 16348.86 | 16348.86 |  |  |  |  | 0 | Plot 18 |  |  | 16348.86
|  | Grey water distribution |  |  |  |  | 30 | Pts | 948.75 | 28462.5 |  |  |  |  | 0 | Plot 18 |  |  | 28462.5
[15 empty] | 0 | Plot 18 |  |  | 0
|  | Hot water plant |  |  |  |  | 1 | Itm | 130396.2 | 130396.2 |  |  |  |  | 0 | Plot 18 |  |  | 130396.2
|  | Hot water distribution |  |  |  |  | 45 | Pts | 1201.75 | 54078.75 |  |  |  |  | 0 | Plot 18 |  |  | 54078.75
[15 empty] | 0 | Plot 18 |  |  | 0
|  | Cat5 Water system | [12 empty] | 0 | Plot 18 |  |  | 0
|  | Cat5 Water system plant |  |  |  |  | 1 | Itm | 8273.1 | 8273.1 |  |  |  |  | 0 | Plot 18 |  |  | 8273.1
|  | Cat 5 water distribution |  |  |  |  | 1 | Itm | 10120 | 10120 |  |  |  |  | 0 | Plot 18 |  |  | 10120
|  | Bib taps |  |  |  |  | 10 | Pts | 287.16 | 2871.6 |  |  |  |  | 0 | Plot 18 |  |  | 2871.6
[15 empty] | 0 | Plot 18 |  |  | 0
|  | Pipework distribution in trench in ancillary MEP building |  |  |  |  | 1 | item | 50000 | 50000 |  |  |  |  | 0 | Plot 18 |  |  | 50000
|  | Allowance for items not identified currently in design |  |  |  |  | 1 | item | 250000 | 250000 |  |  |  |  | 0 | Plot 18 |  |  | 250000
0
[15 empty] | -1624855.46 |  | 862194.3 | 115747.5 | 646913.66 | 0
| - | Testing |  |  |  |  | 1% |  | 1624855.46 | 16248.5546 |  |  |  |  | 0 |  | 8621.943 | 1157.475 | 6469.1366
| - | Commissioning |  |  |  |  | 1% |  | 1624855.46 | 16248.5546 |  |  |  |  | 0 |  | 8621.943 | 1157.475 | 6469.1366
| - | E.o. for sustainable solutions, offsite manufacture, and the like |  |  |  |  | 15% |  | 1624855.46 | 243728.319 |  |  |  |  | 0 |  | 129329.145 | 17362.125 | 97037.049
| - | MEP Preliminaries & OH&P |  |  |  |  | 0% |  | 1901080.8882 | 0 |  |  |  |  | 0 |  | 0 | 0 | 0
[6 empty] | Main water supply |  |  |  | 1901080.8882 |  |  |  |  | 1901080.8882
0
| 05.04.02 | Cold water distribution | [12 empty] | 0
| - | [Insert Item] | [12 empty] | 0
0
| - | Testing |  |  |  |  | 1% |  | 0 | 0 |  |  |  |  | 0
| - | Commissioning |  |  |  |  | 1% |  | 0 | 0 |  |  |  |  | 0
| - | E.o. for sustainable solutions, offsite manufacture, and the like |  |  |  |  | 15% |  | 0 | 0 |  |  |  |  | 0
| - | MEP Preliminaries & OH&P |  |  |  |  | 0% |  | 0 | 0 |  |  |  |  | 0
[6 empty] | Cold water distribution |  |  |  | 0 |  |  |  |  | 0
0
| 05.04.03 | Hot Water Distribution (flow and return) | [12 empty] | 0
| - | [Insert Item] | [12 empty] | 0
0
| - | Testing |  |  |  |  | 1% |  | 0 | 0 |  |  |  |  | 0
| - | Commissioning |  |  |  |  | 1% |  | 0 | 0 |  |  |  |  | 0
| - | E.o. for sustainable solutions, offsite manufacture, and the like |  |  |  |  | 15% |  | 0 | 0 |  |  |  |  | 0
| - | MEP Preliminaries & OH&P |  |  |  |  | 0% |  | 0 | 0 |  |  |  |  | 0
[6 empty] | Hot Water Distribution (flow and return) |  |  |  | 0 |  |  |  |  | 0
0
| 5.04.04 | Local hot water distribution | [12 empty] | 0
| - | [Insert Item] | [12 empty] | 0
0
| - | Testing |  |  |  |  | 1% |  | 0 | 0 |  |  |  |  | 0
| - | Commissioning |  |  |  |  | 1% |  | 0 | 0 |  |  |  |  | 0
| - | E.o. for sustainable solutions, offsite manufacture, and the like |  |  |  |  | 15% |  | 0 | 0 |  |  |  |  | 0
| - | MEP Preliminaries & OH&P |  |  |  |  | 0% |  | 0 | 0 |  |  |  |  | 0
[6 empty] | Local hot water distribution |  |  |  | 0 |  |  |  |  | 0
0
| 5.04.05 | Steam and condensate distribution | [12 empty] | 0
| - | [Insert Item] | [12 empty] | 0
0
| - | Testing |  |  |  |  | 1% |  | 0 | 0 |  |  |  |  | 0
| - | Commissioning |  |  |  |  | 1% |  | 0 | 0 |  |  |  |  | 0
| - | E.o. for sustainable solutions, offsite manufacture, and the like |  |  |  |  | 15% |  | 0 | 0 |  |  |  |  | 0
| - | MEP Preliminaries & OH&P |  |  |  |  | 0% |  | 0 | 0 |  |  |  |  | 0
[6 empty] | Steam and condensate distribution |  |  |  | 0 |  |  |  |  | 0
0
[6 empty] | Water Installations |  |  |  | 1901080.8882 |  |  |  |  | 0 | 0 | 1008767.331 | 135424.575 | 756888.9822 | 0
0
| 05.05 | Heat Source | [12 empty] | 0
| 05.05.01 | Heat source | [12 empty] | 0
|  | Littlemore - New Build | [12 empty] | 0 | LMH New | 0
| - | HEAT SOURCE | [12 empty] | 0 | LMH New | 0
|  | Gas fired boiler plant and ancillary items, including burners, blow down facilities, | [12 empty] | 0 | LMH New | 0
|  | pressurisation plant and flues | [12 empty] | 0 | LMH New | 0
[15 empty] | 0 | LMH New | 0
|  | GSHP | [12 empty] | 0 | LMH New | 0
|  | Boreholes |  |  |  |  | 400 | Nr | 3200 | 1280000 |  |  |  |  | 0 | LMH New | 1280000
|  | Interconnecting pipework |  |  |  |  | 1 | Itm | 400000 | 400000 |  |  |  |  | 0 | LMH New | 400000
|  | Excavation and backfilling for trenching by others | [12 empty] | 0 | LMH New | 0
|  | Ground heat pumps |  |  |  |  | 5 | Nr | 101200 | 506000 |  |  |  |  | 0 | LMH New | 506000
|  | Air source heat pumps including acoustic pack and acoustic louvred enclosure |  |  |  |  | 2 | nr | 150000 | 300000 | [5 empty] | LMH New | 300000
|  | Water to water heat pump |  |  |  |  | 1 | Nr | 63250 | 63250 |  |  |  |  | 0 | LMH New | 63250
|  | Thermal Stores |  |  |  |  | 3 | Nr | 25300 | 75900 |  |  |  |  | 0 | LMH New | 75900
|  | Commissioning |  |  |  |  | 1 | Itm | 25300 | 25300 |  |  |  |  | 0 | LMH New | 25300
|  | FAT Testing |  |  |  |  | 1 | Itm | 18975 | 18975 |  |  |  |  | 0 | LMH New | 18975
[15 empty] | 0 | LMH New | 0
|  | Primary LTHW pump set - FCU's & AHU's |  |  |  |  | 1 | Nr | 50000 | 50000 |  |  |  |  | 0 | LMH New | 50000
|  | Primary Heating pump set - Trench heaters, radiant panels & radiant floors |  |  |  |  | 1 | Nr | 30000 | 30000 |  |  |  |  | 0 | LMH New | 30000
|  | Secondary Heating pump set - Trench heaters, radiant panels & radiant floors |  |  |  |  | 1 | Nr | 40000 | 40000 |  |  |  |  | 0 | LMH New | 40000
[15 empty] | 0 | LMH New | 0
|  | LTHW Heat exchanger |  |  |  |  | 1 | Nr | 26079.24 | 26079.24 |  |  |  |  | 0 | LMH New | 26079.24
|  | Radiant system |  |  |  |  | 3 | nr | 25000 | 75000 | [5 empty] | LMH New | 75000
[15 empty] | 0 | LMH New | 0
|  | Plantroom pipework, fittings, valves equipment & Lagging |  |  |  |  | 1 | Itm | 2500000 | 2500000 |  |  |  |  | 0 | LMH New | 2500000
[15 empty] | 0 | LMH New | 0
|  | Littlemore - Existing | [12 empty] | 0 | LMH Existing |  | 0
|  | Gas fired boiler plant and ancillary items, including burners, blow down facilities, | [12 empty] | 0 | LMH Existing |  | 0
|  | pressurisation plant and flues | [12 empty] | 0 | LMH Existing |  | 0
[15 empty] | 0 | LMH Existing |  | 0
|  | Included in LMH New Build | [12 empty] | 0 | LMH Existing |  | 0
[15 empty] | 0 | LMH Existing |  | 0
|  | Plot 18 | [12 empty] | 0
|  | HEAT SOURCE | [12 empty] | 0 | Plot 18 |  |  | 0
|  | Gas fired boiler plant and ancillary items, including burners, blow down facilities, | [12 empty] | 0 | Plot 18 |  |  | 0
|  | pressurisation plant and flues | [12 empty] | 0 | Plot 18 |  |  | 0
[15 empty] | 0 | Plot 18 |  |  | 0
|  | Boreholes |  |  |  |  | 280 | Nr | 2600 | 728000 |  |  |  |  | 0 | Plot 18 |  |  | 728000
|  | Interconnecting pipework |  |  |  |  | 1 | Itm | 37950 | 37950 |  |  |  |  | 0 | Plot 18 |  |  | 37950
|  | Excavation and backfilling for trenching by others | [12 empty] | 0 | Plot 18 |  |  | 0
|  | Ground heat pumps |  |  |  |  | 3 | Nr | 126500 | 379500 |  |  |  |  | 0 | Plot 18 |  |  | 379500
|  | Water to water heat pump |  |  |  |  | 1 | Nr | 82225 | 82225 |  |  |  |  | 0 | Plot 18 |  |  | 82225
|  | Air source heat pumps including acoustic pack and acoustic louvred enclosure |  |  |  |  | 1 | nr | 150000 | 150000 | [5 empty] | Plot 18 |  |  | 150000
|  | Thermal Stores |  |  |  |  | 2 | Nr | 31625 | 63250 |  |  |  |  | 0 | Plot 18 |  |  | 63250
|  | Commissioning |  |  |  |  | 1 | Itm | 25300 | 25300 |  |  |  |  | 0 | Plot 18 |  |  | 25300
[15 empty] | 0 | Plot 18 |  |  | 0
|  | Primary LTHW pump set - FCU's & AHU's |  |  |  |  | 1 | Nr | 33669.24 | 33669.24 |  |  |  |  | 0 | Plot 18 |  |  | 33669.24
|  | Primary Heating pump set - Trench heaters, radiant panels & radiant floors |  |  |  |  | 1 | Nr | 18294.43 | 18294.43 |  |  |  |  | 0 | Plot 18 |  |  | 18294.43
|  | Secondary Heating pump set - Trench heaters, radiant panels & radiant floors |  |  |  |  | 1 | Nr | 26079.24 | 26079.24 |  |  |  |  | 0 | Plot 18 |  |  | 26079.24
[15 empty] | 0 | Plot 18 |  |  | 0
|  | LTHW Heat exchanger |  |  |  |  | 1 | Nr | 32599.05 | 32599.05 |  |  |  |  | 0 | Plot 18 |  |  | 32599.05
|  | Radiant system |  |  |  |  | 2 | nr | 25000 | 50000 | [5 empty] | Plot 18 |  |  | 50000
[15 empty] | 0 | Plot 18 |  |  | 0
|  | Plantroom pipework, fittings, valves equipment & Lagging |  |  |  |  | 1 | Itm | 750000 | 750000 |  |  |  |  | 0 | Plot 18 |  |  | 750000
[15 empty] | 0 | Plot 18 |  |  | 0
[15 empty] | -7767371.2 |  | 5390504.24 | 0 | 2376866.96 | 0
| - | Testing |  |  |  |  | 1% |  | 7767371.2 | 77673.712 |  |  |  |  | 0 |  | 53905.0424 | 0 | 23768.6696
| - | Commissioning |  |  |  |  | 1.5% |  | 7767371.2 | 116510.568 |  |  |  |  | 0 |  | 80857.5636 | 0 | 35653.0044
| - | E.o. for sustainable solutions, offsite manufacture, and the like |  |  |  |  | 15% |  | 7767371.2 | 1165105.68 |  |  |  |  | 0 |  | 808575.636 | 0 | 356530.044
| - | MEP Preliminaries & OH&P |  |  |  |  | 0% |  | 3736156.92 | 0 |  |  |  |  | 0 |  | 0 | 0 | 0
[6 empty] | Heat source |  |  |  | 9126661.16 |  |  |  |  | 9126661.16
0
[6 empty] | Heat Source |  |  |  | 9126661.16 |  |  |  |  | 0 | 0 | 6333842.482 | 0 | 2792818.678 | 0
0
| 05.06 | Space heating and air conditioning | [12 empty] | 0
| 5.06.01 | Central Heating | [12 empty] | 0
|  | Littlemore - New Build | [12 empty] | 0 | LMH New | 0
|  | LTHW | [12 empty] | 0 | LMH New | 0
|  | Pipework, valves and fittings supplying heating throughout building. Complete with insulation | [12 empty] | 0 | LMH New | 0
|  | bracketry and supports and necessary and including and flushing and cleaning. | [12 empty] | 0 | LMH New | 0
[15 empty] | 0 | LMH New | 0
|  | LTHW distribution | [12 empty] | 0 | LMH New | 0
|  | LTHW To labs and facilities (Radiant systems such as Active Chilled beams, Radiant panels or UFH) |  |  |  |  | 8862 | m2 | 177.1 | 1569460.2 |  |  |  |  | 0 | LMH New | 1569460.2
|  | LTHW To back of house (radiators, UFH etc) |  |  |  |  | 4310 | m2 | 50.6 | 218086 |  |  |  |  | 0 | LMH New | 218086
|  | LTHW To Car Park - No works | [12 empty] | 0 | LMH New | 0
[15 empty] | 0 | LMH New | 0
|  | CHW | [12 empty] | 0 | LMH New | 0
|  | Pipework, valves and fittings supplying cooling throughout building. Complete with insulation | [12 empty] | 0 | LMH New | 0
|  | bracketry and supports and necessary and including and flushing and cleaning. | [12 empty] | 0 | LMH New | 0
[15 empty] | 0 | LMH New | 0
|  | Thermal Stores |  |  |  |  | 3 | Nr | 25300 | 75900 |  |  |  |  | 0 | LMH New | 75900
[15 empty] | 0 | LMH New | 0
|  | Primary CHW pump set |  |  |  |  | 1 | Nr | 38729.24 | 38729.24 |  |  |  |  | 0 | LMH New | 38729.24
|  | Primary CHW pump set |  |  |  |  | 1 | Nr | 25884.43 | 25884.43 |  |  |  |  | 0 | LMH New | 25884.43
|  | Secondary CHW pump set |  |  |  |  | 1 | Nr | 32404.24 | 32404.24 |  |  |  |  | 0 | LMH New | 32404.24
[15 empty] | 0 | LMH New | 0
|  | CHW Heat exchanger |  |  |  |  | 1 | Nr | 51574.05 | 51574.05 |  |  |  |  | 0 | LMH New | 51574.05
|  | Plantroom pipework, fittings, valves equipment & Lagging |  |  |  |  | 1 | Itm | 126500 | 126500 |  |  |  |  | 0 | LMH New | 126500
[15 empty] | 0 | LMH New | 0
|  | CHW distribution | [12 empty] | 0 | LMH New | 0
|  | CHW To labs and facilities (Radiant systems such as Active Chilled beams, Radiant panels or UFH) |  |  |  |  | 8862 | m2 | 189.75 | 1681564.5 |  |  |  |  | 0 | LMH New | 1681564.5
|  | CHW To back of house (radiators, UFH etc) |  |  |  |  | 4310 | m2 | 18.98 | 81803.8 |  |  |  |  | 0 | LMH New | 81803.8
|  | CHW To Car Park - No works | [12 empty] | 0 | LMH New | 0
[15 empty] | 0 | LMH New | 0
[15 empty] | 0 | LMH New | 0
|  | LOCAL COOLING | [12 empty] | 0 | LMH New | 0
|  | To include split units serving IT or meeting rooms, covering all internal and external equipment | [12 empty] | 0 | LMH New | 0
|  | as well as pipework, cabling and tray also to test and commission once complete | [12 empty] | 0 | LMH New | 0
[15 empty] | 0 | LMH New | 0
|  | Dedicated cooling systems to electrical rooms |  |  |  |  | 1 | Itm | 192280 | 192280 |  |  |  |  | 0 | LMH New | 192280
|  | Dedicated cooling systems to IT rooms, process spaces etc |  |  |  |  | 1 | Itm | 166980 | 166980 |  |  |  |  | 0 | LMH New | 166980
[15 empty] | 0 | LMH New | 0
|  | Littlemore - Existing | [12 empty] | 0 | LMH Existing |  | 0
|  | LTHW | [12 empty] | 0 | LMH Existing |  | 0
|  | Pipework, valves and fittings supplying heating throughout building. Complete with insulation | [12 empty] | 0 | LMH Existing |  | 0
|  | bracketry and supports and necessary and including and flushing and cleaning. | [12 empty] | 0 | LMH Existing |  | 0
[15 empty] | 0 | LMH Existing |  | 0
|  | LTHW To labs and facilities (Radiant systems such as Active Chilled beams, Radiant panels or UFH) |  |  |  |  | 3183 | m2 | 101.2 | 322119.6 |  |  |  |  | 0 | LMH Existing |  | 322119.6
[15 empty] | 0 | LMH Existing |  | 0
|  | CHW | [12 empty] | 0 | LMH Existing |  | 0
|  | Pipework, valves and fittings supplying cooling throughout building. Complete with insulation | [12 empty] | 0 | LMH Existing |  | 0
|  | bracketry and supports and necessary and including and flushing and cleaning. | [12 empty] | 0 | LMH Existing |  | 0
[15 empty] | 0 | LMH Existing |  | 0
|  | CHW To labs and facilities (Radiant systems such as Active Chilled beams, Radiant panels or UFH) |  |  |  |  | 3183 | m2 | 113.85 | 362384.55 |  |  |  |  | 0 | LMH Existing |  | 362384.55
[15 empty] | 0 | LMH Existing |  | 0
|  | LOCAL COOLING | [12 empty] | 0 | LMH Existing |  | 0
|  | To include split units serving IT or meeting rooms, covering all internal and external equipment | [12 empty] | 0 | LMH Existing |  | 0
|  | as well as pipework, cabling and tray also to test and commission once complete | [12 empty] | 0 | LMH Existing |  | 0
[15 empty] | 0 | LMH Existing |  | 0
|  | No works | [12 empty] | 0 | LMH Existing |  | 0
0
|  | Plot 18 | [12 empty] | 0 | Plot 18 |  |  | 0
|  | LTHW | [12 empty] | 0 | Plot 18 |  |  | 0
|  | Pipework, valves and fittings supplying heating throughout building. Complete with insulation | [12 empty] | 0 | Plot 18 |  |  | 0
|  | bracketry and supports and necessary and including and flushing and cleaning. | [12 empty] | 0 | Plot 18 |  |  | 0
[15 empty] | 0 | Plot 18 |  |  | 0
|  | LTHW distribution | [12 empty] | 0 | Plot 18 |  |  | 0
|  | LTHW To labs and facilities (Radiant systems such as Active Chilled beams, Radiant panels or UFH) |  |  |  |  | 5261 | m2 | 151.8 | 798619.8 |  |  |  |  | 0 | Plot 18 |  |  | 798619.8
|  | LTHW To back of house (radiators, UFH etc) |  |  |  |  | 311 | m2 | 50.6 | 15736.6 |  |  |  |  | 0 | Plot 18 |  |  | 15736.6
|  | LTHW To Car Park - No works | [12 empty] | 0 | Plot 18 |  |  | 0
[15 empty] | 0 | Plot 18 |  |  | 0
|  | CHW | [12 empty] | 0 | Plot 18 |  |  | 0
|  | Pipework, valves and fittings supplying cooling throughout building. Complete with insulation | [12 empty] | 0 | Plot 18 |  |  | 0
|  | bracketry and supports and necessary and including and flushing and cleaning. | [12 empty] | 0 | Plot 18 |  |  | 0
[15 empty] | 0 | Plot 18 |  |  | 0
|  | Plantroom pipework, fittings, valves equipment & Lagging |  |  |  |  | 1 | Itm | 101200 | 101200 |  |  |  |  | 0 | Plot 18 |  |  | 101200
[15 empty] | 0 | Plot 18 |  |  | 0
|  | Thermal Stores |  |  |  |  | 2 | Nr | 25300 | 50600 |  |  |  |  | 0 | Plot 18 |  |  | 50600
[15 empty] | 0 | Plot 18 |  |  | 0
|  | Primary CHW pump set - FCU's & AHU's |  |  |  |  | 1 | Nr | 33669.24 | 33669.24 |  |  |  |  | 0 | Plot 18 |  |  | 33669.24
|  | Primary CHW pump set - Trench heaters, radiant panels & radiant floors |  |  |  |  | 1 | Nr | 18294.43 | 18294.43 |  |  |  |  | 0 | Plot 18 |  |  | 18294.43
|  | Secondary CHW pump set - Trench heaters, radiant panels & radiant floors |  |  |  |  | 1 | Nr | 26079.24 | 26079.24 |  |  |  |  | 0 | Plot 18 |  |  | 26079.24
[15 empty] | 0 | Plot 18 |  |  | 0
|  | CHW Heat exchanger |  |  |  |  | 1 | Nr | 32599.05 | 32599.05 |  |  |  |  | 0 | Plot 18 |  |  | 32599.05
[15 empty] | 0 | Plot 18 |  |  | 0
|  | CHW distribution | [12 empty] | 0 | Plot 18 |  |  | 0
|  | CHW To labs and facilities (Radiant systems such as Active Chilled beams, Radiant panels or UFH) |  |  |  |  | 5261 | m2 | 164.45 | 865171.45 |  |  |  |  | 0 | Plot 18 |  |  | 865171.45
|  | CHW To back of house (radiators, UFH etc) |  |  |  |  | 311 | m2 | 18.98 | 5902.78 |  |  |  |  | 0 | Plot 18 |  |  | 5902.78
|  | CHW To Car Park - No works | [12 empty] | 0 | Plot 18 |  |  | 0
[15 empty] | 0 | Plot 18 |  |  | 0
|  | LOCAL COOLING | [12 empty] | 0 | Plot 18 |  |  | 0
|  | To include split units serving IT or meeting rooms, covering all internal and external equipment | [12 empty] | 0 | Plot 18 |  |  | 0
|  | as well as pipework, cabling and tray also to test and commission once complete | [12 empty] | 0 | Plot 18 |  |  | 0
[15 empty] | 0 | Plot 18 |  |  | 0
|  | Dedicated cooling systems to electrical rooms |  |  |  |  | 1 | Itm | 40480 | 40480 |  |  |  |  | 0 | Plot 18 |  |  | 40480
|  | Dedicated cooling systems to IT rooms, process spaces etc |  |  |  |  | 1 | Itm | 91080 | 91080 |  |  |  |  | 0 | Plot 18 |  |  | 91080
[15 empty] | 0 | Plot 18 |  |  | 0
[15 empty] | -7025103.2 |  | 4261166.46 | 684504.15 | 2079432.59
| - | Testing |  |  |  |  | 1% |  | 7025103.2 | 70251.032 |  |  |  |  | 0 |  | 42611.6646 | 6845.0415 | 20794.3259
| - | Commissioning |  |  |  |  | 1% |  | 7025103.2 | 70251.032 |  |  |  |  | 0 |  | 42611.6646 | 6845.0415 | 20794.3259
| - | E.o. for sustainable solutions, offsite manufacture, and the like |  |  |  |  | 15% |  | 7025103.2 | 1053765.48 |  |  |  |  | 0 |  | 639174.969 | 102675.6225 | 311914.8885
| - | MEP Preliminaries & OH&P |  |  |  |  | 0% |  | 35599354.224 | 0 |  |  |  |  | 0 |  | 0 | 0 | 0
[6 empty] | Central Heating |  |  |  | 8219370.744 |  |  |  |  | 8219370.744
0
| 5.06.02 | Local Heating | [12 empty] | 0
| - | [Insert Item] | [12 empty] | 0
0
| - | Testing |  |  |  |  | 1% |  | 0 | 0 |  |  |  |  | 0
| - | Commissioning |  |  |  |  | 1% |  | 0 | 0 |  |  |  |  | 0
| - | E.o. for sustainable solutions, offsite manufacture, and the like |  |  |  |  | 15% |  | 0 | 0 |  |  |  |  | 0
| - | MEP Preliminaries & OH&P |  |  |  |  | 0% |  | 0 | 0 |  |  |  |  | 0
[6 empty] | Local Heating |  |  |  | 0 |  |  |  |  | 0
0
| 5.06.03 | Central Cooling | [12 empty] | 0
| - | [Insert Item] | [12 empty] | 0
0
| - | Testing |  |  |  |  | 1% |  | 0 | 0 |  |  |  |  | 0
| - | Commissioning |  |  |  |  | 1% |  | 0 | 0 |  |  |  |  | 0
| - | E.o. for sustainable solutions, offsite manufacture, and the like |  |  |  |  | 15% |  | 0 | 0 |  |  |  |  | 0
| - | MEP Preliminaries & OH&P |  |  |  |  | 0% |  | 0 | 0 |  |  |  |  | 0
[6 empty] | Central Cooling |  |  |  | 0 |  |  |  |  | 0
0
| 5.06.04 | Local Cooling | [12 empty] | 0
| - | [Insert Item] | [12 empty] | 0
0
| - | Testing |  |  |  |  | 1% |  | 0 | 0 |  |  |  |  | 0
| - | Commissioning |  |  |  |  | 1% |  | 0 | 0 |  |  |  |  | 0
| - | E.o. for sustainable solutions, offsite manufacture, and the like |  |  |  |  | 15% |  | 0 | 0 |  |  |  |  | 0
| - | MEP Preliminaries & OH&P |  |  |  |  | 0% |  | 0 | 0 |  |  |  |  | 0
[6 empty] | Local Cooling |  |  |  | 0 |  |  |  |  | 0
0
| 5.06.05 | Central Heating and Cooling | [12 empty] | 0
| - | [Insert Item] | [12 empty] | 0
0
| - | Testing |  |  |  |  | 1% |  | 0 | 0 |  |  |  |  | 0
| - | Commissioning |  |  |  |  | 1% |  | 0 | 0 |  |  |  |  | 0
| - | E.o. for sustainable solutions, offsite manufacture, and the like |  |  |  |  | 15% |  | 0 | 0 |  |  |  |  | 0
| - | MEP Preliminaries & OH&P |  |  |  |  | 0% |  | 0 | 0 |  |  |  |  | 0
[6 empty] | Central Heating and Cooling |  |  |  | 0 |  |  |  |  | 0
0
| 5.06.06 | Local Heating and Cooling | [12 empty] | 0
| - | [Insert Item] | [12 empty] | 0
0
| - | Testing |  |  |  |  | 1% |  | 0 | 0 |  |  |  |  | 0
| - | Commissioning |  |  |  |  | 1% |  | 0 | 0 |  |  |  |  | 0
| - | E.o. for sustainable solutions, offsite manufacture, and the like |  |  |  |  | 15% |  | 0 | 0 |  |  |  |  | 0
| - | MEP Preliminaries & OH&P |  |  |  |  | 0% |  | 0 | 0 |  |  |  |  | 0
[6 empty] | Local Heating and Cooling |  |  |  | 0 |  |  |  |  | 0
0
| 5.06.07 | Central Air Conditioning | [12 empty] | 0
| - | [Insert Item] | [12 empty] | 0
0
| - | Testing |  |  |  |  | 1% |  | 0 | 0 |  |  |  |  | 0
| - | Commissioning |  |  |  |  | 1% |  | 0 | 0 |  |  |  |  | 0
| - | E.o. for sustainable solutions, offsite manufacture, and the like |  |  |  |  | 15% |  | 0 | 0 |  |  |  |  | 0
| - | MEP Preliminaries & OH&P |  |  |  |  | 0% |  | 0 | 0 |  |  |  |  | 0
[6 empty] | Central Air Conditioning |  |  |  | 0 |  |  |  |  | 0
0
| 5.06.08 | Local Air Conditioning | [12 empty] | 0
| - | [Insert Item] | [12 empty] | 0
0
| - | Testing |  |  |  |  | 1% |  | 0 | 0 |  |  |  |  | 0
| - | Commissioning |  |  |  |  | 1% |  | 0 | 0 |  |  |  |  | 0
| - | E.o. for sustainable solutions, offsite manufacture, and the like |  |  |  |  | 15% |  | 0 | 0 |  |  |  |  | 0
| - | MEP Preliminaries & OH&P |  |  |  |  | 0% |  | 0 | 0 |  |  |  |  | 0
[6 empty] | Local Air Conditioning |  |  |  | 0 |  |  |  |  | 0
0
[6 empty] | Space heating and air conditioning |  |  |  | 8219370.744 |  |  |  |  | 0 | 0 | 4985564.7582 | 800869.8555 | 2432936.1303 | 0
0
| 05.07 | Ventilation Systems | [12 empty] | 0
| 5.07.01 | Central Ventilation | [12 empty] | 0
|  | Littlemore - New Build | [12 empty] | 0 | LMH New | 0
| - | MECHANICAL VENTILATION | [12 empty] | 0 | LMH New | 0
|  | AHU, distribution ductwork and ductwork fittings and ancillaries, e.g. supports, hangers, | [12 empty] | 0 | LMH New | 0
|  | access openings and dampers (control, fire and smoke). Supply & return air grilles, | [12 empty] | 0 | LMH New | 0
|  | attenuators, dampers and other ancillary components | [12 empty] | 0 | LMH New | 0
[15 empty] | 0 | LMH New | 0
|  | General ventilation supply and extract via AHU's | [12 empty] | 0 | LMH New | 0
|  | AHU-LMH-01 |  |  |  |  | 1 | Nr | 128935.13 | 128935.13 |  |  |  |  | 0 | LMH New | 128935.13
|  | AHU-LMH-02 |  |  |  |  | 1 | Nr | 128935.13 | 128935.13 |  |  |  |  | 0 | LMH New | 128935.13
|  | AHU-LMH-03 |  |  |  |  | 1 | Nr | 128935.13 | 128935.13 |  |  |  |  | 0 | LMH New | 128935.13
|  | AHU-LMH-04 |  |  |  |  | 1 | Nr | 90985.13 | 90985.13 |  |  |  |  | 0 | LMH New | 90985.13
|  | AHU-LMH-05 |  |  |  |  | 1 | Nr | 78335.13 | 78335.13 |  |  |  |  | 0 | LMH New | 78335.13
|  | AHU-LMH-06 |  |  |  |  | 1 | Nr | 90985.13 | 90985.13 |  |  |  |  | 0 | LMH New | 90985.13
|  | FAT Testing |  |  |  |  | 1 | Itm | 15180 | 15180 |  |  |  |  | 0 | LMH New | 15180
[15 empty] | 0 | LMH New | 0
|  | General ventilation supply and extract via MVHR's | [12 empty] | 0 | LMH New | 0
|  | MVHR's |  |  |  |  | 22 | Nr | 13429.24 | 295443.28 |  |  |  |  | 0 | LMH New | 295443.28
[15 empty] | 0 | LMH New | 0
|  | Dedicated lab fume extract | [12 empty] | 0 | LMH New | 0
|  | Strobic fan extract |  |  |  |  | 10 | Nr | 64224.05 | 642240.5 | 10nr as advised by F+P |  |  |  | 0 | LMH New | 642240.5
[15 empty] | 0 | LMH New | 0
|  | Run around coils to lab extract |  |  |  |  | 16 | Nr | 18975 | 303600 |  |  |  |  | 0 | LMH New | 303600
[15 empty] | 0 | LMH New | 0
|  | Ductwork - Standard Galv |  |  |  |  | 18858 | m2 | 44.28 | 835032.24 |  |  |  |  | 0 | LMH New | 835032.24
|  | Ductwork - Fume Extract |  |  |  |  | 1 | Itm | 540787.5 | 540787.5 |  |  |  |  | 0 | LMH New | 540787.5
|  | Lagging |  |  |  |  | 1 | Itm | 481965 | 481965 |  |  |  |  | 0 | LMH New | 481965
|  | Grilles, diffusers, louvres and terminations |  |  |  |  | 18858 | Itm | 12.65 | 238553.7 |  |  |  |  | 0 | LMH New | 238553.7
[15 empty] | 0 | LMH New | 0
|  | Natural ventilation to existing LMH Main hall |  |  |  |  | 1 | Itm | 101200 | 101200 |  |  |  |  | 0 | LMH New | 101200
[15 empty] | 0 | LMH New | 0
|  | Ductwork and ventilation to auditorium ( Raked seating vent ) |  |  |  |  | 1 | Itm | 253000 | 253000 |  |  |  |  | 0 | LMH New | 253000
[15 empty] | 0 | LMH New | 0
|  | Extract Chimney to LMH |  |  |  |  | 6 | Nr | 37950 | 227700 |  |  |  |  | 0 | LMH New | 227700
[15 empty] | 0 | LMH New | 0
|  | Positive pressure systems to labs | [12 empty] | 0 | LMH New | 0
|  | SH-2.0 - SEM/TEM (1 large or 2 small) |  |  |  |  | 1 | Nr | 3795 | 3795 |  |  |  |  | 0 | LMH New | 3795
|  | CP-1.0 - Airlocks |  |  |  |  | 2 | Nr | 3795 | 7590 |  |  |  |  | 0 | LMH New | 7590
|  | CP-1.1 - Non-Hazardous Drug Room |  |  |  |  | 1 | Nr | 3795 | 3795 |  |  |  |  | 0 | LMH New | 3795
|  | CP-1.2 - Hazardous Drug Mixing |  |  |  |  | 1 | Nr | 3795 | 3795 |  |  |  |  | 0 | LMH New | 3795
|  | CP-1.3 - Refrigerator Room |  |  |  |  | 1 | Nr | 3795 | 3795 |  |  |  |  | 0 | LMH New | 3795
[15 empty] | 0 | LMH New | 0
|  | Negative pressure systems to labs | [12 empty] | 0 | LMH New | 0
|  | CN-1.0 - Open Bench Laboratory - Cancer |  |  |  |  | 3 | Nr | 6325 | 18975 |  |  |  |  | 0 | LMH New | 18975
|  | CN-2.0 - Synthesis Laboratory - Cancer |  |  |  |  | 1 | Nr | 6325 | 6325 |  |  |  |  | 0 | LMH New | 6325
|  | CN-3.0 - Tissue Culture Suite - Cancer |  |  |  |  | 2 | Nr | 6325 | 12650 |  |  |  |  | 0 | LMH New | 12650
|  | CN-4.0 - Special Purpose Support - Cancer |  |  |  |  | 6 | Nr | 6325 | 37950 |  |  |  |  | 0 | LMH New | 37950
|  | SH-1.0 - Microscopy & Imaging Suite |  |  |  |  | 1 | Nr | 6325 | 6325 |  |  |  |  | 0 | LMH New | 6325
|  | SH-2.1 - SEM/TEM Service Room |  |  |  |  | 1 | Nr | 6325 | 6325 |  |  |  |  | 0 | LMH New | 6325
|  | SH-2.2 - SEM/TEM Prep |  |  |  |  | 1 | Nr | 6325 | 6325 |  |  |  |  | 0 | LMH New | 6325
|  | SH-3.0 - Analytical Instrumentation Suite |  |  |  |  | 1 | Nr | 6325 | 6325 |  |  |  |  | 0 | LMH New | 6325
|  | SH-5.0 - Cryopreservation Facility |  |  |  |  | 1 | Nr | 6325 | 6325 |  |  |  |  | 0 | LMH New | 6325
|  | SH-6.0 - Fabrication/ Prototyping Lab |  |  |  |  | 1 | Nr | 6325 | 6325 |  |  |  |  | 0 | LMH New | 6325
|  | SH-7.0 - Partner Lab |  |  |  |  | 2 | Nr | 6325 | 12650 |  |  |  |  | 0 | LMH New | 12650
|  | RS-1.0 - Chemical Storage Room - Large |  |  |  |  | 2 | Nr | 6325 | 12650 |  |  |  |  | 0 | LMH New | 12650
|  | RS-2.0 - Chemical Waste Room - Large |  |  |  |  | 2 | Nr | 6325 | 12650 |  |  |  |  | 0 | LMH New | 12650
|  | RS-5.0 - Biological Waste Staging - Large |  |  |  |  | 1 | Nr | 6325 | 6325 |  |  |  |  | 0 | LMH New | 6325
|  | RS-6.0 - Gas Cylinder Staging - Large |  |  |  |  | 1 | Nr | 6325 | 6325 |  |  |  |  | 0 | LMH New | 6325
|  | RS-7.0 - Research Supplies Management |  |  |  |  | 1 | Nr | 6325 | 6325 |  |  |  |  | 0 | LMH New | 6325
|  | RS-8.0 - Research Supplies - Close-at-Hand |  |  |  |  | 2 | Nr | 6325 | 12650 |  |  |  |  | 0 | LMH New | 12650
|  | CP-2.0 - Work Room |  |  |  |  | 1 | Nr | 6325 | 6325 |  |  |  |  | 0 | LMH New | 6325
|  | CL-1.0 - Gowning |  |  |  |  | 1 | Nr | 6325 | 6325 |  |  |  |  | 0 | LMH New | 6325
|  | CL-1.1 - Clinical Laboratory |  |  |  |  | 1 | Nr | 6325 | 6325 |  |  |  |  | 0 | LMH New | 6325
|  | CS-2.0 - Dirty Storage |  |  |  |  | 1 | Nr | 6325 | 6325 |  |  |  |  | 0 | LMH New | 6325
[15 empty] | 0 | LMH New | 0
|  | Fume cupboards | [12 empty] | 0 | LMH New | 0
|  | CN-1.0 - Open Bench Laboratory - Cancer - Connections to fume cupboards |  |  |  |  | 6 | Nr | 3795 | 22770 |  |  |  |  | 0 | LMH New | 22770
|  | CN-2.0 - Synthesis Laboratory - Cancer - Connections to fume cupboards |  |  |  |  | 18 | Nr | 3795 | 68310 |  |  |  |  | 0 | LMH New | 68310
|  | CN-3.0 - Tissue Culture Suite - Cancer - Connections to fume cupboards |  |  |  |  | 4 | Nr | 3795 | 15180 |  |  |  |  | 0 | LMH New | 15180
|  | CN-4.0 - Special Purpose Support - Cancer - Connections to fume cupboards |  |  |  |  | 18 | Nr | 3795 | 68310 |  |  |  |  | 0 | LMH New | 68310
|  | SH-1.0 - Microscopy & Imaging Suite - Connections to fume cupboards |  |  |  |  | 1 | Nr | 3795 | 3795 |  |  |  |  | 0 | LMH New | 3795
|  | SH-2.0 - SEM/TEM (1 large or 2 small) - Connections to fume cupboards |  |  |  |  | 1 | Nr | 3795 | 3795 |  |  |  |  | 0 | LMH New | 3795
|  | SH-2.1 - SEM/TEM Service Room - Connections to fume cupboards |  |  |  |  | 1 | Nr | 3795 | 3795 |  |  |  |  | 0 | LMH New | 3795
|  | SH-2.2 - SEM/TEM Prep - Connections to fume cupboards |  |  |  |  | 1 | Nr | 3795 | 3795 |  |  |  |  | 0 | LMH New | 3795
|  | SH-3.0 - Analytical Instrumentation Suite - Connections to fume cupboards |  |  |  |  | 1 | Nr | 3795 | 3795 |  |  |  |  | 0 | LMH New | 3795
|  | SH-7.0 - Partner Lab - Connections to fume cupboards |  |  |  |  | 2 | Nr | 3795 | 7590 |  |  |  |  | 0 | LMH New | 7590
|  | RS-1.0 - Chemical Storage Room - Large - Connections to fume cupboards |  |  |  |  | 2 | Nr | 3795 | 7590 |  |  |  |  | 0 | LMH New | 7590
|  | CP-1.1 - Non-Hazardous Drug Room - Connections to fume cupboards |  |  |  |  | 1 | Nr | 3795 | 3795 |  |  |  |  | 0 | LMH New | 3795
|  | CP-1.2 - Hazardous Drug Mixing - Connections to fume cupboards |  |  |  |  | 1 | Nr | 3795 | 3795 |  |  |  |  | 0 | LMH New | 3795
[15 empty] | 0 | LMH New | 0
|  | LOCAL EXTRACT VENTILATION | [12 empty] | 0 | LMH New | 0
|  | Fans, ductwork, grilles and louvres for local extract systems | [12 empty] | 0 | LMH New | 0
[15 empty] | 0 | LMH New | 0
|  | Local extract systems |  |  |  |  | 1 | Itm | 25300 | 25300 |  |  |  |  | 0 | LMH New | 25300
[15 empty] | 0 | LMH New | 0
|  | Gas suppression vent/purge systems |  |  |  |  | 1 | Itm | 215050 | 215050 |  |  |  |  | 0 | LMH New | 215050
[15 empty] | 0 | LMH New | 0
|  | Littlemore - Existing | [12 empty] | 0 | LMH Existing |  | 0
|  | MECHANICAL VENTILATION | [12 empty] | 0 | LMH Existing |  | 0
|  | AHU, distribution ductwork and ductwork fittings and ancillaries, e.g. supports, hangers, | [12 empty] | 0 | LMH Existing |  | 0
|  | access openings and dampers (control, fire and smoke). Supply & return air grilles, | [12 empty] | 0 | LMH Existing |  | 0
|  | attenuators, dampers and other ancillary components | [12 empty] | 0 | LMH Existing |  | 0
[15 empty] | 0 | LMH Existing |  | 0
|  | General ventilation supply and extract via AHU's | [12 empty] | 0 | LMH Existing |  | 0
|  | Included in LMH New | [12 empty] | 0 | LMH Existing |  | 0
[15 empty] | 0 | LMH Existing |  | 0
|  | General ventilation supply and extract via MVHR's | [12 empty] | 0 | LMH Existing |  | 0
|  | MVHR's |  |  |  |  | 2 | Nr | 13429.24 | 26858.48 |  |  |  |  | 0 | LMH Existing |  | 26858.48
|  | MVHR's Apartments |  |  |  |  | 14 | Nr | 4719.72 | 66076.08 |  |  |  |  | 0 | LMH Existing |  | 66076.08
[15 empty] | 0 | LMH Existing |  | 0
|  | Dedicated lab fume extract | [12 empty] | 0 | LMH Existing |  | 0
|  | Ductwork |  |  |  |  | 3183 | m2 | 37.95 | 120794.85 |  |  |  |  | 0 | LMH Existing |  | 120794.85
|  | Lagging |  |  |  |  | 1 | Itm | 39862.3 | 39862.3 |  |  |  |  | 0 | LMH Existing |  | 39862.3
|  | Grilles, diffusers, louvres and terminations |  |  |  |  | 3183 | Itm | 10.12 | 32211.96 |  |  |  |  | 0 | LMH Existing |  | 32211.96
[15 empty] | 0 | LMH Existing |  | 0
|  | Kitchen extract systems | [12 empty] | 0 | LMH Existing |  | 0
|  | Fire rated ductwork |  |  |  |  | 1 | Itm | 37950 | 37950 |  |  |  |  | 0 | LMH Existing |  | 37950
|  | Remaining ductwork, ancillaries, vents, grilles etc |  |  |  |  | 1 | Itm | 25300 | 25300 |  |  |  |  | 0 | LMH Existing |  | 25300
[15 empty] | 0 | LMH Existing |  | 0
[15 empty] | 0 | LMH Existing |  | 0
|  | LOCAL EXTRACT VENTILATION | [12 empty] | 0 | LMH Existing |  | 0
|  | Fans, ductwork, grilles and louvres for local extract systems | [12 empty] | 0 | LMH Existing |  | 0
[15 empty] | 0 | LMH Existing |  | 0
|  | No works | [12 empty] | 0 | LMH Existing |  | 0
[15 empty] | 0 | LMH Existing |  | 0
|  | Plot 18 | [12 empty] | 0
|  | MECHANICAL VENTILATION | [12 empty] | 0 | Plot 18 |  |  | 0
|  | AHU, distribution ductwork and ductwork fittings and ancillaries, e.g. supports, hangers, | [12 empty] | 0 | Plot 18 |  |  | 0
|  | access openings and dampers (control, fire and smoke). Supply & return air grilles, | [12 empty] | 0 | Plot 18 |  |  | 0
|  | attenuators, dampers and other ancillary components | [12 empty] | 0 | Plot 18 |  |  | 0
[15 empty] | 0 | Plot 18 |  |  | 0
|  | General ventilation supply and extract via AHU's | [12 empty] | 0 | Plot 18 |  |  | 0
|  | AHU-P18-01 |  |  |  |  | 1 | Nr | 128935.13 | 128935.13 |  |  |  |  | 0 | Plot 18 |  |  | 128935.13
|  | AHU-P18-02 |  |  |  |  | 1 | Nr | 128935.13 | 128935.13 |  |  |  |  | 0 | Plot 18 |  |  | 128935.13
[15 empty] | 0 | Plot 18 |  |  | 0
|  | General ventilation supply and extract via MVHR's | [12 empty] | 0 | Plot 18 |  |  | 0
|  | MVHR's |  |  |  |  | 8 | Nr | 13429.24 | 107433.92 |  |  |  |  | 0 | Plot 18 |  |  | 107433.92
[15 empty] | 0 | Plot 18 |  |  | 0
|  | Dedicated lab fume extract | [12 empty] | 0 | Plot 18 |  |  | 0
|  | Strobic fan extract |  |  |  |  | 4 | Nr | 64224.05 | 256896.2 | 4nr as advised by F+P |  |  |  | 0 | Plot 18 |  |  | 256896.2
[15 empty] | 0 | Plot 18 |  |  | 0
|  | Run around coils to lab extract |  |  |  |  | 8 | Nr | 18975 | 151800 |  |  |  |  | 0 | Plot 18 |  |  | 151800
[15 empty] | 0 | Plot 18 |  |  | 0
|  | Ductwork - Standard Galv |  |  |  |  | 5572 | m2 | 44.28 | 246728.16 |  |  |  |  | 0 | Plot 18 |  |  | 246728.16
|  | Ductwork - Fume Extract |  |  |  |  | 1 | Itm | 151800 | 151800 |  |  |  |  | 0 | Plot 18 |  |  | 151800
|  | Lagging |  |  |  |  | 1 | Itm | 139150 | 139150 |  |  |  |  | 0 | Plot 18 |  |  | 139150
|  | Grilles, diffusers, louvres and terminations |  |  |  |  | 5572 | Itm | 12.65 | 70485.8 |  |  |  |  | 0 | Plot 18 |  |  | 70485.8
[15 empty] | 0 | Plot 18 |  |  | 0
|  | Natural ventilation to existing LMH Main hall |  |  |  |  | 1 | Itm | 101200 | 101200 |  |  |  |  | 0 | Plot 18 |  |  | 101200
[15 empty] | 0 | Plot 18 |  |  | 0
|  | Negative pressure systems to labs | [12 empty] | 0 | Plot 18 |  |  | 0
|  | VR-1.0 - Open Bench Laboratory - Virology |  |  |  |  | 2 | Nr | 6325 | 12650 |  |  |  |  | 0 | Plot 18 |  |  | 12650
|  | VR-2.0 - Tissue Culture Rooms - Virology |  |  |  |  | 6 | Nr | 6325 | 37950 |  |  |  |  | 0 | Plot 18 |  |  | 37950
|  | VR-3.0 - Special Purpose Support - Virology |  |  |  |  | 4 | Nr | 6325 | 25300 |  |  |  |  | 0 | Plot 18 |  |  | 25300
|  | VR-4.0 - Equipment Room - Virology |  |  |  |  | 2 | Nr | 6325 | 12650 |  |  |  |  | 0 | Plot 18 |  |  | 12650
|  | SH-4.0 - Freezer Farm/ Equipment Room |  |  |  |  | 1 | Nr | 6325 | 6325 |  |  |  |  | 0 | Plot 18 |  |  | 6325
|  | SH-8.0 - Proving Ground |  |  |  |  | 1 | Nr | 6325 | 6325 |  |  |  |  | 0 | Plot 18 |  |  | 6325
|  | RS-1.1 - Chemical Storage Room - Small |  |  |  |  | 1 | Nr | 6325 | 6325 |  |  |  |  | 0 | Plot 18 |  |  | 6325
|  | RS-2.1 - Chemical Waste Room - Small |  |  |  |  | 1 | Nr | 6325 | 6325 |  |  |  |  | 0 | Plot 18 |  |  | 6325
|  | RS-3.0 - Autoclave Room |  |  |  |  | 1 | Nr | 6325 | 6325 |  |  |  |  | 0 | Plot 18 |  |  | 6325
|  | RS-4.0 - Glasswash Room |  |  |  |  | 1 | Nr | 6325 | 6325 |  |  |  |  | 0 | Plot 18 |  |  | 6325
|  | RS-5.1 - Biological Waste Staging - Small |  |  |  |  | 1 | Nr | 6325 | 6325 |  |  |  |  | 0 | Plot 18 |  |  | 6325
|  | RS-6.1 - Gas Cylinder Staging - Small |  |  |  |  | 1 | Nr | 6325 | 6325 |  |  |  |  | 0 | Plot 18 |  |  | 6325
|  | RS-8.0 - Research Supplies - Close-at-Hand |  |  |  |  | 2 | Nr | 6325 | 12650 |  |  |  |  | 0 | Plot 18 |  |  | 12650
[15 empty] | 0 | Plot 18 |  |  | 0
|  | Fume cupboards | [12 empty] | 0 | Plot 18 |  |  | 0
|  | VR-1.0 - Open Bench Laboratory - Virology - Connections to fume cupboards |  |  |  |  | 4 | Nr | 3795 | 15180 |  |  |  |  | 0 | Plot 18 |  |  | 15180
|  | VR-2.0 - Tissue Culture Rooms - Virology - Connections to fume cupboards |  |  |  |  | 12 | Nr | 3795 | 45540 |  |  |  |  | 0 | Plot 18 |  |  | 45540
[15 empty] | 0 | Plot 18 |  |  | 0
|  | Extract Chimney to LMH |  |  |  |  | 6 | Nr | 37950 | 227700 |  |  |  |  | 0 | Plot 18 |  |  | 227700
[15 empty] | 0 | Plot 18 |  |  | 0
|  | LOCAL EXTRACT VENTILATION | [12 empty] | 0 | Plot 18 |  |  | 0
|  | Fans, ductwork, grilles and louvres for local extract systems | [12 empty] | 0 | Plot 18 |  |  | 0
[15 empty] | 0 | Plot 18 |  |  | 0
|  | Local extract systems |  |  |  |  | 1 | Itm | 12650 | 12650 |  |  |  |  | 0 | Plot 18 |  |  | 12650
[15 empty] | 0 | Plot 18 |  |  | 0
|  | Gas suppression vent/purge systems |  |  |  |  | 1 | Itm | 82225 | 82225 |  |  |  |  | 0 | Plot 18 |  |  | 82225
[15 empty] | 0 | Plot 18 |  |  | 0
[15 empty] | -7637486.01 |  | 5269973 | 349053.67 | 2018459.34
| - | Testing |  |  |  |  | 1% |  | 7637486.01 | 76374.8601 |  |  |  |  | 0 |  | 52699.73 | 3490.5367 | 20184.5934
| - | Commissioning |  |  |  |  | 1% |  | 7637486.01 | 76374.8601 |  |  |  |  | 0 |  | 52699.73 | 3490.5367 | 20184.5934
| - | E.o. for sustainable solutions, offsite manufacture, and the like |  |  |  |  | 15% |  | 7637486.01 | 1145622.9015 |  |  |  |  | 0 |  | 790495.95 | 52358.0505 | 302768.901
| - | MEP Preliminaries & OH&P |  |  |  |  | 0% |  | 8935858.6317 | 0 |  |  |  |  | 0 |  | 0 | 0 | 0
[6 empty] | Central Ventilation |  |  |  | 8935858.6317 |  |  |  |  | 8935858.6317
0
| 5.07.02 | Local and Special Ventilation | [12 empty] | 0
| - | [Insert Item] | [12 empty] | 0
0
| - | Testing |  |  |  |  | 1% |  | 0 | 0 |  |  |  |  | 0
| - | Commissioning |  |  |  |  | 1% |  | 0 | 0 |  |  |  |  | 0
| - | E.o. for sustainable solutions, offsite manufacture, and the like |  |  |  |  | 15% |  | 0 | 0 |  |  |  |  | 0
| - | MEP Preliminaries & OH&P |  |  |  |  | 0% |  | 0 | 0 |  |  |  |  | 0
[6 empty] | Local and Special Ventilation |  |  |  | 0 |  |  |  |  | 0
0
| 5.07.03 | Smoke extract/control | [12 empty] | 0
| - | [Insert Item] | [12 empty] | 0
0
| - | Testing |  |  |  |  | 1% |  | 0 | 0 |  |  |  |  | 0
| - | Commissioning |  |  |  |  | 1% |  | 0 | 0 |  |  |  |  | 0
| - | E.o. for sustainable solutions, offsite manufacture, and the like |  |  |  |  | 15% |  | 0 | 0 |  |  |  |  | 0
| - | MEP Preliminaries & OH&P |  |  |  |  | 0% |  | 0 | 0 |  |  |  |  | 0
[6 empty] | Smoke extract/control |  |  |  | 0 |  |  |  |  | 0
0
[6 empty] | Ventilation Systems |  |  |  | 8935858.6317 |  |  |  |  | 0 | 0 | 6165868.41 | 408392.7939 | 2361597.4278 | 0
0
| 05.08 | Electrical Installations | [12 empty] | 0
| 5.08.01 | Electric Mains and Sub-Mains Distribution | [12 empty] | 0
|  | Littlemore - New Build | [12 empty] | 0
| - | LV DISTRIBUTION | [12 empty] | 0 | LMH New | 0
|  | Distribution of LV electricity from the building main switchgear panel to (and including) | [12 empty] | 0 | LMH New | 0
|  | the area distribution boards. LV cables and wiring, including support components, cable | [12 empty] | 0 | LMH New | 0
|  | trays and the like | [12 empty] | 0 | LMH New | 0
[15 empty] | 0 | LMH New | 0
|  | LMH | [12 empty] | 0 | LMH New | 0
|  | HV cabling from Utility RMU, transformers, busbar couplers, main / secondary switchgear, life | [12 empty] | 0 | LMH New | 0
|  | safety switchgear, ATS's, sub main cabling, distribution boards, primary plant isolators |  |  |  |  | 22041 | m² | 202.4 | 4461098.4 |  |  |  |  | 0 | LMH New | 4461098.4
[15 empty] | 0 | LMH New | 0
|  | STANDBY GENERATOR (BACK UP POWER) | [12 empty] | 0 | LMH New | 0
|  | 2500kVA Generator c/w control panel, loadbank test, attenuation, bulk fuel tank, | [12 empty] | 0 | LMH New | 0
|  | fuel polisher / control system and pipework, day tank, off load and positioning |  |  |  |  | 1 | Itm | 1100000 | 1100000 |  |  |  |  | 0 | LMH New | 1100000
[15 empty] | 0 | LMH New | 0
|  | UNINTERUPTIBLE POWER SUPPLY | [12 empty] | 0 | LMH New | 0
|  | 310kVA UPS c/w batteries, inverter, bypass, 5 minute autonomy |  |  |  |  | 5 | Nr | 109473.1 | 547365.5 |  |  |  |  | 0 | LMH New | 547365.5
[15 empty] | 0 | LMH New | 0
|  | PHOTOVOLTAIC INSTALLATIONS | [12 empty] | 0 | LMH New | 0
|  | PV Installations including panels, brackets, inverters etc |  |  |  |  | 3610 | m² | 379.5 | 1369995 |  |  |  |  | 0 | LMH New | 1369995
[15 empty] | 0 | LMH New | 0
|  | EV CHARGING | [12 empty] | 0 | LMH New | 0
|  | 250kW Rapid Charger c/w cabling and connections |  |  |  |  | 1 | Nr | 20000 | 20000 |  |  |  |  | 0 | LMH New | 20000
|  | 22kW Charger c/w cabling and connections |  |  |  |  | 2 | Nr | 5060 | 10120 |  |  |  |  | 0 | LMH New | 10120
|  | 3kW Type 2 charger c/w cabling and connections |  |  |  |  | 15 | Nr | 2403.5 | 36052.5 |  |  |  |  | 0 | LMH New | 36052.5
[15 empty] | 0 | LMH New | 0
|  | PRIMARY CONTAINMENT (LV) | [12 empty] | 0 | LMH New | 0
|  | Ladder racks / trays c/w fitting & supports |  |  |  |  | 22041 | m² | 30.36 | 669164.76 |  |  |  |  | 0 | LMH New | 669164.76
[15 empty] | 0 | LMH New | 0
|  | GENERAL LV POWER INSTALLATION | [12 empty] | 0 | LMH New | 0
|  | Socket outlets, fuse connection units and other outlet accessories, cables and wiring, | [12 empty] | 0 | LMH New | 0
|  | including support components from sub-distribution boards to socket outlets, | [12 empty] | 0 | LMH New | 0
|  | conduits and cable trunking, dado trunking, including all fittings and support | [12 empty] | 0 | LMH New | 0
|  | components, final connections to equipment, separate power installations | [12 empty] | 0 | LMH New | 0
|  | to specialist mechanical and electrical equipment | [12 empty] | 0 | LMH New | 0
[15 empty] | 0 | LMH New | 0
|  | Socket outlets, fuse connection units and other outlet accessories, cables, | [12 empty] | 0 | LMH New | 0
|  | power poles / dado / bench trunking, secondary containment, |  |  |  |  | 22041 | m² | 75.9 | 1672911.9 |  |  |  |  | 0 | LMH New | 1672911.9
[15 empty] | 0 | LMH New | 0
|  | Isolators, fuse connection units and other outlet accessories, cables, | [12 empty] | 0 | LMH New | 0
|  | secondary containment and final connections to equipment |  |  |  |  | 21041 | m² | 31.63 | 665526.83 |  |  |  |  | 0 | LMH New | 665526.83
[15 empty] | 0 | LMH New | 0
|  | GENERAL LIGHTING INSTALLATION INCLUDING EMERGENCY | [12 empty] | 0 | LMH New | 0
|  | Luminaires including emergencies, lamps, roses, pendants, cables, wiring, including | [12 empty] | 0 | LMH New | 0
|  | support components, switches, lighting control, conduits and cable trunking, including all | [12 empty] | 0 | LMH New | 0
|  | fittings and support components | [12 empty] | 0 | LMH New | 0
[15 empty] | 0 | LMH New | 0
|  | LMH - BOH | [12 empty] | 0 | LMH New | 0
|  | Luminaires, including final connections, cables, lighting control, secondary containment, | [12 empty] | 0 | LMH New | 0
|  | including all fittings and support components |  |  |  |  | 9996 | m² | 113.85 | 1138044.6 |  |  |  |  | 0 | LMH New | 1138044.6
[15 empty] | 0 | LMH New | 0
|  | LMH - FOH | [12 empty] | 0 | LMH New | 0
|  | Luminaires, including final connections, cables, lighting control, secondary containment, | [12 empty] | 0 | LMH New | 0
|  | including all fittings and support components |  |  |  |  | 12045 | m² | 253 | 3047385 |  |  |  |  | 0 | LMH New | 3047385
[15 empty] | 0 | LMH New | 0
|  | Extra over allowance for lighting enhancement |  |  |  |  | 12045 | m² | 82.23 | 990460.35 |  |  |  |  | 0 | LMH New | 990460.35
[15 empty] | 0 | LMH New | 0
|  | CENTRAL BATTERY SYSTEM | [12 empty] | 0 | LMH New | 0
|  | Central system with changeover device, battery charger & static inverter & test system |  |  |  |  | 22041 | m² | 48.07 | 1059510.87 |  |  |  |  | 0 | LMH New | 1059510.87
[15 empty] | 0 | LMH New | 0
|  | EXTERNAL LIGHTING | [12 empty] | 0 | LMH New | 0
|  | External luminaires, including final connections, cables and controls |  |  |  |  | 1 | Itm | 822250 | 822250 |  |  |  |  | 0 | LMH New | 822250
[15 empty] | 0 | LMH New | 0
|  | EARTHING AND BONDING | [12 empty] | 0 | LMH New | 0
|  | Earthing and bonding components, including protective conductors, earth clamps, | [12 empty] | 0 | LMH New | 0
|  | earth tapes, clean earth bars, earth electrodes, earthing busbars, earth rod covers | [12 empty] | 0 | LMH New | 0
|  | and boxed, equipotential bonding, supplementary bonding and all other ancillary | [12 empty] | 0 | LMH New | 0
|  | components |  |  |  |  | 22041 | m² | 6.33 | 139519.53 |  |  |  |  | 0 | LMH New | 139519.53
[15 empty] | 0 | LMH New | 0
|  | Littlemore - Existing | [12 empty] | 0 | LMH Existing |  | 0
|  | LV DISTRIBUTION | [12 empty] | 0 | LMH Existing |  | 0
|  | Distribution of LV electricity from the building main switchgear panel to (and including) |  |  |  |  | 3183 | m² | 202.4 | 644239.2 |  |  |  |  | 0 | LMH Existing |  | 644239.2
|  | the area distribution boards. LV cables and wiring, including support components, cable | [12 empty] | 0 | LMH Existing |  | 0
|  | trays and the like | [12 empty] | 0 | LMH Existing |  | 0
[15 empty] | 0 | LMH Existing |  | 0
|  | GENERAL LV POWER INSTALLATION |  |  |  |  | 3183 | m² | 108 | 343764 |  |  |  |  | 0 | LMH Existing |  | 343764
|  | Socket outlets, fuse connection units and other outlet accessories, cables and wiring, | [12 empty] | 0 | LMH Existing |  | 0
|  | including support components from sub-distribution boards to socket outlets, | [12 empty] | 0 | LMH Existing |  | 0
|  | conduits and cable trunking, dado trunking, including all fittings and support | [12 empty] | 0 | LMH Existing |  | 0
|  | components, final connections to equipment, separate power installations | [12 empty] | 0 | LMH Existing |  | 0
|  | to specialist mechanical and electrical equipment | [12 empty] | 0 | LMH Existing |  | 0
[15 empty] | 0 | LMH Existing |  | 0
|  | GENERAL LIGHTING INSTALLATION INCLUDING EMERGENCY |  |  |  |  | 3183 | m² | 253 | 805299 |  |  |  |  | 0 | LMH Existing |  | 805299
|  | Luminaires including emergencies, lamps, roses, pendants, cables, wiring, including | [12 empty] | 0 | LMH Existing |  | 0
|  | support components, switches, lighting control, conduits and cable trunking, including all | [12 empty] | 0 | LMH Existing |  | 0
|  | fittings and support components | [12 empty] | 0 | LMH Existing |  | 0
[15 empty] | 0 | LMH Existing |  | 0
|  | EARTHING AND BONDING |  |  |  |  | 3183 | m² | 6.33 | 20148.39 |  |  |  |  | 0 | LMH Existing |  | 20148.39
|  | Earthing and bonding components, including protective conductors, earth clamps, | [12 empty] | 0 | LMH Existing |  | 0
|  | earth tapes, clean earth bars, earth electrodes, earthing busbars, earth rod covers | [12 empty] | 0 | LMH Existing |  | 0
|  | and boxed, equipotential bonding, supplementary bonding and all other ancillary | [12 empty] | 0 | LMH Existing |  | 0
|  | components | [12 empty] | 0 | LMH Existing |  | 0
0
|  | Plot 18 | [12 empty] | 0 | Plot 18 |  |  | 0
|  | LV DISTRIBUTION | [12 empty] | 0 | Plot 18 |  |  | 0
|  | Distribution of LV electricity from the building main switchgear panel to (and including) | [12 empty] | 0 | Plot 18 |  |  | 0
|  | the area distribution boards. LV cables and wiring, including support components, cable | [12 empty] | 0 | Plot 18 |  |  | 0
|  | trays and the like | [12 empty] | 0 | Plot 18 |  |  | 0
[15 empty] | 0 | Plot 18 |  |  | 0
|  | Main / secondary switchgear, life safety switchgear, ATS's, sub main cabling, | [12 empty] | 0 | Plot 18 |  |  | 0
|  | distribution boards, primary plant isolators |  |  |  |  | 5572 | m² | 208.73 | 1163043.56 |  |  |  |  | 0 | Plot 18 |  |  | 1163043.56
[15 empty] | 0 | Plot 18 |  |  | 0
|  | STANDBY GENERATOR (BACK UP POWER) | [12 empty] | 0 | Plot 18 |  |  | 0
|  | 800kVA Generator c/w control panel, loadbank test, attenuation, bulk fuel tank, | [12 empty] | 0 | Plot 18 |  |  | 0
|  | fuel polisher / control system and pipework, day tank, off load and positioning |  |  |  |  | 1 | Itm | 381448.1 | 381448.1 |  |  |  |  | 0 | Plot 18 |  |  | 381448.1
[15 empty] | 0 | Plot 18 |  |  | 0
|  | UNINTERUPTIBLE POWER SUPPLY | [12 empty] | 0 | Plot 18 |  |  | 0
|  | 569kVA UPS c/w batteries, inverter, bypass, 5 minute autonomy |  |  |  |  | 1 | Nr | 174671.2 | 174671.2 |  |  |  |  | 0 | Plot 18 |  |  | 174671.2
[15 empty] | 0 | Plot 18 |  |  | 0
|  | PHOTOVOLTAIC INSTALLATIONS | [12 empty] | 0 | Plot 18 |  |  | 0
|  | PV Installations including panels, brackets, inverters etc |  |  |  |  | 1035 | m² | 379.5 | 392782.5 |  |  |  |  | 0 | Plot 18 |  |  | 392782.5
[15 empty] | 0 | Plot 18 |  |  | 0
|  | EV CHARGING | [12 empty] | 0 | Plot 18 |  |  | 0
|  | 250kW Rapid Charger c/w cabling and connections |  |  |  |  | 1 | Nr | 20000 | 20000 |  |  |  |  | 0 | LMH New | 20000
|  | 22kW Charger c/w cabling and connections |  |  |  |  | 1 | Nr | 5060 | 5060 |  |  |  |  | 0 | Plot 18 |  |  | 5060
|  | 3kW Type 2 charger c/w cabling and connections |  |  |  |  | 15 | Nr | 2403.5 | 36052.5 |  |  |  |  | 0 | Plot 18 |  |  | 36052.5
[15 empty] | 0 | Plot 18 |  |  | 0
|  | PRIMARY CONTAINMENT (LV) | [12 empty] | 0 | Plot 18 |  |  | 0
|  | Ladder racks / trays c/w fitting & supports |  |  |  |  | 5572 | m² | 30.36 | 169165.92 |  |  |  |  | 0 | Plot 18 |  |  | 169165.92
[15 empty] | 0 | Plot 18 |  |  | 0
|  | GENERAL LV POWER INSTALLATION | [12 empty] | 0 | Plot 18 |  |  | 0
|  | Socket outlets, fuse connection units and other outlet accessories, cables and wiring, | [12 empty] | 0 | Plot 18 |  |  | 0
|  | including support components from sub-distribution boards to socket outlets, | [12 empty] | 0 | Plot 18 |  |  | 0
|  | conduits and cable trunking, dado trunking, including all fittings and support | [12 empty] | 0 | Plot 18 |  |  | 0
|  | components, final connections to equipment, separate power installations | [12 empty] | 0 | Plot 18 |  |  | 0
|  | to specialist mechanical and electrical equipment | [12 empty] | 0 | Plot 18 |  |  | 0
[15 empty] | 0 | Plot 18 |  |  | 0
|  | Socket outlets, fuse connection units and other outlet accessories, cables, | [12 empty] | 0 | Plot 18 |  |  | 0
|  | power poles / dado / bench trunking, secondary containment, |  |  |  |  | 5572 | m² | 69.58 | 387699.76 |  |  |  |  | 0 | Plot 18 |  |  | 387699.76
[15 empty] | 0 | Plot 18 |  |  | 0
|  | Isolators, fuse connection units and other outlet accessories, cables, | [12 empty] | 0 | Plot 18 |  |  | 0
|  | secondary containment and final connections to equipment |  |  |  |  | 5572 | m² | 31.63 | 176242.36 |  |  |  |  | 0 | Plot 18 |  |  | 176242.36
[15 empty] | 0 | Plot 18 |  |  | 0
|  | GENERAL LIGHTING INSTALLATION INCLUDING EMERGENCY | [12 empty] | 0 | Plot 18 |  |  | 0
|  | Luminaires including emergencies, lamps, roses, pendants, cables, wiring, including | [12 empty] | 0 | Plot 18 |  |  | 0
|  | support components, switches, lighting control, conduits and cable trunking, including all | [12 empty] | 0 | Plot 18 |  |  | 0
|  | fittings and support components | [12 empty] | 0 | Plot 18 |  |  | 0
[15 empty] | 0 | Plot 18 |  |  | 0
|  | Luminaires, including final connections, cables, lighting control, secondary containment, | [12 empty] | 0 | Plot 18 |  |  | 0
|  | including all fittings and support components |  |  |  |  | 5572 | m² | 253 | 1409716 |  |  |  |  | 0 | Plot 18 |  |  | 1409716
[15 empty] | 0 | Plot 18 |  |  | 0
|  | Extra over allowance for lighting enhancement |  |  |  |  | 5572 | m² | 82.23 | 458185.56 |  |  |  |  | 0 | Plot 18 |  |  | 458185.56
[15 empty] | 0 | Plot 18 |  |  | 0
|  | CENTRAL BATTERY SYSTEM | [12 empty] | 0 | Plot 18 |  |  | 0
|  | Central system with changeover device, battery charger & static inverter & test system |  |  |  |  | 5572 | m² | 44.28 | 246728.16 |  |  |  |  | 0 | Plot 18 |  |  | 246728.16
[15 empty] | 0 | Plot 18 |  |  | 0
|  | EXTERNAL LIGHTING | [12 empty] | 0 | Plot 18 |  |  | 0
|  | External luminaires, including final connections, cables and controls |  |  |  |  | 1 | Itm | 189750 | 189750 |  |  |  |  | 0 | Plot 18 |  |  | 189750
[15 empty] | 0 | Plot 18 |  |  | 0
|  | EARTHING AND BONDING | [12 empty] | 0 | Plot 18 |  |  | 0
|  | Earthing and bonding components, including protective conductors, earth clamps, | [12 empty] | 0 | Plot 18 |  |  | 0
|  | earth tapes, clean earth bars, earth electrodes, earthing busbars, earth rod covers | [12 empty] | 0 | Plot 18 |  |  | 0
|  | and boxed, equipotential bonding, supplementary bonding and all other ancillary | [12 empty] | 0 | Plot 18 |  |  | 0
|  | components |  |  |  |  | 5572 | m² | 6.33 | 35270.76 |  |  |  |  | 0 | Plot 18 |  |  | 35270.76
[15 empty] | 0 | Plot 18 |  |  | 0
|  | Treetop Walkway | [12 empty] | 0 | Plot 18 |  |  | 0
|  | LV DISTRIBUTION | [12 empty] | 0 | Plot 18 |  |  | 0
|  | Distribution of LV electricity from the building main switchgear panel to (and including) | [12 empty] | 0 | Plot 18 |  |  | 0
|  | the area distribution boards. LV cables and wiring, including support components, cable | [12 empty] | 0 | Plot 18 |  |  | 0
|  | trays and the like | [12 empty] | 0 | Plot 18 |  |  | 0
[15 empty] | 0 | Plot 18 |  |  | 0
|  | Walkway | [12 empty] | 0 | Plot 18 |  |  | 0
|  | Sub main cabling form Plot 18 and feeder pillar enclosure c/w distribution board |  |  |  |  | 1 | Itm | 22770 | 22770 |  |  |  |  | 0 | Plot 18 |  |  | 22770
[15 empty] | 0 | Plot 18 |  |  | 0
|  | PHOTOVOLTAIC INSTALLATIONS | [12 empty] | 0 | Plot 18 |  |  | 0
|  | Walkway | [12 empty] | 0 | Plot 18 |  |  | 0
|  | PV Installations including panels, brackets, inverters etc |  |  |  |  | 1080 | m² | 379.5 | 409860 |  |  |  |  | 0 | Plot 18 |  |  | 409860
[15 empty] | 0 | Plot 18 |  |  | 0
|  | PRIMARY CONTAINMENT (LV) | [12 empty] | 0 | Plot 18 |  |  | 0
|  | Walkway | [12 empty] | 0 | Plot 18 |  |  | 0
|  | LV / PV Trays c/w fitting & supports |  |  |  |  | 1 | Itm | 31625 | 31625 |  |  |  |  | 0 | Plot 18 |  |  | 31625
[15 empty] | 0 | Plot 18 |  |  | 0
[15 empty] | 0 | Plot 18 |  |  | 0
|  | GENERAL LV POWER INSTALLATION | [12 empty] | 0 | Plot 18 |  |  | 0
|  | Socket outlets, fuse connection units and other outlet accessories, cables and wiring, | [12 empty] | 0 | Plot 18 |  |  | 0
|  | including support components from sub-distribution boards to socket outlets, | [12 empty] | 0 | Plot 18 |  |  | 0
|  | conduits and cable trunking, dado trunking, including all fittings and support | [12 empty] | 0 | Plot 18 |  |  | 0
|  | components, final connections to equipment, separate power installations | [12 empty] | 0 | Plot 18 |  |  | 0
|  | to specialist mechanical and electrical equipment | [12 empty] | 0 | Plot 18 |  |  | 0
[15 empty] | 0 | Plot 18 |  |  | 0
|  | Walkway / Tree House | [12 empty] | 0 | Plot 18 |  |  | 0
|  | Socket outlets, fuse connection units and other outlet accessories, cables, | [12 empty] | 0 | Plot 18 |  |  | 0
|  | secondary containment, |  |  |  |  | 1 | Itm | 25300 | 25300 |  |  |  |  | 0 | Plot 18 |  |  | 25300
[15 empty] | 0 | Plot 18 |  |  | 0
[15 empty] | 0 | Plot 18 |  |  | 0
[15 empty] | 0 | Plot 18 |  |  | 0
[15 empty] | 0 | Plot 18 |  |  | 0
|  | GENERAL LIGHTING INSTALLATION INCLUDING EMERGENCY | [12 empty] | 0 | Walkway |  |  |  | 0
|  | Luminaires including emergencies, lamps, roses, pendants, cables, wiring, including | [12 empty] | 0 | Walkway |  |  |  | 0
|  | support components, switches, lighting control, conduits and cable trunking, including all | [12 empty] | 0 | Walkway |  |  |  | 0
|  | fittings and support components | [12 empty] | 0 | Walkway |  |  |  | 0
[15 empty] | 0 | Walkway |  |  |  | 0
|  | Walkway | [12 empty] | 0 | Walkway |  |  |  | 0
|  | Luminaires, including final connections, cables, lighting control, secondary containment, | [12 empty] | 0 | Walkway |  |  |  | 0
|  | including all fittings and support components |  |  |  |  | 1 | Itm | 189750 | 189750 |  |  |  |  | 0 | Walkway |  |  |  | 189750
[15 empty] | 0 | Walkway |  |  |  | 0
|  | Nest | [12 empty] | 0 | Walkway |  |  |  | 0
|  | Luminaires, including final connections, cables, lighting control, secondary containment, | [12 empty] | 0 | Walkway |  |  |  | 0
|  | including all fittings and support components |  |  |  |  | 1 | Itm | 125000 | 125000 |  |  |  |  | 0 | Walkway |  |  |  | 125000
[15 empty] | 0 | Walkway |  |  |  | 0
[15 empty] | 0 | Walkway |  |  |  | 0
|  | EARTHING AND BONDING | [12 empty] | 0 | Walkway |  |  |  | 0
|  | Earthing and bonding components, including protective conductors, earth clamps, | [12 empty] | 0 | Walkway |  |  |  | 0
|  | earth tapes, clean earth bars, earth electrodes, earthing busbars, earth rod covers | [12 empty] | 0 | Walkway |  |  |  | 0
|  | and boxed, equipotential bonding, supplementary bonding and all other ancillary | [12 empty] | 0 | Walkway |  |  |  | 0
|  | components |  |  |  |  | 562 | m² | 6.33 | 3557.46 |  |  |  |  | 0 | Walkway |  |  |  | 3557.46
[15 empty] | 0 | Walkway |  |  |  | 0
[15 empty] | -25616534.67 |  | 17769405.24 | 1813450.59 | 5715371.38 | 318307.46
| - | Testing |  |  |  |  | 1% |  | 25616534.67 | 256165.3467 |  |  |  |  | 0 |  | 177694.0524 | 18134.5059 | 57153.7138 | 3183.0746
| - | Commissioning |  |  |  |  | 1% |  | 25616534.67 | 256165.3467 |  |  |  |  | 0 |  | 177694.0524 | 18134.5059 | 57153.7138 | 3183.0746
| - | E.o. for sustainable solutions, offsite manufacture, and the like |  |  |  |  | 15% |  | 25616534.67 | 3842480.2005 |  |  |  |  | 0 |  | 2665410.786 | 272017.5885 | 857305.707 | 47746.119
| - | MEP Preliminaries & OH&P |  |  |  |  | 0% |  | 29971345.5639 | 0 |  |  |  |  | 0 |  | 0 | 0 | 0 | 0
[6 empty] | Electric Mains and Sub-Mains Distribution |  |  |  | 29971345.5639 |  |  |  |  | 29971345.5639
0
| 5.08.02 | Power Installations | [12 empty] | 0
| - | [Insert Item] | [12 empty] | 0
0
| - | Testing |  |  |  |  | 1% |  | 0 | 0 |  |  |  |  | 0
| - | Commissioning |  |  |  |  | 1% |  | 0 | 0 |  |  |  |  | 0
| - | E.o. for sustainable solutions, offsite manufacture, and the like |  |  |  |  | 15% |  | 0 | 0 |  |  |  |  | 0
| - | MEP Preliminaries & OH&P |  |  |  |  | 0% |  | 0 | 0 |  |  |  |  | 0
[6 empty] | Power Installations |  |  |  | 0 |  |  |  |  | 0
0
| 5.08.03 | Lighting Installations | [12 empty] | 0
| - | [Insert Item] | [12 empty] | 0
0
| - | Testing |  |  |  |  | 1% |  | 0 | 0 |  |  |  |  | 0
| - | Commissioning |  |  |  |  | 1% |  | 0 | 0 |  |  |  |  | 0
| - | E.o. for sustainable solutions, offsite manufacture, and the like |  |  |  |  | 15% |  | 0 | 0 |  |  |  |  | 0
| - | MEP Preliminaries & OH&P |  |  |  |  | 0% |  | 0 | 0 |  |  |  |  | 0
[6 empty] | Lighting Installations |  |  |  | 0 |  |  |  |  | 0
0
| 5.08.04 | Specialist Lighting Installations | [12 empty] | 0
| - | [Insert Item] | [12 empty] | 0
0
| - | Testing |  |  |  |  | 1% |  | 0 | 0 |  |  |  |  | 0
| - | Commissioning |  |  |  |  | 1% |  | 0 | 0 |  |  |  |  | 0
| - | E.o. for sustainable solutions, offsite manufacture, and the like |  |  |  |  | 15% |  | 0 | 0 |  |  |  |  | 0
| - | MEP Preliminaries & OH&P |  |  |  |  | 0% |  | 0 | 0 |  |  |  |  | 0
[6 empty] | Specialist Lighting Installations |  |  |  | 0 |  |  |  |  | 0
0
| 5.08.05 | Local Electricity Generation Systems | [12 empty] | 0
| - | [Insert Item] | [12 empty] | 0
0
| - | Testing |  |  |  |  | 1% |  | 0 | 0 |  |  |  |  | 0
| - | Commissioning |  |  |  |  | 1% |  | 0 | 0 |  |  |  |  | 0
| - | E.o. for sustainable solutions, offsite manufacture, and the like |  |  |  |  | 15% |  | 0 | 0 |  |  |  |  | 0
| - | MEP Preliminaries & OH&P |  |  |  |  | 0% |  | 0 | 0 |  |  |  |  | 0
[6 empty] | Local Electricity Generation Systems |  |  |  | 0 |  |  |  |  | 0
0
| 5.08.06 | Earthing and Bonding Systems | [12 empty] | 0
| - | [Insert Item] | [12 empty] | 0
0
| - | Testing |  |  |  |  | 1% |  | 0 | 0 |  |  |  |  | 0
| - | Commissioning |  |  |  |  | 1% |  | 0 | 0 |  |  |  |  | 0
| - | E.o. for sustainable solutions, offsite manufacture, and the like |  |  |  |  | 15% |  | 0 | 0 |  |  |  |  | 0
| - | MEP Preliminaries & OH&P |  |  |  |  | 0% |  | 0 | 0 |  |  |  |  | 0
[6 empty] | Earthing and Bonding Systems |  |  |  | 0 |  |  |  |  | 0
0
[6 empty] | Electrical Installations |  |  |  | 29971345.5639 |  |  |  |  | 0 | 0 | 20790204.1308 | 2121737.1903 | 6686984.5146 | 372419.7282
0
| 05.09 | Fuel Installations | [12 empty] | 0
| 5.09.01 | Fuel Storage | [12 empty] | 0
|  | Littlemore - New Build | [12 empty] | 0
| - | GAS FUEL INSTALLATIONS | [12 empty] | 0 | LMH New | 0
|  | Incoming gas supply |  |  |  |  | 1 | Itm | 3162.5 | 3162.5 |  |  |  |  | 0 | LMH New | 3162.5
|  | Gas pipework routed through building |  |  |  |  | 1 | Itm | 18975 | 18975 |  |  |  |  | 0 | LMH New | 18975
|  | Pipe in pipe |  |  |  |  | 1 | Itm | 12650 | 12650 |  |  |  |  | 0 | LMH New | 12650
[15 empty] | 0 | LMH New | 0
|  | Gas proving system |  |  |  |  | 1 | Itm | 3162.5 | 3162.5 |  |  |  |  | 0 | LMH New | 3162.5
|  | Identification of pipework |  |  |  |  | 1 | Itm | 632.5 | 632.5 |  |  |  |  | 0 | LMH New | 632.5
|  | Sundries |  |  |  |  | 1 | Itm | 316.25 | 316.25 |  |  |  |  | 0 | LMH New | 316.25
0
[15 empty] | -38898.75 |  | 38898.75 | 0 | 0 | 0
| - | Testing |  |  |  |  | 1% |  | 38898.75 | 388.9875 |  |  |  |  | 0 |  | 388.9875 | 0 | 0
| - | Commissioning |  |  |  |  | 1% |  | 38898.75 | 388.9875 |  |  |  |  | 0 |  | 388.9875 | 0 | 0
| - | E.o. for sustainable solutions, offsite manufacture, and the like |  |  |  |  | 15% |  | 38898.75 | 5834.8125 |  |  |  |  | 0 |  | 5834.8125 | 0 | 0
| - | MEP Preliminaries & OH&P |  |  |  |  | 0% |  | 45511.5375 | 0 |  |  |  |  | 0 |  | 0 | 0 | 0
[6 empty] | Fuel Storage |  |  |  | 45511.5375 |  |  |  |  | 45511.5375
0
| 5.09.02 | Fuel distribution systems | [12 empty] | 0
| - | [Insert Item] | [12 empty] | 0
0
| - | Testing |  |  |  |  | 1% |  | 0 | 0 |  |  |  |  | 0
| - | Commissioning |  |  |  |  | 1% |  | 0 | 0 |  |  |  |  | 0
| - | E.o. for sustainable solutions, offsite manufacture, and the like |  |  |  |  | 15% |  | 0 | 0 |  |  |  |  | 0
| - | MEP Preliminaries & OH&P |  |  |  |  | 0% |  | 0 | 0 |  |  |  |  | 0
[6 empty] | Fuel distribution systems |  |  |  | 0 |  |  |  |  | 0
0
0
[6 empty] | Fuel Installations |  |  |  | 45511.5375 |  |  |  |  | 0 | 0 | 45511.5375 | 0 | 0 | 0
0
| 05.10 | Lift and Conveyor Installations | [12 empty] | 0
| 5.10.01 | Lifts and Enclosed Hoists | [12 empty] | 0
|  | Littlemore - New Build | [12 empty] | 0
| - | Clinic Reception / Car Park - 1600kg (B1 / 00 / 01) |  |  |  |  | 1 | Nr | 208725 | 208725 |  |  |  |  | 0 | LMH New | 208725
| - | Clinic Passenger - 1600kg (B2 / B1 / 00 / 01) |  |  |  |  | 2 | Nr | 217580 | 435160 |  |  |  |  | 0 | LMH New | 435160
| - | Accommodation Passenger Lift - 1600kg (00 / 01) |  |  |  |  | 2 | Nr | 199870 | 399740 |  |  |  |  | 0 | LMH Existing |  | 399740
| - | Accommodation Goods / Service Lift - 2500kg (B2 / B1 / 00) |  |  |  |  | 2 | Nr | 249205 | 498410 |  |  |  |  | 0 | LMH Existing |  | 498410
| - | Restaurant Passenger - 1600kg (00 / 01) |  |  |  |  | 1 | Nr | 199870 | 199870 |  |  |  |  | 0 | LMH Existing |  | 199870
| - | Restaurant Goods / Service Lift - 2500kg (B2 / B1 / 00) |  |  |  |  | 2 | Nr | 249205 | 498410 |  |  |  |  | 0 | LMH Existing |  | 498410
| - | Clinic Goods / Service Lift - 2500kg (B1 / 00 / 01) |  |  |  |  | 2 | Nr | 249205 | 498410 |  |  |  |  | 0 | LMH New | 498410
0
|  | Plot 18 | [12 empty] | 0
| - | Scenic Passenger - 1600kg (00 / 01 / 02) |  |  |  |  | 1 | Nr | 253000 | 253000 |  |  |  |  | 0 | Plot 18 |  |  | 253000
| - | Passenger - 1600kg (00 / 01 /02) |  |  |  |  | 1 | Nr | 208725 | 208725 |  |  |  |  | 0 | Plot 18 |  |  | 208725
| - | Goods Lift - 2500kg (00 / 01 / 02) |  |  |  |  | 1 | Nr | 249205 | 249205 |  |  |  |  | 0 | Plot 18 |  |  | 249205
[15 empty] | -3449655 |  | 1142295 | 1596430 | 710930
| - | Testing |  |  |  |  | 1% |  | 3449655 | 34496.55 |  |  |  |  | 0 |  | 11422.95 | 15964.3 | 7109.3
| - | Commissioning |  |  |  |  | 1% |  | 3449655 | 34496.55 |  |  |  |  | 0 |  | 11422.95 | 15964.3 | 7109.3
| - | E.o. for sustainable solutions, offsite manufacture, and the like |  |  |  |  | 15% |  | 3449655 | 517448.25 |  |  |  |  | 0 |  | 171344.25 | 239464.5 | 106639.5
| - | MEP Preliminaries & OH&P |  |  |  |  | 0% |  | 4036096.35 | 0 |  |  |  |  | 0 |  | 0 | 0 | 0
[6 empty] | Lifts and Enclosed Hoists |  |  |  | 4036096.35 |  |  |  |  | 4036096.35
0
| 5.10.02 | Escalators | [12 empty] | 0
| - | [Insert Item] | [12 empty] | 0
0
| - | Testing |  |  |  |  | 1% |  | 0 | 0 |  |  |  |  | 0
| - | Commissioning |  |  |  |  | 1% |  | 0 | 0 |  |  |  |  | 0
| - | E.o. for sustainable solutions, offsite manufacture, and the like |  |  |  |  | 15% |  | 0 | 0 |  |  |  |  | 0
| - | MEP Preliminaries & OH&P |  |  |  |  | 0% |  | 0 | 0 |  |  |  |  | 0
[6 empty] | Escalators |  |  |  | 0 |  |  |  |  | 0
0
| 5.10.03 | Moving Pavements | [12 empty] | 0
| - | [Insert Item] | [12 empty] | 0
0
| - | Testing |  |  |  |  | 1% |  | 0 | 0 |  |  |  |  | 0
| - | Commissioning |  |  |  |  | 1% |  | 0 | 0 |  |  |  |  | 0
| - | E.o. for sustainable solutions, offsite manufacture, and the like |  |  |  |  | 15% |  | 0 | 0 |  |  |  |  | 0
| - | MEP Preliminaries & OH&P |  |  |  |  | 0% |  | 0 | 0 |  |  |  |  | 0
[6 empty] | Moving Pavements |  |  |  | 0 |  |  |  |  | 0
0
| 5.10.04 | Powered stairlifts | [12 empty] | 0
| - | [Insert Item] | [12 empty] | 0
0
| - | Testing |  |  |  |  | 1% |  | 0 | 0 |  |  |  |  | 0
| - | Commissioning |  |  |  |  | 1% |  | 0 | 0 |  |  |  |  | 0
| - | E.o. for sustainable solutions, offsite manufacture, and the like |  |  |  |  | 15% |  | 0 | 0 |  |  |  |  | 0
| - | MEP Preliminaries & OH&P |  |  |  |  | 0% |  | 0 | 0 |  |  |  |  | 0
[6 empty] | Powered stairlifts |  |  |  | 0 |  |  |  |  | 0
0
| 5.10.05 | Conveyors | [12 empty] | 0
| - | [Insert Item] | [12 empty] | 0
0
| - | Testing |  |  |  |  | 1% |  | 0 | 0 |  |  |  |  | 0
| - | Commissioning |  |  |  |  | 1% |  | 0 | 0 |  |  |  |  | 0
| - | E.o. for sustainable solutions, offsite manufacture, and the like |  |  |  |  | 15% |  | 0 | 0 |  |  |  |  | 0
| - | MEP Preliminaries & OH&P |  |  |  |  | 0% |  | 0 | 0 |  |  |  |  | 0
[6 empty] | Conveyors |  |  |  | 0 |  |  |  |  | 0
0
| 5.10.06 | Dock levellers and scissor lifts | [12 empty] | 0
| - | [Insert Item] | [12 empty] | 0
0
| - | Testing |  |  |  |  | 1% |  | 0 | 0 |  |  |  |  | 0
| - | Commissioning |  |  |  |  | 1% |  | 0 | 0 |  |  |  |  | 0
| - | E.o. for sustainable solutions, offsite manufacture, and the like |  |  |  |  | 15% |  | 0 | 0 |  |  |  |  | 0
| - | MEP Preliminaries & OH&P |  |  |  |  | 0% |  | 0 | 0 |  |  |  |  | 0
[6 empty] | Dock levellers and scissor lifts |  |  |  | 0 |  |  |  |  | 0
0
| 5.10.07 | Cranes and enclosed hoists | [12 empty] | 0
| - | [Insert Item] | [12 empty] | 0
0
| - | Testing |  |  |  |  | 1% |  | 0 | 0 |  |  |  |  | 0
| - | Commissioning |  |  |  |  | 1% |  | 0 | 0 |  |  |  |  | 0
| - | E.o. for sustainable solutions, offsite manufacture, and the like |  |  |  |  | 15% |  | 0 | 0 |  |  |  |  | 0
| - | MEP Preliminaries & OH&P |  |  |  |  | 0% |  | 0 | 0 |  |  |  |  | 0
[6 empty] | Cranes and enclosed hoists |  |  |  | 0 |  |  |  |  | 0
0
| 5.10.08 | Car lifts, car stacking systems, turntables and the like | [12 empty] | 0
| - | [Insert Item] | [12 empty] | 0
0
| - | Testing |  |  |  |  | 1% |  | 0 | 0 |  |  |  |  | 0
| - | Commissioning |  |  |  |  | 1% |  | 0 | 0 |  |  |  |  | 0
| - | E.o. for sustainable solutions, offsite manufacture, and the like |  |  |  |  | 15% |  | 0 | 0 |  |  |  |  | 0
| - | MEP Preliminaries & OH&P |  |  |  |  | 0% |  | 0 | 0 |  |  |  |  | 0
[6 empty] | Car lifts, car stacking systems, turntables and the like |  |  |  | 0 |  |  |  |  | 0
0
| 5.10.09 | Document handling systems | [12 empty] | 0
| - | [Insert Item] | [12 empty] | 0
0
| - | Testing |  |  |  |  | 1% |  | 0 | 0 |  |  |  |  | 0
| - | Commissioning |  |  |  |  | 1% |  | 0 | 0 |  |  |  |  | 0
| - | E.o. for sustainable solutions, offsite manufacture, and the like |  |  |  |  | 15% |  | 0 | 0 |  |  |  |  | 0
| - | MEP Preliminaries & OH&P |  |  |  |  | 0% |  | 0 | 0 |  |  |  |  | 0
[6 empty] | Document handling systems |  |  |  | 0 |  |  |  |  | 0
0
| 5.10.10 | Lift and conveyor systems | [12 empty] | 0
| - | [Insert Item] | [12 empty] | 0
0
| - | Testing |  |  |  |  | 1% |  | 0 | 0 |  |  |  |  | 0
| - | Commissioning |  |  |  |  | 1% |  | 0 | 0 |  |  |  |  | 0
| - | E.o. for sustainable solutions, offsite manufacture, and the like |  |  |  |  | 15% |  | 0 | 0 |  |  |  |  | 0
| - | MEP Preliminaries & OH&P |  |  |  |  | 0% |  | 0 | 0 |  |  |  |  | 0
[6 empty] | Lift and conveyor systems |  |  |  | 0 |  |  |  |  | 0
0
[6 empty] | Lift and Conveyor Installations |  |  |  | 4036096.35 |  |  |  |  | 0 | 0 | 1336485.15 | 1867823.1 | 831788.1 | 0
0
| 05.11 | Fire and Lightning Protection | [12 empty] | 0
| 5.11.01 | Fire Fighting Systems | [12 empty] | 0
| - | [Insert Item] | [12 empty] | 0
0
| - | Testing |  |  |  |  | 1% |  | 0 | 0 |  |  |  |  | 0
| - | Commissioning |  |  |  |  | 1% |  | 0 | 0 |  |  |  |  | 0
| - | E.o. for sustainable solutions, offsite manufacture, and the like |  |  |  |  | 15% |  | 0 | 0 |  |  |  |  | 0
| - | MEP Preliminaries & OH&P |  |  |  |  | 0% |  | 0 | 0 |  |  |  |  | 0
[6 empty] | Fire Fighting Systems |  |  |  | 0 |  |  |  |  | 0
0
| 5.11.02 | Fire suppression systems | [12 empty] | 0
|  | Littlemore - New Build | [12 empty] | 0 | LMH New | 0
|  | CLEAN AGENT GAS SUPPRESSION SYSTEM | [12 empty] | 0 | LMH New | 0
|  | LMH | [12 empty] | 0 | LMH New | 0
|  | Detectors, control panels, nozzles, pipework c/w fittings, cylinders |  |  |  |  | 22041 | m2 | 25.3 | 557637.3 |  |  |  |  | 0 | LMH New | 557637.3
|  | - RMU / TX Room | [12 empty] | 0 | LMH New | 0
|  | - Life Safety Switch Room | [12 empty] | 0 | LMH New | 0
|  | - Electrical Switch Room | [12 empty] | 0 | LMH New | 0
|  | - Electrical Switch Rooms (Secondary) | [12 empty] | 0 | LMH New | 0
|  | - Generator Room | [12 empty] | 0 | LMH New | 0
|  | - UPS Equipment Rooms | [12 empty] | 0 | LMH New | 0
|  | - Data Room (MER) | [12 empty] | 0 | LMH New | 0
|  | - Data Rooms (SER) | [12 empty] | 0 | LMH New | 0
|  | - Emergency Lighting Rooms | [12 empty] | 0 | LMH New | 0
|  | - AV Equipment Room | [12 empty] | 0 | LMH New | 0
[15 empty] | 0 | LMH New | 0
|  | LOW EXPANSION FOAM SYSTEM | [12 empty] | 0 | LMH New | 0
|  | LMH | [12 empty] | 0 | LMH New | 0
|  | Control panels, foam, nozzles, pipework c/w fittings, tank |  |  |  |  | 1 | Itm | 31625 | 31625 |  |  |  |  | 0 | LMH New | 31625
|  | - Generator oil tank | [12 empty] | 0 | LMH New | 0
[15 empty] | 0 | LMH New | 0
|  | SMOKE VENT | [12 empty] | 0 | LMH New | 0
|  | Smoke vent installations to stairwells | [12 empty] | 0 | LMH New | 0
[15 empty] | 0 | LMH New | 0
|  | AOV To top of stairwells |  |  |  |  | 1 | Itm | 189750 | 189750 |  |  |  |  | 0 | LMH New | 189750
[15 empty] | 0 | LMH New | 0
|  | Basement smoke extract from levels B1 & B2 |  |  |  |  | 6 | Nr | 37950 | 227700 |  |  |  |  | 0 | LMH New | 227700
|  | Ductwork linking smoke vent to vent chimneys |  |  |  |  | 6 | Nr | 31625 | 189750 |  |  |  |  | 0 | LMH New | 189750
[15 empty] | 0 | LMH New | 0
|  | Impulse Fans to carpark |  |  |  |  | 16 | Nr | 10120 | 161920 |  |  |  |  | 0 | LMH New | 161920
|  | Control panel and wiring |  |  |  |  | 1 | Itm | 12650 | 12650 |  |  |  |  | 0 | LMH New | 12650
[15 empty] | 0 | LMH New | 0
|  | SPRINKLERS | [12 empty] | 0 | LMH New | 0
|  | Pumps, tanks, pipework and distribution to sprinkler heads | [12 empty] | 0 | LMH New | 0
[15 empty] | 0 | LMH New | 0
|  | Sprinkler tank |  |  |  |  | 1 | Itm | 88550 | 88550 |  |  |  |  | 0 | LMH New | 88550
|  | Sprinkler pumpset |  |  |  |  | 1 | Itm | 63250 | 63250 |  |  |  |  | 0 | LMH New | 63250
|  | Sprinkler distribution and installations |  |  |  |  | 18858 | m2 | 75.9 | 1431322.2 |  |  |  |  | 0 | LMH New | 1431322.2
|  | Commissioning |  |  |  |  | 1 | Itm | 25300 | 25300 |  |  |  |  | 0 | LMH New | 25300
[15 empty] | 0 | LMH New | 0
|  | DRY RISER | [12 empty] | 0 | LMH New | 0
|  | Dry riser installation | [12 empty] | 0 | LMH New | 0
[15 empty] | 0 | LMH New | 0
|  | Dry riser works |  |  |  |  | 1 | Itm | 37950 | 37950 |  |  |  |  | 0 | LMH New | 37950
[15 empty] | 0 | LMH New | 0
|  | Littlemore - Existing | [12 empty] | 0 | LMH New | 0
|  | SMOKE VENT | [12 empty] | 0 | LMH Existing |  | 0
|  | Smoke vent installations to stairwells | [12 empty] | 0 | LMH Existing |  | 0
[15 empty] | 0 | LMH Existing |  | 0
|  | AOV To top of stairwells |  |  |  |  | 1 | Itm | 63250 | 63250 |  |  |  |  | 0 | LMH Existing |  | 63250
[15 empty] | 0 | LMH Existing |  | 0
|  | SPRINKLERS | [12 empty] | 0 | LMH Existing |  | 0
|  | Pumps, tanks, pipework and distribution to sprinkler heads | [12 empty] | 0 | LMH Existing |  | 0
[15 empty] | 0 | LMH Existing |  | 0
|  | Sprinkler tank - Included in LMH New | [12 empty] | 0 | LMH Existing |  | 0
|  | Sprinkler pumpset - Included in LMH New | [12 empty] | 0 | LMH Existing |  | 0
|  | Sprinkler distribution and installations |  |  |  |  | 3183 | m2 | 75.9 | 241589.7 |  |  |  |  | 0 | LMH Existing |  | 241589.7
|  | Commissioning |  |  |  |  | 1 | Itm | 9487.5 | 9487.5 |  |  |  |  | 0 | LMH Existing |  | 9487.5
[15 empty] | 0 | LMH Existing |  | 0
|  | DRY RISER | [12 empty] | 0 | LMH Existing |  | 0
|  | Dry riser installation | [12 empty] | 0 | LMH Existing |  | 0
[15 empty] | 0 | LMH Existing |  | 0
|  | Included in LMH New Build | [12 empty] | 0 | LMH Existing |  | 0
[15 empty] | 0 | LMH Existing |  | 0
|  | Plot 18 | [12 empty] | 0
|  | CLEAN AGENT GAS SUPPRESSION SYSTEM | [12 empty] | 0 | Plot 18 |  |  | 0
|  | Detectors, control panels, nozzles, pipework c/w fittings, cylinders |  |  |  |  | 5572 | m2 | 39.22 | 218533.84 |  |  |  |  | 0 | Plot 18 |  |  | 218533.84
|  | - TX Room | [12 empty] | 0 | Plot 18 |  |  | 0
|  | - Life Safety Switch Room | [12 empty] | 0 | Plot 18 |  |  | 0
|  | - Electrical Switch Room | [12 empty] | 0 | Plot 18 |  |  | 0
|  | - Electrical Switch Room (Secondary) | [12 empty] | 0 | Plot 18 |  |  | 0
|  | - Generator Room | [12 empty] | 0 | Plot 18 |  |  | 0
|  | - UPS Equipment Room | [12 empty] | 0 | Plot 18 |  |  | 0
|  | - Data Room (MER) | [12 empty] | 0 | Plot 18 |  |  | 0
|  | - Data Room (SER) | [12 empty] | 0 | Plot 18 |  |  | 0
|  | - Emergency Lighting Room | [12 empty] | 0 | Plot 18 |  |  | 0
|  | - AV Equipment Room | [12 empty] | 0 | Plot 18 |  |  | 0
[15 empty] | 0 | Plot 18 |  |  | 0
|  | LOW EXPANSION FOAM SYSTEM | [12 empty] | 0 | Plot 18 |  |  | 0
|  | Plot 18 | [12 empty] | 0 | Plot 18 |  |  | 0
|  | Control panels, foam, nozzles, pipework c/w fittings, tank |  |  |  |  | 1 | Itm | 31625 | 31625 |  |  |  |  | 0 | Plot 18 |  |  | 31625
|  | - Generator oil tank | [12 empty] | 0 | Plot 18 |  |  | 0
[15 empty] | 0 | Plot 18 |  |  | 0
[15 empty] | 0 | Plot 18 |  |  | 0
|  | SMOKE VENT | [12 empty] | 0 | Plot 18 |  |  | 0
|  | Smoke vent installations to stairwells | [12 empty] | 0 | Plot 18 |  |  | 0
[15 empty] | 0 | Plot 18 |  |  | 0
|  | AOV To top of stairwells |  |  |  |  | 1 | Itm | 126500 | 126500 |  |  |  |  | 0 | Plot 18 |  |  | 126500
[15 empty] | 0 | Plot 18 |  |  | 0
|  | HYDRANTS | [12 empty] | 0 | Plot 18 |  |  | 0
|  | Water pipework within the ground, standpipes and access | [12 empty] | 0 | Plot 18 |  |  | 0
[15 empty] | 0 | Plot 18 |  |  | 0
|  | Water hydrant distribution |  |  |  |  | 1 | Itm | 12650 | 12650 |  |  |  |  | 0 | Plot 18 |  |  | 12650
|  | Standpipes |  |  |  |  | 1 | Itm | 6325 | 6325 |  |  |  |  | 0 | Plot 18 |  |  | 6325
[15 empty] | 0 | Plot 18 |  |  | 0
|  | SPRINKLERS | [12 empty] | 0 | Plot 18 |  |  | 0
|  | Pumps, tanks, pipework and distribution to sprinkler heads | [12 empty] | 0 | Plot 18 |  |  | 0
[15 empty] | 0 | Plot 18 |  |  | 0
|  | Sprinkler tank |  |  |  |  | 1 | Itm | 63250 | 63250 |  |  |  |  | 0 | Plot 18 |  |  | 63250
|  | Sprinkler pumpset |  |  |  |  | 1 | Itm | 50600 | 50600 |  |  |  |  | 0 | Plot 18 |  |  | 50600
|  | Sprinkler distribution and installations |  |  |  |  | 5572 | m2 | 75.9 | 422914.8 |  |  |  |  | 0 | Plot 18 |  |  | 422914.8
|  | Commissioning |  |  |  |  | 1 | Itm | 18975 | 18975 |  |  |  |  | 0 | Plot 18 |  |  | 18975
[15 empty] | 0 | Plot 18 |  |  | 0
|  | DRY RISER | [12 empty] | 0 | Plot 18 |  |  | 0
|  | Dry riser installation | [12 empty] | 0 | Plot 18 |  |  | 0
[15 empty] | 0 | Plot 18 |  |  | 0
|  | Dry riser works |  |  |  |  | 1 | Itm | 25300 | 25300 |  |  |  |  | 0 | Plot 18 |  |  | 25300
[15 empty] | -4308405.34 |  | 3017404.5 | 314327.2 | 976673.64
| - | Testing |  |  |  |  | 1% |  | 4308405.34 | 43084.0534 |  |  |  |  | 0 |  | 30174.045 | 3143.272 | 9766.7364
| - | Commissioning |  |  |  |  | 1% |  | 4308405.34 | 43084.0534 |  |  |  |  | 0 |  | 30174.045 | 3143.272 | 9766.7364
| - | E.o. for sustainable solutions, offsite manufacture, and the like |  |  |  |  | 15% |  | 4308405.34 | 646260.801 |  |  |  |  | 0 |  | 452610.675 | 47149.08 | 146501.046
| - | MEP Preliminaries & OH&P |  |  |  |  | 0% |  | 5040834.2478 | 0 |  |  |  |  | 0 |  | 0 | 0 | 0
[6 empty] | Fire suppression systems |  |  |  | 5040834.2478 |  |  |  |  | 5040834.2478
0
| 5.11.03 | Lightning Protection | [12 empty] | 0 | LMH New | 0
|  | Littlemore - New Build | [12 empty] | 0 | LMH New | 0
|  | LIGHTNING PROTECTION | [12 empty] | 0 | LMH New | 0
|  | Lightning protection installations including all necessary conductor tapes, clamps, | [12 empty] | 0 | LMH New | 0
|  | grounding / earthing pits, rods etc | [12 empty] | 0 | LMH New | 0
[15 empty] | 0 | LMH New | 0
|  | LMH | [12 empty] | 0 | LMH New | 0
|  | Lightning protection installations including all necessary conductor tapes, clamps, | [12 empty] | 0 | LMH New | 0
|  | grounding / earthing pits, rods etc |  |  |  |  | 22041 | m2 | 3.8 | 83755.8 |  |  |  |  | 0 | LMH New | 83755.8
[15 empty] | 0 | LMH New | 0
|  | Littlemore - Existing | [12 empty] | 0 | LMH Existing |  | 0
|  | LIGHTNING PROTECTION | [12 empty] | 0 | LMH Existing |  | 0
|  | Lightning protection installations including all necessary conductor tapes, clamps, | [12 empty] | 0 | LMH Existing |  | 0
|  | grounding / earthing pits, rods etc | [12 empty] | 0 | LMH Existing |  | 0
[15 empty] | 0 | LMH Existing |  | 0
|  | No works |  |  |  |  | 3183 | m2 | 3.8 | 12095.4 |  |  |  |  | 0 | LMH Existing |  | 12095.4
[15 empty] | 0 | LMH Existing |  | 0
|  | Plot 18 | [12 empty] | 0 | LMH Existing |  | 0
|  | LIGHTNING PROTECTION | [12 empty] | 0 | LMH Existing |  | 0
|  | Lightning protection installations including all necessary conductor tapes, clamps, | [12 empty] | 0 | Plot 18 |  |  | 0
|  | grounding / earthing pits, rods etc |  |  |  |  | 5572 | m2 | 3.8 | 21173.6 |  |  |  |  | 0 | Plot 18 |  |  | 21173.6
[15 empty] | 0 | Plot 18 |  |  | 0
|  | Treetop Walkway | [12 empty] | 0 | Plot 18 |  |  | 0
|  | LIGHTNING PROTECTION | [12 empty] | 0
|  | Lightning protection installations including all necessary conductor tapes, clamps, | [12 empty] | 0
|  | grounding / earthing pits, rods etc |  |  |  |  | 562 | m2 | 37.95 | 21327.9 |  |  |  |  | 0 | Walkway |  |  |  | 21327.9
0
[15 empty] | -138352.7 |  | 83755.8 | 12095.4 | 21173.6 | 21327.9
| - | Testing |  |  |  |  | 1% |  | 138352.7 | 1383.527 |  |  |  |  | 0 |  | 837.558 | 120.954 | 211.736 | 213.279
| - | Commissioning |  |  |  |  | 1% |  | 138352.7 | 1383.527 |  |  |  |  | 0 |  | 837.558 | 120.954 | 211.736 | 213.279
| - | E.o. for sustainable solutions, offsite manufacture, and the like |  |  |  |  | 15% |  | 138352.7 | 20752.905 |  |  |  |  | 0 |  | 12563.37 | 1814.31 | 3176.04 | 3199.185
| - | MEP Preliminaries & OH&P |  |  |  |  | 0% |  | 78116.859 | 0 |  |  |  |  | 0 |  | 0 | 0 | 0 | 0
[6 empty] | Lightning Protection |  |  |  | 161872.659 |  |  |  |  | 161872.659
0
[6 empty] | Fire and Lightning Protection |  |  |  | 5202706.9068 |  |  |  |  | 0 | 0 | 3628357.551 | 381914.442 | 1167481.2708 | 24953.643
0
| 05.12 | Communication, Security, and Control Systems | [12 empty] | 0
| 5.12.01 | Communication Systems | [12 empty] | 0
|  | Littlemore - New Build | [12 empty] | 0 | LMH New | 0
| - | TELECOMMUNICATIONS / DATA SYSTEMS | [12 empty] | 0 | LMH New | 0
|  | Telecom / data back boxes, conduits, draw wires and | [12 empty] | 0 | LMH New | 0
|  | cable basket, including all fittings and support | [12 empty] | 0 | LMH New | 0
[15 empty] | 0 | LMH New | 0
|  | Patch panels, backbone cabling, data cables, back boxes, conduits, draw wires and | [12 empty] | 0 | LMH New | 0
|  | cable basket, including all fittings and support |  |  |  |  | 22041 | m² | 82.23 | 1812431.43 |  |  |  |  | 0 | LMH New | 1812431.43
[15 empty] | 0 | LMH New | 0
[15 empty] | 0 | LMH New | 0
|  | FIRE ALARM | [12 empty] | 0 | LMH New | 0
|  | Fire detection and alarm systems, L1, including manual call points, automatic | [12 empty] | 0 | LMH New | 0
|  | detection equipment, sounders, controls, cabling and indicator panels |  |  |  |  | 22041 | m² | 29.1 | 641393.1 |  |  |  |  | 0 | LMH New | 641393.1
[15 empty] | 0 | LMH New | 0
|  | PA / VA | [12 empty] | 0 | LMH New | 0
|  | PA / VA systems, including speakers, cabling, | [12 empty] | 0 | LMH New | 0
|  | head end equipment and commissioning |  |  |  |  | 22041 | m² | 18.98 | 418338.18 |  |  |  |  | 0 | LMH New | 418338.18
[15 empty] | 0 | LMH New | 0
|  | AUDIO VISUAL INSTALLATIONS | [12 empty] | 0 | LMH New | 0
|  | Projectors, screens, digital signage, video conferencing, presentation / broadcasting equipment |  |  |  |  | 12045 | m² | 151.8 | 1828431 |  |  |  |  | 0 | LMH New | 1828431
|  | - Scope to be developed further at next stage. | [12 empty] | 0 | LMH New | 0
[15 empty] | 0 | LMH New | 0
|  | PRIMARY CONTAINMENT (ELV) | [12 empty] | 0 | LMH New | 0
|  | LMH | [12 empty] | 0 | LMH New | 0
|  | Trays / baskets / c/w fitting & supports |  |  |  |  | 22041 | m² | 18.98 | 418338.18 |  |  |  |  | 0 | LMH New | 418338.18
[15 empty] | 0 | LMH New | 0
|  | Littlemore - Existing | [12 empty] | 0 | LMH Existing |  | 0
|  | TELECOMMUNICATIONS / DATA SYSTEMS | [12 empty] | 0 | LMH Existing |  | 0
|  | Patch panels, backbone cabling, data cables, back boxes, conduits, draw wires and | [12 empty] | 0 | LMH Existing |  | 0
|  | cable basket, including all fittings and support |  |  |  |  | 3183 | m² | 82.23 | 261738.09 |  |  |  |  | 0 | LMH Existing |  | 261738.09
[15 empty] | 0 | LMH Existing |  | 0
[15 empty] | 0 | LMH Existing |  | 0
|  | FIRE ALARM | [12 empty] | 0 | LMH Existing |  | 0
|  | Fire detection and alarm systems, L1, including manual call points, automatic | [12 empty] | 0 | LMH Existing |  | 0
|  | detection equipment, sounders, controls, cabling and indicator panels |  |  |  |  | 3183 | m² | 29.1 | 92625.3 |  |  |  |  | 0 | LMH Existing |  | 92625.3
[15 empty] | 0 | LMH Existing |  | 0
|  | PA / VA | [12 empty] | 0 | LMH Existing |  | 0
|  | PA / VA systems, including speakers, cabling, | [12 empty] | 0 | LMH Existing |  | 0
|  | head end equipment and commissioning |  |  |  |  | 3183 | m² | 18.98 | 60413.34 |  |  |  |  | 0 | LMH Existing |  | 60413.34
[15 empty] | 0 | LMH Existing |  | 0
|  | AUDIO VISUAL INSTALLATIONS | [12 empty] | 0 | LMH Existing |  | 0
|  | Projectors, screens, digital signage, video conferencing, presentation / broadcasting equipment |  |  |  |  | 3183 | m² | 151.8 | 483179.4 |  |  |  |  | 0 | LMH Existing |  | 483179.4
|  | - Scope to be developed further at next stage. | [12 empty] | 0 | LMH Existing |  | 0
[15 empty] | 0 | LMH Existing |  | 0
|  | PRIMARY CONTAINMENT (ELV) | [12 empty] | 0 | LMH Existing |  | 0
|  | LMH | [12 empty] | 0 | LMH Existing |  | 0
|  | Trays / baskets / c/w fitting & supports |  |  |  |  | 3183 | m² | 18.98 | 60413.34 |  |  |  |  | 0 | LMH Existing |  | 60413.34
[15 empty] | 0 | LMH Existing |  | 0
[15 empty] | 0 | LMH Existing |  | 0
[15 empty] | 0 | Plot 18 |  |  | 0
|  | Plot 18 | [12 empty] | 0 | Plot 18 |  |  | 0
|  | TELECOMMUNICATIONS / DATA SYSTEMS | [12 empty] | 0 | Plot 18 |  |  | 0
|  | Telecom / data back boxes, conduits, draw wires and | [12 empty] | 0 | Plot 18 |  |  | 0
|  | cable basket, including all fittings and support | [12 empty] | 0 | Plot 18 |  |  | 0
[15 empty] | 0 | Plot 18 |  |  | 0
|  | Patch panels, backbone cabling, data cables, back boxes, conduits, draw wires and | [12 empty] | 0 | Plot 18 |  |  | 0
|  | cable basket, including all fittings and support |  |  |  |  | 5572 | m² | 107.53 | 599157.16 |  |  |  |  | 0 | Plot 18 |  |  | 599157.16
[15 empty] | 0 | Plot 18 |  |  | 0
[15 empty] | 0 | Plot 18 |  |  | 0
|  | FIRE ALARM | [12 empty] | 0 | Plot 18 |  |  | 0
|  | Fire detection and alarm systems, L1, including manual call points, automatic | [12 empty] | 0 | Plot 18 |  |  | 0
|  | detection equipment, sounders, controls, cabling and indicator panels |  |  |  |  | 5572 | m² | 29.1 | 162145.2 |  |  |  |  | 0 | Plot 18 |  |  | 162145.2
[15 empty] | 0 | Plot 18 |  |  | 0
|  | PA / VA | [12 empty] | 0 | Plot 18 |  |  | 0
|  | PA / VA systems, including speakers, cabling, | [12 empty] | 0 | Plot 18 |  |  | 0
|  | head end equipment and commissioning |  |  |  |  | 5572 | m² | 18.98 | 105756.56 |  |  |  |  | 0 | Plot 18 |  |  | 105756.56
[15 empty] | 0 | Plot 18 |  |  | 0
[15 empty] | 0 | Plot 18 |  |  | 0
|  | AUDIO VISUAL INSTALLATIONS | [12 empty] | 0 | Plot 18 |  |  | 0
|  | Projectors, screens, digital signage, video conferencing, presentation / broadcasting equipment |  |  |  |  | 5572 | m² | 151.8 | 845829.6 |  |  |  |  | 0 | Plot 18 |  |  | 845829.6
|  | - Scope to be developed further at next stage. | [12 empty] | 0 | Plot 18 |  |  | 0
[15 empty] | 0 | Plot 18 |  |  | 0
[15 empty] | 0 | Plot 18 |  |  | 0
|  | PRIMARY CONTAINMENT (ELV) | [12 empty] | 0 | Plot 18 |  |  | 0
|  | Ladder racks / trays / c/w fitting & supports |  |  |  |  | 5572 | m² | 18.98 | 105756.56 |  |  |  |  | 0 | Plot 18 |  |  | 105756.56
[15 empty] | 0 | Plot 18 |  |  | 0
[15 empty] | 0 | Plot 18 |  |  | 0
|  | Treetop Walkway | [12 empty] | 0 | Walkway |  |  |  | 0
|  | TELECOMMUNICATIONS / DATA SYSTEMS | [12 empty] | 0 | Walkway |  |  |  | 0
|  | Telecom / data back boxes, conduits, draw wires and | [12 empty] | 0 | Walkway |  |  |  | 0
|  | cable basket, including all fittings and support | [12 empty] | 0 | Walkway |  |  |  | 0
[15 empty] | 0 | Walkway |  |  |  | 0
|  | Data cables, back boxes, conduits, draw wires and | [12 empty] | 0 | Walkway |  |  |  | 0
|  | cable basket, including all fittings and support |  |  |  |  | 1 | Itm | 6325 | 6325 |  |  |  |  | 0 | Walkway |  |  |  | 6325
[15 empty] | 0 | Walkway |  |  |  | 0
|  | FIRE ALARM | [12 empty] | 0 | Walkway |  |  |  | 0
|  | Fire detection and alarm systems, L1, including manual call points, automatic | [12 empty] | 0 | Walkway |  |  |  | 0
|  | detection equipment, sounders, controls, cabling and indicator panels |  |  |  |  | 1 | Itm | 12650 | 12650 |  |  |  |  | 0 | Walkway |  |  |  | 12650
[15 empty] | 0 | Walkway |  |  |  | 0
|  | PA / VA | [12 empty] | 0 | Walkway |  |  |  | 0
|  | PA / VA systems, including speakers, cabling, | [12 empty] | 0 | Walkway |  |  |  | 0
|  | head end equipment and commissioning |  |  |  |  | 1 | Itm | 12650 | 12650 |  |  |  |  | 0 | Walkway |  |  |  | 12650
[15 empty] | 0 | Walkway |  |  |  | 0
|  | PRIMARY CONTAINMENT (ELV) | [12 empty] | 0 | Walkway |  |  |  | 0
|  | Walkway | [12 empty] | 0 | Walkway |  |  |  | 0
|  | Trays / baskets / c/w fitting & supports |  |  |  |  | 1 | Itm | 25300 | 25300 |  |  |  |  | 0 | Walkway |  |  |  | 25300
[15 empty] | 0 | Walkway |  |  |  | 0
[15 empty] | -7952871.44 |  | 5118931.89 | 958369.47 | 1818645.08 | 56925
| - | Testing |  |  |  |  | 1% |  | 7952871.44 | 79528.7144 |  |  |  |  | 0 |  | 51189.3189 | 9583.6947 | 18186.4508 | 569.25
| - | Commissioning |  |  |  |  | 1% |  | 7952871.44 | 79528.7144 |  |  |  |  | 0 |  | 51189.3189 | 9583.6947 | 18186.4508 | 569.25
| - | E.o. for sustainable solutions, offsite manufacture, and the like |  |  |  |  | 15% |  | 7952871.44 | 1192930.716 |  |  |  |  | 0 |  | 767839.7835 | 143755.4205 | 272796.762 | 8538.75
| - | MEP Preliminaries & OH&P |  |  |  |  | 0% |  | 9304859.5848 | 0 |  |  |  |  | 0 |  | 0 | 0 | 0 | 0
[6 empty] | Communication Systems |  |  |  | 9304859.5848 |  |  |  |  | 9304859.5848
0
| 5.12.02 | Security Systems | [12 empty] | 0
|  | Littlemore - New Build | [12 empty] | 0 | LMH New | 0
|  | SURVEILLANCE EQUIPMENT | [12 empty] | 0 | LMH New | 0
|  | CCTV systems, including aerial, cameras, multiplexer, monitor, cabling | [12 empty] | 0 | LMH New | 0
|  | conduits and trays including all fittings and support |  |  |  |  | 22041 | m² | 22.14 | 487987.74 |  |  |  |  | 0 | LMH New | 487987.74
[15 empty] | 0 | LMH New | 0
|  | BURGLAR AND SECURITY ALARMS | [12 empty] | 0 | LMH New | 0
|  | Intruder Alarm systems, including PIR's, panic alarm and door contacts | [12 empty] | 0 | LMH New | 0
|  | detection equipment, sounders, panels, cabling, conduit etc |  |  |  |  | 22041 | m² | 3.8 | 83755.8 |  |  |  |  | 0 | LMH New | 83755.8
[15 empty] | 0 | LMH New | 0
|  | ACCESS CONTROL SYSTEMS | [12 empty] | 0 | LMH New | 0
|  | Access Control systems, including readers, push buttons, break glasses, cards, panels, | [12 empty] | 0 | LMH New | 0
|  | cabling, conduit etc |  |  |  |  | 22041 | m² | 28.46 | 627286.86 |  |  |  |  | 0 | LMH New | 627286.86
[15 empty] | 0 | LMH New | 0
|  | Extra over for door interlock to Airlocks |  |  |  |  | 6 | Nr | 5692.5 | 34155 |  |  |  |  | 0 | LMH New | 34155
[15 empty] | 0 | LMH New | 0
|  | DISABLED SYSTEMS | [12 empty] | 0 | LMH New | 0
[15 empty] | 0 | LMH New | 0
|  | TOILET ALARM SYSTEMS | [12 empty] | 0 | LMH New | 0
|  | Complete disabled toilet alarm system comprising ceiling pullcord, reset unit, overdoor lamp, | [12 empty] | 0 | LMH New | 0
|  | power unit, indicator unit, cabling, secondary containment & commissioning |  |  |  |  | 22041 | m² | 0.32 | 7053.12 |  |  |  |  | 0 | LMH New | 7053.12
[15 empty] | 0 | LMH New | 0
|  | EMERGENCY VOICE COMMUNICATION SYSTEM | [12 empty] | 0 | LMH New | 0
|  | Flush mounted disabled refuge call point, central server, cabling, | [12 empty] | 0 | LMH New | 0
|  | secondary containment & commissioning |  |  |  |  | 22041 | m² | 1.27 | 27992.07 |  |  |  |  | 0 | LMH New | 27992.07
[15 empty] | 0 | LMH New | 0
|  | Littlemore - Existing | [12 empty] | 0 | LMH Existing |  | 0
|  | SURVEILLANCE EQUIPMENT | [12 empty] | 0 | LMH Existing |  | 0
|  | CCTV systems, including aerial, cameras, multiplexer, monitor, cabling | [12 empty] | 0 | LMH Existing |  | 0
|  | conduits and trays including all fittings and support |  |  |  |  | 3183 | m² | 22.14 | 70471.62 |  |  |  |  | 0 | LMH Existing |  | 70471.62
[15 empty] | 0 | LMH Existing |  | 0
|  | BURGLAR AND SECURITY ALARMS | [12 empty] | 0 | LMH Existing |  | 0
|  | Intruder Alarm systems, including PIR's, panic alarm and door contacts | [12 empty] | 0 | LMH Existing |  | 0
|  | detection equipment, sounders, panels, cabling, conduit etc |  |  |  |  | 3183 | m² | 3.8 | 12095.4 |  |  |  |  | 0 | LMH Existing |  | 12095.4
[15 empty] | 0 | LMH Existing |  | 0
|  | ACCESS CONTROL SYSTEMS | [12 empty] | 0 | LMH Existing |  | 0
|  | Access Control systems, including readers, push buttons, break glasses, cards, panels, | [12 empty] | 0 | LMH Existing |  | 0
|  | cabling, conduit etc |  |  |  |  | 3183 | m² | 28.46 | 90588.18 |  |  |  |  | 0 | LMH Existing |  | 90588.18
[15 empty] | 0 | LMH Existing |  | 0
[15 empty] | 0 | LMH Existing |  | 0
|  | DISABLED SYSTEMS | [12 empty] | 0 | LMH Existing |  | 0
[15 empty] | 0 | LMH Existing |  | 0
|  | TOILET ALARM SYSTEMS | [12 empty] | 0 | LMH Existing |  | 0
|  | Complete disabled toilet alarm system comprising ceiling pullcord, reset unit, overdoor lamp, | [12 empty] | 0 | LMH Existing |  | 0
|  | power unit, indicator unit, cabling, secondary containment & commissioning |  |  |  |  | 3183 | m² | 0.32 | 1018.56 |  |  |  |  | 0 | LMH Existing |  | 1018.56
[15 empty] | 0 | LMH Existing |  | 0
|  | EMERGENCY VOICE COMMUNICATION SYSTEM | [12 empty] | 0 | LMH Existing |  | 0
|  | Flush mounted disabled refuge call point, central server, cabling, | [12 empty] | 0 | LMH Existing |  | 0
|  | secondary containment & commissioning |  |  |  |  | 3183 | m² | 1.27 | 4042.41 |  |  |  |  | 0 | LMH Existing |  | 4042.41
[15 empty] | 0 | LMH Existing |  | 0
|  | Plot 18 | [12 empty] | 0 | Plot 18 |  |  | 0
|  | SURVEILLANCE EQUIPMENT | [12 empty] | 0 | Plot 18 |  |  | 0
|  | CCTV systems, including aerial, cameras, multiplexer, monitor, cabling | [12 empty] | 0 | Plot 18 |  |  | 0
|  | conduits and trays including all fittings and support |  |  |  |  | 5572 | m² | 22.14 | 123364.08 |  |  |  |  | 0 | Plot 18 |  |  | 123364.08
[15 empty] | 0 | Plot 18 |  |  | 0
|  | BURGLAR AND SECURITY ALARMS | [12 empty] | 0 | Plot 18 |  |  | 0
|  | Intruder Alarm systems, including PIR's, panic alarm and door contacts | [12 empty] | 0 | Plot 18 |  |  | 0
|  | detection equipment, sounders, panels, cabling, conduit etc |  |  |  |  | 5572 | m² | 3.8 | 21173.6 |  |  |  |  | 0 | Plot 18 |  |  | 21173.6
[15 empty] | 0 | Plot 18 |  |  | 0
|  | ACCESS CONTROL SYSTEMS | [12 empty] | 0 | Plot 18 |  |  | 0
|  | Access Control systems, including readers, push buttons, break glasses, cards, panels, | [12 empty] | 0 | Plot 18 |  |  | 0
|  | cabling, conduit etc |  |  |  |  | 5572 | m² | 28.46 | 158579.12 |  |  |  |  | 0 | Plot 18 |  |  | 158579.12
[15 empty] | 0 | Plot 18 |  |  | 0
|  | DISABLED SYSTEMS | [12 empty] | 0 | Plot 18 |  |  | 0
[15 empty] | 0 | Plot 18 |  |  | 0
|  | TOILET ALARM SYSTEMS | [12 empty] | 0 | Plot 18 |  |  | 0
|  | Complete disabled toilet alarm system comprising ceiling pullcord, reset unit, overdoor lamp, | [12 empty] | 0 | Plot 18 |  |  | 0
|  | power unit, indicator unit, cabling, secondary containment & commissioning |  |  |  |  | 5572 | m² | 0.63 | 3510.36 |  |  |  |  | 0 | Plot 18 |  |  | 3510.36
[15 empty] | 0 | Plot 18 |  |  | 0
|  | EMERGENCY VOICE COMMUNICATION SYSTEM | [12 empty] | 0 | Plot 18 |  |  | 0
|  | Flush mounted disabled refuge call point, central server, cabling, | [12 empty] | 0 | Plot 18 |  |  | 0
|  | secondary containment & commissioning |  |  |  |  | 5572 | m² | 3.16 | 17607.52 |  |  |  |  | 0 | Plot 18 |  |  | 17607.52
[15 empty] | 0 | Plot 18 |  |  | 0
[15 empty] | -1770681.44 |  | 1268230.59 | 178216.17 | 324234.68 | 0
| - | Testing |  |  |  |  | 1% |  | 1770681.44 | 17706.8144 |  |  |  |  | 0 |  | 12682.3059 | 1782.1617 | 3242.3468
| - | Commissioning |  |  |  |  | 1% |  | 1770681.44 | 17706.8144 |  |  |  |  | 0 |  | 12682.3059 | 1782.1617 | 3242.3468
| - | E.o. for sustainable solutions, offsite manufacture, and the like |  |  |  |  | 15% |  | 1770681.44 | 265602.216 |  |  |  |  | 0 |  | 190234.5885 | 26732.4255 | 48635.202
| - | MEP Preliminaries & OH&P |  |  |  |  | 0% |  | 2071697.2848 | 0 |  |  |  |  | 0 |  | 0 | 0 | 0
[6 empty] | Security Systems |  |  |  | 2071697.2848 |  |  |  |  | 2071697.2848
0
| 05.12.03 | Central Control / Building Management System | [12 empty] | 0
|  | Littlemore - New Build | [12 empty] | 0
|  | BUILDING MANAGEMENT SYSTEMS | [12 empty] | 0 | LMH New | 0
|  | Building management systems (BMS), including computer terminal software, | [12 empty] | 0 | LMH New | 0
|  | control panels for mechanical / electrical equipment, controlling terminal units, | [12 empty] | 0 | LMH New | 0
|  | switches, control cabling and link to site wide BMS | [12 empty] | 0 | LMH New | 0
[15 empty] | 0 | LMH New | 0
|  | Main MCCP Panel |  |  |  |  | 1 | Itm | 250000 | 250000 |  |  |  |  | 0 | LMH New | 250000
|  | Sub panels |  |  |  |  | 5 | Itm | 125000 | 625000 |  |  |  |  | 0 | LMH New | 625000
|  | Electrical wiring |  |  |  |  | 1 | Itm | 195000 | 195000 |  |  |  |  | 0 | LMH New | 195000
|  | Controls wiring |  |  |  |  | 1 | Itm | 215000 | 215000 |  |  |  |  | 0 | LMH New | 215000
|  | Control devices |  |  |  |  | 1 | Itm | 245000 | 245000 |  |  |  |  | 0 | LMH New | 245000
|  | Commissioning |  |  |  |  | 1 | Itm | 15000 | 15000 |  |  |  |  | 0 | LMH New | 15000
[15 empty] | 0 | LMH New | 0
|  | EMS |  |  |  |  | 1 | Itm | 94875 | 94875 |  |  |  |  | 0 | LMH New | 94875
[15 empty] | 0 | LMH New | 0
|  | Leak detection |  |  |  |  | 1 | Itm | 31625 | 31625 |  |  |  |  | 0 | LMH New | 31625
[15 empty] | 0 | LMH New | 0
|  | Gas Detection Systems | [12 empty] | 0 | LMH New | 0
|  | Gas Detection Systems |  |  |  |  | 1 | Itm | 332062.5 | 332062.5 |  |  |  |  | 0 | LMH New | 332062.5
[15 empty] | 0 | LMH New | 0
|  | Littlemore - Existing | [12 empty] | 0 | LMH Existing |  | 0
|  | BUILDING MANAGEMENT SYSTEMS | [12 empty] | 0 | LMH Existing |  | 0
|  | Building management systems (BMS), including computer terminal software, | [12 empty] | 0 | LMH Existing |  | 0
|  | control panels for mechanical / electrical equipment, controlling terminal units, | [12 empty] | 0 | LMH Existing |  | 0
|  | switches, control cabling and link to site wide BMS | [12 empty] | 0 | LMH Existing |  | 0
[15 empty] | 0 | LMH Existing |  | 0
|  | Main MCCP Panel - Included in LMH New | [12 empty] | 0 | LMH Existing |  | 0
|  | Sub panels |  |  |  |  | 2 | Itm | 100000 | 200000 |  |  |  |  | 0 | LMH Existing |  | 200000
|  | Electrical wiring |  |  |  |  | 1 | Itm | 32500 | 32500 |  |  |  |  | 0 | LMH Existing |  | 32500
|  | Controls wiring |  |  |  |  | 1 | Itm | 62500 | 62500 |  |  |  |  | 0 | LMH Existing |  | 62500
|  | Control devices |  |  |  |  | 1 | Itm | 90000 | 90000 |  |  |  |  | 0 | LMH Existing |  | 90000
|  | Commissioning |  |  |  |  | 1 | Itm | 7500 | 7500 |  |  |  |  | 0 | LMH Existing |  | 7500
[15 empty] | 0 | LMH Existing |  | 0
|  | EMS |  |  |  |  | 1 | Itm | 25300 | 25300 |  |  |  |  | 0 | LMH Existing |  | 25300
[15 empty] | 0 | LMH Existing |  | 0
|  | Leak detection |  |  |  |  | 1 | Itm | 3795 | 3795 |  |  |  |  | 0 | LMH Existing |  | 3795
[15 empty] | 0 | LMH Existing |  | 0
|  | Plot 18 | [12 empty] | 0
|  | BUILDING MANAGEMENT SYSTEMS | [12 empty] | 0 | Plot 18 |  |  | 0
|  | Building management systems (BMS), including computer terminal software, | [12 empty] | 0 | Plot 18 |  |  | 0
|  | control panels for mechanical / electrical equipment, controlling terminal units, | [12 empty] | 0 | Plot 18 |  |  | 0
|  | switches, control cabling and link to site wide BMS | [12 empty] | 0 | Plot 18 |  |  | 0
[15 empty] | 0 | Plot 18 |  |  | 0
|  | Main MCCP Panel |  |  |  |  | 1 | Itm | 215000 | 215000 |  |  |  |  | 0 | Plot 18 |  |  | 215000
|  | Sub panels |  |  |  |  | 2 | Itm | 125000 | 250000 |  |  |  |  | 0 | Plot 18 |  |  | 250000
|  | Electrical wiring |  |  |  |  | 1 | Itm | 55000 | 55000 |  |  |  |  | 0 | Plot 18 |  |  | 55000
|  | Controls wiring |  |  |  |  | 1 | Itm | 5000 | 5000 |  |  |  |  | 0 | Plot 18 |  |  | 5000
|  | Control devices |  |  |  |  | 1 | Itm | 115000 | 115000 |  |  |  |  | 0 | Plot 18 |  |  | 115000
|  | Commissioning |  |  |  |  | 1 | Itm | 10000 | 10000 |  |  |  |  | 0 | Plot 18 |  |  | 10000
[15 empty] | 0 | Plot 18 |  |  | 0
|  | EMS |  |  |  |  | 1 | Itm | 63250 | 63250 |  |  |  |  | 0 | Plot 18 |  |  | 63250
[15 empty] | 0 | Plot 18 |  |  | 0
|  | Leak detection |  |  |  |  | 1 | Itm | 18975 | 18975 |  |  |  |  | 0 | Plot 18 |  |  | 18975
[15 empty] | 0 | Plot 18 |  |  | 0
|  | Gas Detection Systems | [12 empty] | 0 | Plot 18 |  |  | 0
|  | Gas Detection Systems |  |  |  |  | 1 | Itm | 63250 | 63250 |  |  |  |  | 0 | Plot 18 |  |  | 63250
[15 empty] | 0 | Plot 18 |  |  | 0
[15 empty] | -3220632.5 |  | 2003562.5 | 421595 | 795475 | 0
| - | Testing |  |  |  |  | 1% |  | 3220632.5 | 32206.325 |  |  |  |  | 0 |  | 20035.625 | 4215.95 | 7954.75
| - | Commissioning |  |  |  |  | 1% |  | 3220632.5 | 32206.325 |  |  |  |  | 0 |  | 20035.625 | 4215.95 | 7954.75
| - | E.o. for sustainable solutions, offsite manufacture, and the like |  |  |  |  | 15% |  | 3220632.5 | 483094.875 |  |  |  |  | 0 |  | 300534.375 | 63239.25 | 119321.25
| - | MEP Preliminaries & OH&P |  |  |  |  | 0% |  | 3768140.025 | 0 |  |  |  |  | 0 |  | 0 | 0 | 0
[6 empty] | Central Control / Building Management System |  |  |  | 3768140.025 |  |  |  |  | 3768140.025
0
[6 empty] | Communication, Security, and Control Systems |  |  |  | 15144696.8946 |  |  |  |  | 0 | 0 | 9817148.2266 | 1823071.3488 | 3437875.0692 | 66602.25
0
0
| 05.13 | Specialist Installations | [12 empty] | 0
| 5.13.01 | Specialist piped supply installations | [12 empty] | 0
|  | Littlemore - New Build | [12 empty] | 0 | LMH New | 0
|  | PROCESS GAS SYSTEMS | [12 empty] | 0 | LMH New | 0
|  | Main distribution |  |  |  |  | 1 | Itm | 221375 | 221375 |  |  |  |  | 0 | LMH New | 221375
|  | Manifolds, controls |  |  |  |  | 1 | Itm | 253000 | 253000 |  |  |  |  | 0 | LMH New | 253000
|  | Commissioning |  |  |  |  | 1 | Itm | 18975 | 18975 |  |  |  |  | 0 | LMH New | 18975
[15 empty] | 0 | LMH New | 0
|  | CN-1.0 - Open Bench Laboratory - Cancer |  |  |  |  | 2 | Nr | 22137.5 | 44275 |  |  |  |  | 0 | LMH New | 44275
|  | CN-2.0 - Synthesis Laboratory - Cancer |  |  |  |  | 3 | Nr | 25300 | 75900 |  |  |  |  | 0 | LMH New | 75900
|  | CN-3.0 - Tissue Culture Suite - Cancer |  |  |  |  | 1 | Nr | 25300 | 25300 |  |  |  |  | 0 | LMH New | 25300
|  | CN-4.0 - Special Purpose Support - Cancer |  |  |  |  | 1 | Nr | 9487.5 | 9487.5 |  |  |  |  | 0 | LMH New | 9487.5
|  | SH-1.0 - Microscopy & Imaging Suite |  |  |  |  | 2 | Nr | 6325 | 12650 |  |  |  |  | 0 | LMH New | 12650
|  | SH-2.0 - SEM/TEM (1 large or 2 small) |  |  |  |  | 2 | Nr | 15812.5 | 31625 |  |  |  |  | 0 | LMH New | 31625
|  | SH-3.0 - Analytical Instrumentation Suite |  |  |  |  | 4 | Nr | 25300 | 101200 |  |  |  |  | 0 | LMH New | 101200
|  | SH-5.0 - Cryopreservation Facility (Liquid Nitro) |  |  |  |  | 1 | Nr | 31625 | 31625 |  |  |  |  | 0 | LMH New | 31625
|  | SH-7.0 - Partner Lab |  |  |  |  | 5 | Nr | 12650 | 63250 |  |  |  |  | 0 | LMH New | 63250
[15 empty] | 0 | LMH New | 0
|  | SPECIALIST EXTRACT SYSTEMS | [12 empty] | 0 | LMH New | 0
|  | CN-1.0 - Open Bench Laboratory - Cancer - Fume Extractor Arm (Snorkel) |  |  |  |  | 3 | Nr | 15180 | 45540 |  |  |  |  | 0 | LMH New | 45540
|  | CN-2.0 - Synthesis Laboratory - Cancer - Fume Extractor Arm (Snorkel) |  |  |  |  | 1 | Nr | 15180 | 15180 |  |  |  |  | 0 | LMH New | 15180
|  | SH-3.0 - Analytical Instrumentation Suite - Fume Extractor Arm (Snorkel) |  |  |  |  | 1 | Nr | 15180 | 15180 |  |  |  |  | 0 | LMH New | 15180
|  | SH-6.0 - Fabrication/ Prototyping Lab - Fume Extractor Arm (Snorkel) |  |  |  |  | 4 | Nr | 15180 | 60720 |  |  |  |  | 0 | LMH New | 60720
[15 empty] | 0 | LMH New | 0
|  | COMPRESSED AIR | [12 empty] | 0 | LMH New | 0
|  | Plant |  |  |  |  | 1 | Itm | 158125 | 158125 |  |  |  |  | 0 | LMH New | 158125
|  | Main distribution |  |  |  |  | 1 | Itm | 102465 | 102465 |  |  |  |  | 0 | LMH New | 102465
[15 empty] | 0 | LMH New | 0
|  | CN-1.0 - Open Bench Laboratory - Cancer - Lab Compressed Air (1-2 BAR) |  |  |  |  | 3 | Nr | 12650 | 37950 |  |  |  |  | 0 | LMH New | 37950
|  | CN-2.0 - Synthesis Laboratory - Cancer - Lab Compressed Air (1-2 BAR) |  |  |  |  | 1 | Nr | 15180 | 15180 |  |  |  |  | 0 | LMH New | 15180
|  | CN-3.0 - Tissue Culture Suite - Cancer - Lab Compressed Air (1-2 BAR) |  |  |  |  | 2 | Nr | 15180 | 30360 |  |  |  |  | 0 | LMH New | 30360
|  | SH-2.2 - SEM/TEM Prep - Lab Compressed Air (1-2 BAR) |  |  |  |  | 1 | Nr | 7590 | 7590 |  |  |  |  | 0 | LMH New | 7590
|  | SH-3.0 - Analytical Instrumentation Suite - Lab Compressed Air (1-2 BAR) |  |  |  |  | 1 | Nr | 12650 | 12650 |  |  |  |  | 0 | LMH New | 12650
|  | SH-7.0 - Partner Lab - Lab Compressed Air (1-2 BAR) |  |  |  |  | 2 | Nr | 10120 | 20240 |  |  |  |  | 0 | LMH New | 20240
|  | CL-1.1 - Clinical Laboratory - Lab Compressed Air (1-2 BAR) |  |  |  |  | 1 | Nr | 7590 | 7590 |  |  |  |  | 0 | LMH New | 7590
[15 empty] | 0 | LMH New | 0
|  | SH-1.0 - Microscopy & Imaging Suite - Compressed Air (7 BAR) with regulator (CA) |  |  |  |  | 1 | Nr | 12650 | 12650 |  |  |  |  | 0 | LMH New | 12650
|  | SH-2.0 - SEM/TEM (1 large or 2 small) - Compressed Air (7 BAR) with regulator (CA) |  |  |  |  | 1 | Nr | 12650 | 12650 |  |  |  |  | 0 | LMH New | 12650
|  | SH-3.0 - Analytical Instrumentation Suite - Compressed Air (7 BAR) with regulator (CA) |  |  |  |  | 1 | Nr | 12650 | 12650 |  |  |  |  | 0 | LMH New | 12650
|  | SH-6.0 - Fabrication/ Prototyping Lab - Compressed Air (7 BAR) with regulator (CA) |  |  |  |  | 1 | Nr | 12650 | 12650 |  |  |  |  | 0 | LMH New | 12650
[15 empty] | 0 | LMH New | 0
|  | VACUUM | [12 empty] | 0 | LMH New | 0
|  | Plant |  |  |  |  | 1 | Itm | 101200 | 101200 |  |  |  |  | 0 | LMH New | 101200
|  | Main distribution |  |  |  |  | 1 | Itm | 91080 | 91080 |  |  |  |  | 0 | LMH New | 91080
[15 empty] | 0 | LMH New | 0
|  | CN-1.0 - Open Bench Laboratory - Cancer |  |  |  |  | 3 | Nr | 7590 | 22770 |  |  |  |  | 0 | LMH New | 22770
|  | CN-2.0 - Synthesis Laboratory - Cancer |  |  |  |  | 1 | Nr | 7590 | 7590 |  |  |  |  | 0 | LMH New | 7590
|  | CN-3.0 - Tissue Culture Suite - Cancer |  |  |  |  | 2 | Nr | 7590 | 15180 |  |  |  |  | 0 | LMH New | 15180
|  | SH-1.0 - Microscopy & Imaging Suite |  |  |  |  | 1 | Nr | 7590 | 7590 |  |  |  |  | 0 | LMH New | 7590
|  | SH-2.2 - SEM/TEM Prep |  |  |  |  | 1 | Nr | 7590 | 7590 |  |  |  |  | 0 | LMH New | 7590
|  | SH-3.0 - Analytical Instrumentation Suite |  |  |  |  | 1 | Nr | 7590 | 7590 |  |  |  |  | 0 | LMH New | 7590
|  | SH-7.0 - Partner Lab |  |  |  |  | 2 | Nr | 7590 | 15180 |  |  |  |  | 0 | LMH New | 15180
[15 empty] | 0 | LMH New | 0
|  | PURIFIED WATER | [12 empty] | 0 | LMH New | 0
|  | Central DI Water generation plant |  |  |  |  | 1 | Itm | 43794.3 | 43794.3 |  |  |  |  | 0 | LMH New | 43794.3
|  | Distribution pipework |  |  |  |  | 1 | Itm | 54078.75 | 54078.75 |  |  |  |  | 0 | LMH New | 54078.75
[15 empty] | 0 | LMH New | 0
|  | CN-1.0 - Open Bench Laboratory - Cancer - Purified Water (PW) (Type II ASTM) RO/DI |  |  |  |  | 1 | Nr | 11385 | 11385 |  |  |  |  | 0 | LMH New | 11385
|  | CN-2.0 - Synthesis Laboratory - Cancer - Purified Water (PW) (Type II ASTM) RO/DI |  |  |  |  | 1 | Nr | 12650 | 12650 |  |  |  |  | 0 | LMH New | 12650
|  | CN-3.0 - Tissue Culture Suite - Cancer - Purified Water (PW) (Type II ASTM) RO/DI |  |  |  |  | 1 | Nr | 12650 | 12650 |  |  |  |  | 0 | LMH New | 12650
|  | SH-2.2 - SEM/TEM Prep - Purified Water (PW) (Type II ASTM) RO/DI |  |  |  |  | 1 | Nr | 3795 | 3795 |  |  |  |  | 0 | LMH New | 3795
|  | SH-3.0 - Analytical Instrumentation Suite - Purified Water (PW) (Type II ASTM) RO/DI |  |  |  |  | 1 | Nr | 3795 | 3795 |  |  |  |  | 0 | LMH New | 3795
|  | SH-7.0 - Partner Lab - Purified Water (PW) (Type II ASTM) RO/DI |  |  |  |  | 1 | Nr | 7590 | 7590 |  |  |  |  | 0 | LMH New | 7590
|  | RS-1.0 - Chemical Storage Room - Large - Purified Water (PW) (Type II ASTM) RO/DI |  |  |  |  | 1 | Nr | 3795 | 3795 |  |  |  |  | 0 | LMH New | 3795
[15 empty] | 0 | LMH New | 0
|  | Plot 18 | [12 empty] | 0
|  | PROCESS GAS SYSTEMS | [12 empty] | 0 | Plot 18 |  |  | 0
|  | Main distribution |  |  |  |  | 1 | Itm | 79695 | 79695 |  |  |  |  | 0 | Plot 18 |  |  | 79695
|  | Manifolds, controls |  |  |  |  | 1 | Itm | 151800 | 151800 |  |  |  |  | 0 | Plot 18 |  |  | 151800
|  | Commissioning |  |  |  |  | 1 | Itm | 6325 | 6325 |  |  |  |  | 0 | Plot 18 |  |  | 6325
[15 empty] | 0 | Plot 18 |  |  | 0
|  | VR-1.0 - Open Bench Laboratory - Virology |  |  |  |  | 2 | Nr | 22137.5 | 44275 |  |  |  |  | 0 | Plot 18 |  |  | 44275
|  | VR-2.0 - Tissue Culture Rooms - Virology |  |  |  |  | 1 | Nr | 8855 | 8855 |  |  |  |  | 0 | Plot 18 |  |  | 8855
|  | VR-3.0 - Special Purpose Support - Virology |  |  |  |  | 1 | Nr | 8855 | 8855 |  |  |  |  | 0 | Plot 18 |  |  | 8855
[15 empty] | 0 | Plot 18 |  |  | 0
|  | SPECIALIST EXTRACT SYSTEMS | [12 empty] | 0 | Plot 18 |  |  | 0
|  | VR-1.0 - Open Bench Laboratory - Virology - Fume Extractor Arm (Snorkel) |  |  |  |  | 2 | Nr | 15180 | 30360 |  |  |  |  | 0 | Plot 18 |  |  | 30360
|  | SH-8.0 - Proving Ground - Fume Extractor Arm (Snorkel) |  |  |  |  | 2 | Nr | 15180 | 30360 |  |  |  |  | 0 | Plot 18 |  |  | 30360
[15 empty] | 0 | Plot 18 |  |  | 0
|  | COMPRESSED AIR | [12 empty] | 0 | Plot 18 |  |  | 0
|  | Plant |  |  |  |  | 1 | Itm | 37950 | 37950 |  |  |  |  | 0 | Plot 18 |  |  | 37950
|  | Main distribution |  |  |  |  | 1 | Itm | 40986 | 40986 |  |  |  |  | 0 | Plot 18 |  |  | 40986
[15 empty] | 0 | Plot 18 |  |  | 0
|  | VR-1.0 - Open Bench Laboratory - Virology - Lab Compressed Air (1-2 BAR) |  |  |  |  | 2 | Nr | 7590 | 15180 |  |  |  |  | 0 | Plot 18 |  |  | 15180
[15 empty] | 0 | Plot 18 |  |  | 0
|  | SH-8.0 - Proving Ground - Compressed Air (7 BAR) with regulator (CA) |  |  |  |  | 1 | Nr | 12650 | 12650 |  |  |  |  | 0 | Plot 18 |  |  | 12650
|  | RS-3.0 - Autoclave Room - Compressed Air (7 BAR) with regulator (CA) |  |  |  |  | 1 | Nr | 12650 | 12650 |  |  |  |  | 0 | Plot 18 |  |  | 12650
|  | RS-4.0 - Glasswash Room - Compressed Air (7 BAR) with regulator (CA) |  |  |  |  | 1 | Nr | 12650 | 12650 |  |  |  |  | 0 | Plot 18 |  |  | 12650
[15 empty] | 0 | Plot 18 |  |  | 0
|  | VACUUM | [12 empty] | 0 | Plot 18 |  |  | 0
|  | Plant |  |  |  |  | 1 | Itm | 31625 | 31625 |  |  |  |  | 0 | Plot 18 |  |  | 31625
|  | Main distribution |  |  |  |  | 1 | Itm | 91080 | 91080 |  |  |  |  | 0 | Plot 18 |  |  | 91080
[15 empty] | 0 | Plot 18 |  |  | 0
|  | VR-1.0 - Open Bench Laboratory - Virology |  |  |  |  | 2 | Nr | 7590 | 15180 |  |  |  |  | 0 | Plot 18 |  |  | 15180
|  | VR-2.0 - Tissue Culture Rooms - Virology |  |  |  |  | 6 | Nr | 7590 | 45540 |  |  |  |  | 0 | Plot 18 |  |  | 45540
|  | VR-3.0 - Special Purpose Support - Virology |  |  |  |  | 4 | Nr | 7590 | 30360 |  |  |  |  | 0 | Plot 18 |  |  | 30360
[15 empty] | 0 | Plot 18 |  |  | 0
|  | CANOPY EXTRACT | [12 empty] | 0 | Plot 18 |  |  | 0
|  | RS-3.0 - Autoclave Room |  |  |  |  | 1 | Nr | 31625 | 31625 |  |  |  |  | 0 | Plot 18 |  |  | 31625
|  | RS-4.0 - Glasswash Room |  |  |  |  | 1 | Nr | 31625 | 31625 |  |  |  |  | 0 | Plot 18 |  |  | 31625
[15 empty] | 0 | Plot 18 |  |  | 0
|  | PURIFIED WATER | [12 empty] | 0 | Plot 18 |  |  | 0
|  | Central DI Water generation plant |  |  |  |  | 1 | Itm | 43794.3 | 43794.3 |  |  |  |  | 0 | Plot 18 |  |  | 43794.3
|  | Distribution pipework |  |  |  |  | 1 | Itm | 54078.75 | 54078.75 |  |  |  |  | 0 | Plot 18 |  |  | 54078.75
[15 empty] | 0 | Plot 18 |  |  | 0
|  | VR-1.0 - Open Bench Laboratory - Virology - Purified Water (PW) (Type II ASTM) RO/DI |  |  |  |  | 1 | Nr | 11385 | 11385 |  |  |  |  | 0 | Plot 18 |  |  | 11385
|  | VR-2.0 - Tissue Culture Rooms - Virology - Purified Water (PW) (Type II ASTM) RO/DI |  |  |  |  | 1 | Nr | 3795 | 3795 |  |  |  |  | 0 | Plot 18 |  |  | 3795
|  | VR-3.0 - Special Purpose Support - Virology - Purified Water (PW) (Type II ASTM) RO/DI |  |  |  |  | 1 | Nr | 3795 | 3795 |  |  |  |  | 0 | Plot 18 |  |  | 3795
|  | RS-4.0 - Glasswash Room - Purified Water (PW) (Type II ASTM) RO/DI |  |  |  |  | 1 | Nr | 3795 | 3795 |  |  |  |  | 0 | Plot 18 |  |  | 3795
0
[15 empty] | -2787604.6 |  | 1897335.55 | 0 | 890269.05
| - | Testing |  |  |  |  | 1% |  | 2787604.6 | 27876.046 |  |  |  |  | 0 |  | 18973.3555 | 0 | 8902.6905
| - | Commissioning |  |  |  |  | 1% |  | 2787604.6 | 27876.046 |  |  |  |  | 0 |  | 18973.3555 | 0 | 8902.6905
| - | E.o. for sustainable solutions, offsite manufacture, and the like |  |  |  |  | 15% |  | 2787604.6 | 418140.69 |  |  |  |  | 0 |  | 284600.3325 | 0 | 133540.3575
| - | MEP Preliminaries & OH&P |  |  |  |  | 0% |  | 3261497.382 | 0 |  |  |  |  | 0 |  | 0 | 0 | 0
[6 empty] | Specialist piped supply installations |  |  |  | 3261497.382 |  |  |  |  | 3261497.382
0
| 5.13.02 | Specialist Refrigeration Systems | [12 empty] | 0
| - | [Insert Item] | [12 empty] | 0
0
| - | Testing |  |  |  |  | 1% |  | 0 | 0 |  |  |  |  | 0
| - | Commissioning |  |  |  |  | 1% |  | 0 | 0 |  |  |  |  | 0
| - | E.o. for sustainable solutions, offsite manufacture, and the like |  |  |  |  | 15% |  | 0 | 0 |  |  |  |  | 0
| - | MEP Preliminaries & OH&P |  |  |  |  | 0% |  | 0 | 0 |  |  |  |  | 0
[6 empty] | Specialist Refrigeration Systems |  |  |  | 0 |  |  |  |  | 0
0
| 5.13.03 | Specialist Mechanical Systems | [12 empty] | 0
| - | [Insert Item] | [12 empty] | 0
0
| - | Testing |  |  |  |  | 1% |  | 0 | 0 |  |  |  |  | 0
| - | Commissioning |  |  |  |  | 1% |  | 0 | 0 |  |  |  |  | 0
| - | E.o. for sustainable solutions, offsite manufacture, and the like |  |  |  |  | 15% |  | 0 | 0 |  |  |  |  | 0
| - | MEP Preliminaries & OH&P |  |  |  |  | 0% |  | 0 | 0 |  |  |  |  | 0
[6 empty] | Specialist Mechanical Systems |  |  |  | 0 |  |  |  |  | 0
0
| 5.13.04 | Specialist Electric/Electronic Systems | [12 empty] | 0
| - | [Insert Item] | [12 empty] | 0
0
| - | Testing |  |  |  |  | 1% |  | 0 | 0 |  |  |  |  | 0
| - | Commissioning |  |  |  |  | 1% |  | 0 | 0 |  |  |  |  | 0
| - | E.o. for sustainable solutions, offsite manufacture, and the like |  |  |  |  | 15% |  | 0 | 0 |  |  |  |  | 0
| - | MEP Preliminaries & OH&P |  |  |  |  | 0% |  | 0 | 0 |  |  |  |  | 0
[6 empty] | Specialist Electric/Electronic Systems |  |  |  | 0 |  |  |  |  | 0
0
| 5.13.05 | Water features | [12 empty] | 0
| - | [Insert Item] | [12 empty] | 0
0
| - | Testing |  |  |  |  | 1% |  | 0 | 0 |  |  |  |  | 0
| - | Commissioning |  |  |  |  | 1% |  | 0 | 0 |  |  |  |  | 0
| - | E.o. for sustainable solutions, offsite manufacture, and the like |  |  |  |  | 15% |  | 0 | 0 |  |  |  |  | 0
| - | MEP Preliminaries & OH&P |  |  |  |  | 0% |  | 0 | 0 |  |  |  |  | 0
[6 empty] | Water features |  |  |  | 0 |  |  |  |  | 0
0
[6 empty] | Specialist Installations |  |  |  | 3261497.382 |  |  |  |  | 0 | 0 | 2219882.5935 | 0 | 1041614.7885 | 0
0
| 05.14 | Builder's Work in Connection with Services | [12 empty] | -87867232.1795 |  | 57519625.3432 | 7728561.3132 | 22155069.9019 | 463975.6212
| 5.14.01 | Builder's Work In Connection With Services | [12 empty] | 0
[7 empty] | 5% | item | 87867232.1795 | 4393361.609 |  |  |  |  | 0 |  | 2875981.2672 | 386428.0657 | 1107753.4951 | 23198.7811
0
| - | Testing |  |  |  |  | 1% |  | 4393361.609 | 43933.6161 |  |  |  |  | 0 |  | 28759.8127 | 3864.2807 | 11077.535 | 231.9878
| - | Commissioning |  |  |  |  | 1% |  | 4393361.609 | 43933.6161 |  |  |  |  | 0 |  | 28759.8127 | 3864.2807 | 11077.535 | 231.9878
| - | E.o. for sustainable solutions, offsite manufacture, and the like |  |  |  |  | 15% |  | 4393361.609 | 659004.2413 |  |  |  |  | 0 |  | 431397.1901 | 57964.2098 | 166163.0243 | 3479.8172
| - | MEP Preliminaries & OH&P |  |  |  |  | 0% |  | 5140233.0825 | 0 |  |  |  |  | 0 |  | 0 | 0 | 0 | 0
[6 empty] | Builder's Work In Connection With Services |  |  |  | 5140233.0825 |  |  |  |  | 5140233.0825
0
0
[6 empty] | Builder's Work in Connection with Services |  |  |  | 5140233.0825 |  |  |  |  | 0 | 0 | 3364898.0826 | 452120.8368 | 1296071.5893 | 27142.5738
0
[6 empty] | Services |  |  |  | 93007465.262 |  |  |  |  | 0 | 0 | 60884523.4258 | 8180682.15 | 23451141.4912 | 491118.195
0
| 06 | Complete buildings and building units | [12 empty] | 0
| 06.01 | Prefabricated buildings | [12 empty] | 0
| 06.01.01 | Complete buildings | [12 empty] | 0
| - | [13 empty] | 0 | Littlemore
| - | [13 empty] | 0 | Littlemore
| - | [13 empty] | 0
0
[6 empty] | Complete buildings |  |  |  | 0 |  |  |  |  | 0
0
| 06.02.01 | Building units | [12 empty] | 0
| - | [13 empty] | 0 | Littlemore
| - | [13 empty] | 0 | Littlemore
| - | [13 empty] | 0
0
[6 empty] | Building units |  |  |  | 0 |  |  |  |  | 0
0
| 06.03.01 | Pods | [12 empty] | 0
| - | [13 empty] | 0 | Littlemore
| - | [13 empty] | 0 | Littlemore
| - | [13 empty] | 0
0
[6 empty] | Pods |  |  |  | 0 |  |  |  |  | 0
0
[6 empty] | Prefabricated buildings |  |  |  | 0 |  |  |  |  | 0 | 0 | 0 |  | 0 | 0
0
[6 empty] | Complete buildings and building units |  |  |  | 0 |  |  |  |  | 0 | 0 | 0 |  | 0 | 0
0
| 07 | Work to existing buildings | [12 empty] | 0
| 07.01 | Minor demolition works and alteration works | [12 empty] | 0
| 07.01.01 | Minor Demolition Works and Alteration Works | [12 empty] | 0
|  | Littlemore House - Existing | [12 empty] | 0
| - | Strip out works to existing | [7 empty] | Incl. | Included 0.02 |  |  |  | #VALUE! | LMH Existing |  | Incl.
| - | Remove roof coverings (Recreational Hall) |  |  |  |  | 711.2 | m2 | 75 | 53340 |  |  |  |  | 0 | LMH Existing |  | 53340
| - | Refurbishing / preserving roof trusses (Recreational Hall) |  |  |  |  | 1 | item | 50000 | 50000 |  |  |  |  | 0 | LMH Existing |  | 50000
| - | Roof structure and coverings to be removed |  |  |  |  | 2268 | m2 | 150 | 340200 |  |  |  |  | 0 | LMH Existing |  | 340200
| - | Allowance complete strip out of all internals to Littlemore House |  |  |  |  | 2282 | m2 | 225 | 513450 |  |  |  |  | 0 | LMH Existing |  | 513450
| - | Allowance for temporary propping |  |  |  |  | 1 | item | 50000 | 50000 |  |  |  |  | 0 | LMH Existing |  | 50000
| - | Strengthening existing substructures |  |  |  |  | 1 | item | 250000 | 250000 |  |  |  |  | 0 | LMH Existing |  | 250000
0
[6 empty] | Minor Demolition Works and Alteration Works |  |  |  | 1256990 |  |  |  |  | 1256990
0
[6 empty] | Minor demolition works and alteration works |  |  |  | 1256990 |  |  |  |  | 0 | 0 | 0 | 1256990 | 0 | 0
0
| 07.02 | Repairs to existing services | [12 empty] | 0
| 07.02.01 | Repairs to existing services | [12 empty] | 0
| - | [13 empty] | 0
0
[6 empty] | Repairs to existing services |  |  |  | 0 |  |  |  |  | 0
0
[6 empty] | Repairs to existing services |  |  |  | 0 |  |  |  |  | 0 | 0 | 0 |  | 0 | 0
0
| 07.03 | Damp Proof Courses/Fungus Beetle Eradication | [12 empty] | 0
| 07.03.01 | Damp proof courses | [12 empty] | 0
| - | [13 empty] | 0
| - | [13 empty] | 0
| - | [13 empty] | 0
0
[6 empty] | Damp proof courses |  |  |  | 0 |  |  |  |  | 0
0
| 07.03.02 | Fungus/beetle eradication | [12 empty] | 0
| - | [13 empty] | 0
| - | [13 empty] | 0
| - | [13 empty] | 0
0
[6 empty] | Fungus/beetle eradication |  |  |  | 0 |  |  |  |  | 0
0
0
[6 empty] | Damp Proof Courses/Fungus Beetle Eradication |  |  |  | 0 |  |  |  |  | 0 | 0 | 0 | 0 | 0 | 0
0
| 07.04 | Façade Retention | [12 empty] | 0
| 07.04.01 | Façade Retention | [12 empty] | 0
| - | Allowance for Littlemore House |  |  |  |  | 1 | item | 1500000 | 1500000 |  |  |  |  | 0 | LMH Existing |  | 1500000
| - | [13 empty] | 0
| - | [13 empty] | 0
0
[6 empty] | Façade Retention |  |  |  | 1500000 |  |  |  |  | 1500000
0
0
[6 empty] | Façade Retention |  |  |  | 1500000 |  |  |  |  | 0 | 0 | 0 | 1500000 | 0 | 0
0
| 07.05 | Cleaning Existing Surfaces | [12 empty] | 0
| 07.05.01 | Cleaning existing services | [12 empty] | 0
| - | [13 empty] | 0
| - | [13 empty] | 0
| - | [13 empty] | 0
0
[6 empty] | Cleaning existing services |  |  |  | 0 |  |  |  |  | 0
0
| 07.05.02 | Protective coatings to existing surfaces | [12 empty] | 0
| - | [13 empty] | 0
| - | [13 empty] | 0
| - | [13 empty] | 0
0
[6 empty] | Protective coatings to existing surfaces |  |  |  | 0 |  |  |  |  | 0
0
0
[6 empty] | Cleaning Existing Surfaces |  |  |  | 0 |  |  |  |  | 0 |  | 0 |  | 0 | 0
0
| 07.06 | Renovation Works | [12 empty] | 0
| 07.06.01 | Masonry repairs | [12 empty] | 0
| - | [13 empty] | 0
| - | [13 empty] | 0
| - | [13 empty] | 0
0
[6 empty] | Masonry repairs |  |  |  | 0 |  |  |  |  | 0
0
| 7.06.02 | Concrete repairs | [12 empty] | 0
| - | [13 empty] | 0
| - | [13 empty] | 0
| - | [13 empty] | 0
0
[6 empty] | Concrete repairs |  |  |  | 0 |  |  |  |  | 0
0
| 7.06.03 | Metal repairs | [12 empty] | 0
| - | [13 empty] | 0
| - | [13 empty] | 0
| - | [13 empty] | 0
0
[6 empty] | Metal repairs |  |  |  | 0 |  |  |  |  | 0
0
| 7.06.04 | Timber repairs | [12 empty] | 0
| - | [13 empty] | 0
| - | [13 empty] | 0
| - | [13 empty] | 0
0
[6 empty] | Timber repairs |  |  |  | 0 |  |  |  |  | 0
0
| 7.06.05 | Plastic repairs | [12 empty] | 0
| - | [13 empty] | 0
| - | [13 empty] | 0
| - | [13 empty] | 0
0
[6 empty] | Plastic repairs |  |  |  | 0 |  |  |  |  | 0
0
0
[6 empty] | Renovation Works |  |  |  | 0 |  |  |  |  | 0 | 0 | 0 | 0 | 0 | 0
0
[6 empty] | Work to existing buildings |  |  |  | 2756990 |  |  |  |  | 0 | 0 | 0 | 2756990 | 0 | 0
0
| 08 | External works | [12 empty] | 0
| 08.01 | Site preparation works | [12 empty] | 0
| 08.08.01 | Site Clearance | [12 empty] | 0
|  | Littlemore - New Build | [12 empty] | 0
| - | Site strip for external works; 250mm deep; retain on site |  |  |  |  | 3632.75 | m3 | 55 | 199801.25 |  |  |  |  | 0 | LMH New | 199801.25 |  |  |  |  | 1 | 14531 | 1 | 1 | 0.25 | 3632.75
| - | Excavate to formation level; say 750mm deep; retain on site |  |  |  |  | 10898.25 | m3 | 55 | 599403.75 |  |  |  |  | 0 | LMH New | 599403.75 |  |  |  |  | 1 | 14531 | 1 | 1 | 0.75 | 10898.25
| - | Tree Root Protection |  |  |  |  | 1 | item | 25000 | 25000 |  |  |  |  | 0 | LMH New | 25000
0
|  | Plot 18 | [12 empty] | 0
| - | Site strip for external works; 250mm deep; retain on site |  |  |  |  | 3632.75 | m3 | 55 | 199801.25 |  |  |  |  | 0 | Plot 18 |  |  | 199801.25 |  |  | 1 | 14531 | 1 | 1 | 0.25 | 3632.75
| - | Excavate to formation level; say 750mm deep; retain on site |  |  |  |  | 10898.25 | m3 | 55 | 599403.75 |  |  |  |  | 0 | Plot 18 |  |  | 599403.75 |  |  | 1 | 14531 | 1 | 1 | 0.75 | 10898.25
| - | Tree Root Protection |  |  |  |  | 1 | item | 50000 | 50000 |  |  |  |  | 0 | Plot 18 |  |  | 50000
0
0
[6 empty] | Site Clearance |  |  |  | 1673410 |  |  |  |  | 1673410
0
| 8.01.02 | Preparatory Groundworks | [12 empty] | 0
| - | [13 empty] | 0 | Littlemore
| - | [13 empty] | 0 | Littlemore
| - | [13 empty] | 0
0
[6 empty] | Preparatory Groundworks |  |  |  | 0 |  |  |  |  | 0
0
[6 empty] | Site preparation works |  |  |  | 1673410 |  |  |  |  | 0 | 0 | 824205 | 0 | 849205 | 0
0
| 08.02 | Roads, paths and pavings | [12 empty] | 0
| 8.02.01 | Roads, Paths and Pavings | [12 empty] | 0
|  | Littlemore | [12 empty] | 0
| - | Rip up existing roads for resurfacing |  |  |  |  | 1772 | m2 | 50 | 88600 |  |  |  |  | 0 | LMH Existing |  | 88600 |  |  |  | 1 | 1772 | 1 | 1 | 1 | 1772
| - | Resurface; Assumed Asphalt Road |  |  |  |  | 1772 | m2 | 200 | 354400 |  |  |  |  | 0 | LMH Existing |  | 354400 |  |  |  | 1 | 1772 | 1 | 1 | 1 | 1772
| - | New road / junction / ramp into basement car park |  |  |  |  | 675 | m2 | 275 | 185625 |  |  |  |  | 0 | LMH New | 185625 |  |  |  |  | 1 | 150 | 1 | 1 | 1 | 150
| - | Road Markings |  |  |  |  | 1 | item | 10000 | 10000 |  |  |  |  | 0 | LMH New | 10000
| - | Paving / footpaths |  |  |  |  | 3012 | m2 | 225 | 677700 | Likely to be natural stone? If so suggest increasing to £175/m2 |  |  |  | 0 | LMH New | 677700 |  |  |  |  | 1 | 2753 | 1 | 1 | 1 | 2753
0
|  | Plot 18 | [12 empty] | 0
| - | 200mm gravel path; incl sub base |  |  |  |  | 938 | m2 | 115 | 107870 |  |  |  |  | 0 | Plot 18 |  |  | 107870 |  |  | 1 | 938 | 1 | 1 | 1 | 938
| - | Timber edging to perimeter |  |  |  |  | 1071 | m | 25 | 26775 |  |  |  |  | 0 | Plot 18 |  |  | 26775 |  |  | 1 | 1 | 1071 | 1 | 1 | 1071
| - | Raised treetop boardwalk / walkway | [8 empty] | Included in Section 02.01.06 |  |  |  | 0 | Plot 18 |  |  | 0 |  |  | 1 | 382 | 1 | 1 | 1 | 382
| - | Surface car parking; landscaped |  |  |  |  | 80 | spaces | 4500 | 360000 |  |  |  |  | 0 | Plot 18 |  |  | 360000
0
0
[6 empty] | Roads, Paths and Pavings |  |  |  | 1810970 |  |  |  |  | 1810970
0
| 8.02.02 | Special Surfacing's and Pavings | [12 empty] | 0
| - | Natural stone terraces - to LHM |  |  |  |  | 1 | item | 250000 | 250000 |  |  |  |  | 0 | LMH New | 250000
| - | Natural stone terraces - to Plot 18 |  |  |  |  | 1 | item | 250000 | 250000 |  |  |  |  | 0 | Plot 18 |  |  | 250000
| - | [13 empty] | 0
0
[6 empty] | Special Surfacing's and Pavings |  |  |  | 500000 |  |  |  |  | 500000
0
0
0
[6 empty] | Roads, paths and pavings |  |  |  | 2310970 |  |  |  |  | 0 | 0 | 1123325 | 443000 | 744645 | 0
0
| 08.03 | Soft landscaping, planting and irrigation systems | [12 empty] | 0
| 8.03.01 | Seeding and Turfing | [12 empty] | 0
|  | Littlemore | [12 empty] | 0
| - | Soft landscaped areas |  |  |  |  | 9965 | m2 | 150 | 1494750 | Incl. planting |  |  |  | 0 | LMH New | 1494750 |  |  |  |  | 1 | 9965 | 1 | 1 | 1 | 9965
| - | Relocating trees |  |  |  |  | 1 | item | 25000 | 25000 | Allowance |  |  |  | 0 | LMH Existing |  | 25000
| - | New trees; large |  |  |  |  | 27 | nr | 2500 | 67500 |  |  |  |  | 0 | LMH New | 67500 |  |  |  |  | 38 | 1 | 1 | 1 | 1 | 38
| - | New trees; medium |  |  |  |  | 85 | nr | 2000 | 170000 |  |  |  |  | 0 | LMH New | 170000
| - | New trees; small |  |  |  |  | 37 | nr | 1750 | 64750 |  |  |  |  | 0 | LMH New | 64750
| - | Allowance for specimen trees |  |  |  |  | 10 | nr | 5000 | 50000 |  |  |  |  | 0 | LMH New | 50000
| - | Enhanced landscaping for Caruncho |  |  |  |  | 9965 | m2 | 500 | 4982500 | Scope to be defined |  |  |  | 0 | LMH New | 4982500
0
|  | Plot 18 | [12 empty] | 0
| - | Soft landscaped areas |  |  |  |  | 13809 | m2 | 150 | 2071350 | Incl. planting |  |  |  | 0 | Plot 18 |  |  | 2071350 |  |  | 1 | 13809 | 1 | 1 | 1 | 13809
| - | New trees; large |  |  |  |  | 23 | nr | 2500 | 57500 |  |  |  |  | 0 | Plot 18 |  |  | 57500 |  |  | 38 | 1 | 1 | 1 | 1 | 38
| - | New trees; medium |  |  |  |  | 25 | nr | 2000 | 50000 |  |  |  |  | 0 | Plot 18 |  |  | 50000
| - | New trees; small |  |  |  |  | 5 | nr | 1750 | 8750 |  |  |  |  | 0 | Plot 18 |  |  | 8750
| - | Allowance for specimen trees |  |  |  |  | 5 | nr | 5000 | 25000 |  |  |  |  | 0 | Plot 18 |  |  | 25000
| - | Enhanced landscaping for Caruncho |  |  |  |  | 13809 | m2 | 500 | 6904500 | Scope to be defined |  |  |  | 0 | Plot 18 |  |  | 6904500
[6 empty] | Seeding and Turfing | 23774 | m2 | 671.8095 | 15971600 |  |  |  |  | 15971600
0
| 8.03.02 | External Planting | [12 empty] | 0
| - | Included in Section 08.03.01 | [12 empty] | 0 | Littlemore
| - | [13 empty] | 0 | Littlemore
| - | [13 empty] | 0
0
[6 empty] | External Planting |  |  |  | 0 |  |  |  |  | 0
0
| 8.03.03 | Irrigation systems | [12 empty] | 0
| - | Irrigation system to LMH |  |  |  |  | 1 | item | 100000 | 100000 |  |  |  |  | 0 | LMH New | 100000
| - | Irrigation system to Plot 18 |  |  |  |  | 1 | item | 50000 | 50000 |  |  |  |  | 0 | Plot 18 |  |  | 50000
| - | [13 empty] | 0
0
[6 empty] | Irrigation systems |  |  |  | 150000 |  |  |  |  | 150000
0
[6 empty] | Soft landscaping, planting and irrigation systems |  |  |  | 16121600 |  |  |  |  | 0 | 0 | 6929500 | 25000 | 9167100 | 0
0
| 08.04 | Fencing, railings and walls | [12 empty] | 0
| 8.04.01 | Fencing and Railings | [12 empty] | 0
|  | Littlemore | [12 empty] | 0
| - | Car park barriers |  |  |  |  | 2 | nr | 25000 | 50000 |  |  |  |  | 0 | LMH New | 50000
| - | Fencing |  |  |  |  | 1 | item | 20000 | 20000 |  |  |  |  | 0 | LMH New | 20000
| - | Security works |  |  |  |  | 1 | item | 100000 | 100000 |  |  |  |  | 0 | LMH New | 100000
0
|  | Plot 18 | [12 empty] | 0
| - | Handrails to gravel path |  |  |  |  | 1071 | m | 250 | 267750 |  |  |  |  | 0 | Plot 18 |  |  | 267750 |  |  | 1 | 1 | 1071 | 1 | 1 | 1071
| - | Handrails to treetop boardwalk | [8 empty] | Included in Section 02.01.06 |  |  |  | 0 | Plot 18 |  |  | 0 |  |  | 1 | 1 | 362 | 1 | 1 | 362
| - | Fencing |  |  |  |  | 1 | item | 35000 | 35000 |  |  |  |  | 0 | Plot 18 |  |  | 35000
| - | Security works |  |  |  |  | 1 | item | 100000 | 100000 |  |  |  |  | 0 | Plot 18 |  |  | 100000
0
[6 empty] | Fencing and Railings |  |  |  | 572750 |  |  |  |  | 572750
0
| 8.04.02 | Walls and screens | [12 empty] | 0
| - | [13 empty] | 0
| - | [13 empty] | 0
| - | [13 empty] | 0
0
[6 empty] | Walls and screens |  |  |  | 0 |  |  |  |  | 0
0
| 8.04.03 | Retaining walls | [12 empty] | 0
| - | Retaining wall may be required along brook. TBC |  |  |  |  | 1 | item | 150000 | 150000 |  |  |  |  | 0 | Plot 18 |  |  | 150000
| - | [13 empty] | 0
| - | [13 empty] | 0
0
[6 empty] | Retaining walls |  |  |  | 150000 |  |  |  |  | 150000
0
| 8.04.04 | Barriers and guard rails | [12 empty] | 0
| - | [13 empty] | 0
| - | [13 empty] | 0
| - | [13 empty] | 0
0
[6 empty] | Barriers and guard rails |  |  |  | 0 |  |  |  |  | 0
0
0
[6 empty] | Fencing, railings and walls |  |  |  | 722750 |  |  |  |  | 0 | 0 | 170000 | 0 | 552750 | 0
0
| 08.05 | External Fixtures | [12 empty] | 0
| 8.05.01 | Site / Street Furniture and Equipment | [12 empty] | 0
|  | Littlemore | [12 empty] | 0
| - | Water feature to courtyard; including feature lighting |  |  |  |  | 1 | item | 1500000 | 1500000 | Excl. structural glass; captured in 02.03 |  |  |  | 0 | LMH New | 1500000
| - | Art, plinths, and the like |  |  |  |  | 1 | item | 250000 | 250000 | [5 empty] | LMH New | 250000
| - | Allowance for furniture, benching and the like |  |  |  |  | 1 | item | 500000 | 500000 |  |  |  |  | 0 | LMH New | 500000
| - | Covered cycle parking |  |  |  |  | 1 | item | 15000 | 15000 | [5 empty] | LMH New | 15000
0
|  | Plot 18 | [12 empty] | 0
| - | Allowance for furniture, benching and the like |  |  |  |  | 1 | item | 500000 | 500000 |  |  |  |  | 0 | Plot 18 |  |  | 500000
| - | Art, plinths, and the like |  |  |  |  | 1 | item | 250000 | 250000 | [5 empty] | Plot 18 |  |  | 250000
| - | Covered cycle parking |  |  |  |  | 1 | item | 15000 | 15000 | [5 empty] | Plot 18 |  |  | 15000
0
[6 empty] | Site / Street Furniture and Equipment |  |  |  | 3030000 |  |  |  |  | 3030000
0
| 8.05.02 | Ornamental features | [12 empty] | 0
| - | [13 empty] | 0 | Littlemore
| - | [13 empty] | 0 | Littlemore
| - | [13 empty] | 0
0
[6 empty] | Ornamental features |  |  |  | 0 |  |  |  |  | 0
0
0
[6 empty] | External Fixtures |  |  |  | 3030000 |  |  |  |  | 0 | 0 | 2265000 | 0 | 765000 | 0
0
| 08.06 | External drainage | [12 empty] | 0
| 8.06.01 | Surface Water and Foul Water Drainage | [12 empty] | 0
| - | Littlemore House below ground drainage - New Build |  |  |  |  | 21533 | m2 | 125 | 2691625 |  |  |  |  | 0 | LMH New | 2691625
| - | Littlemore House below ground drainage - Existing |  |  |  |  | 3183 | m2 | 155 | 493365 |  |  |  |  | 0 | LMH Existing |  | 493365
| - | Littlemore House below ground drainage - Attenuation Tank |  |  |  |  | 1 | item | 250000 | 250000 |  |  |  |  | 0 | LMH New | 250000
| - | Plot 18 below ground drainage |  |  |  |  | 5469 | m2 | 125 | 683625 |  |  |  |  | 0 | Plot 18 |  |  | 683625
| - | Plot 18 below ground drainage - Attenuation Tank |  |  |  |  | 1 | item | 250000 | 250000 |  |  |  |  | 0 | LMH New | 250000
|  | Specialist prelims |  |  |  |  | 25% |  | 4368615 | 1092153.75 | [5 empty] | LMH New | 1092153.75
0
[6 empty] | Surface Water and Foul Water Drainage |  |  |  | 5460768.75 |  |  |  |  | 5460768.75
0
| 8.06.02 | Ancillary drainage systems | [12 empty] | 0
| - | [13 empty] | 0 | Littlemore
| - | [13 empty] | 0 | Littlemore
| - | [13 empty] | 0
0
[6 empty] | Ancillary drainage systems |  |  |  | 0 |  |  |  |  | 0
0
| 8.06.03 | External chemical, toxic and industrial liquid waste drainage | [12 empty] | 0
| - | [13 empty] | 0 | Littlemore
| - | [13 empty] | 0 | Littlemore
| - | [13 empty] | 0
0
[6 empty] | External chemical, toxic and industrial liquid waste drainage |  |  |  | 0 |  |  |  |  | 0
0
| 8.06.04 | Land drainage | [12 empty] | 0
| - | [13 empty] | 0 | Littlemore
| - | [13 empty] | 0 | Littlemore
| - | [13 empty] | 0
0
[6 empty] | Land drainage |  |  |  | 0 |  |  |  |  | 0
0
0
[6 empty] | External drainage |  |  |  | 5460768.75 |  |  |  |  | 0 | 0 | 4283778.75 | 493365 | 683625 | 0
0
| 08.07 | External services | [12 empty] | 0
| 8.07.01 | Water Mains Supply | [12 empty] | 0
|  | Littlemore | [12 empty] | 0
| - | Allowance generally for site wide services |  |  |  |  | 21533 | m2 | 125 | 2691625 |  |  |  |  | 0 | LMH New | 2691625
| - | Allowance only for sustainability (boreholes, PV panels and the like) | [12 empty] | 0 | LMH New | 0
| - | Upgrade of existing mains utilities services and connections |  |  |  |  | 1 | item | 1500000 | 1500000 |  |  |  |  | 0 | LMH Existing |  | 1500000
0
|  | Plot 18 | [12 empty] | 0
| - | Allowance generally for site wide services |  |  |  |  | 5469 | m2 | 125 | 683625 |  |  |  |  | 0 | Plot 18 |  |  | 683625
| - | Allowance only for sustainability (boreholes, PV panels and the like) | [12 empty] | 0 | Plot 18 |  |  | 0
| - | New utilities services and connections |  |  |  |  | 1 | item | 2500000 | 2500000 |  |  |  |  | 0 | Plot 18 |  |  | 2500000
0
0
[6 empty] | Water Mains Supply |  |  |  | 7375250 |  |  |  |  | 7375250
0
| 8.07.02 | Electricity Mains Supply | [12 empty] | 0
| - | [13 empty] | 0 | Littlemore
| - | [13 empty] | 0 | Littlemore
| - | [13 empty] | 0
0
[6 empty] | Electricity Mains Supply |  |  |  | 0 |  |  |  |  | 0
0
| 8.07.03 | External Transformation Devices | [12 empty] | 0
| - | [13 empty] | 0 | Littlemore
| - | [13 empty] | 0 | Littlemore
| - | [13 empty] | 0
0
[6 empty] | External Transformation Devices |  |  |  | 0 |  |  |  |  | 0
0
| 8.07.04 | Electricity Distribution to External Plant and Equipment | [12 empty] | 0
| - | [13 empty] | 0 | Littlemore
| - | [13 empty] | 0 | Littlemore
| - | [13 empty] | 0
0
[6 empty] | Electricity Distribution to External Plant and Equipment |  |  |  | 0 |  |  |  |  | 0
0
| 8.07.05 | Gas Mains Supply | [12 empty] | 0
| - | [13 empty] | 0 | Littlemore
| - | [13 empty] | 0 | Littlemore
| - | [13 empty] | 0
0
[6 empty] | Gas Mains Supply |  |  |  | 0 |  |  |  |  | 0
0
| 8.07.06 | Telecommunications and Other Communication System Connections | [12 empty] | 0
| - | [13 empty] | 0 | Littlemore
| - | [13 empty] | 0 | Littlemore
| - | [13 empty] | 0
0
[6 empty] | Telecommunications and Other Communication System Connections |  |  |  | 0 |  |  |  |  | 0
0
| 8.07.07 | External Fuel Storage and Piped Distribution Systems | [12 empty] | 0
| - | [13 empty] | 0 | Littlemore
| - | [13 empty] | 0 | Littlemore
| - | [13 empty] | 0
0
[6 empty] | External Fuel Storage and Piped Distribution Systems |  |  |  | 0 |  |  |  |  | 0
0
| 8.07.08 | External Security Systems | [12 empty] | 0
| - | [13 empty] | 0 | Littlemore
| - | [13 empty] | 0 | Littlemore
| - | [13 empty] | 0
0
[6 empty] | External Security Systems |  |  |  | 0 |  |  |  |  | 0
0
| 8.07.09 | External / Street Lighting Systems | [12 empty] | 0
| - | [13 empty] | 0 | Littlemore
| - | [13 empty] | 0 | Littlemore
| - | [13 empty] | 0
0
[6 empty] | External / Street Lighting Systems |  |  |  | 0 |  |  |  |  | 0
0
| 8.07.10 | Local / District Heating Installations | [12 empty] | 0
| - | [13 empty] | 0 | Littlemore
| - | [13 empty] | 0 | Littlemore
| - | [13 empty] | 0
0
[6 empty] | Local / District Heating Installations |  |  |  | 0 |  |  |  |  | 0
0
|  | Builders Works In Connection | [12 empty] | 0
| - | [13 empty] | 0 | Littlemore
| - | [13 empty] | 0 | Littlemore
| - | [13 empty] | 0
0
[6 empty] | Builders Works In Connection |  |  |  | 0 |  |  |  |  | 0
[15 empty] | -7375250 |  | 2691625 | 1500000 | 3183625 | 0
| - | Testing |  |  |  |  | 1% |  | 7375250 | 73752.5 |  |  |  |  | 0 |  | 26916.25 | 15000 | 31836.25
| - | Commissioning |  |  |  |  | 1% |  | 7375250 | 73752.5 |  |  |  |  | 0 |  | 26916.25 | 15000 | 31836.25
| - | MEP Preliminaries |  |  |  |  | 15% |  | 7375250 | 1106287.5 |  |  |  |  | 0 |  | 403743.75 | 225000 | 477543.75
| - | MEP OH&P |  |  |  |  | 0% |  | 1253792.5 | 0 |  |  |  |  | 0
0
[6 empty] | External services |  |  |  | 8629042.5 |  |  |  |  | 0 | 0 | 3149201.25 | 1755000 | 3724841.25 | 0
0
| 08.08 | Minor building works and ancillary buildings | [12 empty] | 0
| 8.08.01 | Minor building works | [12 empty] | 0
| - | Tree House / Nest |  |  |  | Floor Area | 26.75 | m2 | [6 empty] | 0 | Walkway |  |  |  | 0
[6 empty] | Sphere Area (Useable) | 145 | m2 |  |  | 6.79m diameter spherical structure |  |  |  | 0 | Walkway |  |  |  | 0
[6 empty] | Sphere Area (beneath floor) | 145 | m2 | [6 empty] | 0 | Walkway |  |  |  | 0
[15 empty] | 0 | Walkway |  |  |  | 0
|  |  | Substructure | [11 empty] | 0 | Walkway |  |  |  | 0
|  |  | Piling plant |  |  |  | 1 | item | 20000 | 20000 |  |  |  |  | 0 | Walkway |  |  |  | 20000
|  |  | Moving piling rig to pile position. |  |  |  | 3 | nr | 250 | 750 |  |  |  |  | 0 | Walkway |  |  |  | 750
|  |  | Piles: Bored piles in casing; 600mm diameter; 15m-20m length |  |  |  | 3 | nr | 5000 | 15000 |  |  |  |  | 0 | Walkway |  |  |  | 15000
|  |  | Reinforcement; (200kg/m3) |  |  |  | 1.92 | t | 2440 | 4684.8 |  |  |  |  | 0 | Walkway |  |  |  | 4684.8
|  |  | Cutting off tops of concrete piles and preparing pile heads. |  |  |  | 3 | nr | 250 | 750 |  |  |  |  | 0 | Walkway |  |  |  | 750
|  |  | Allowance for disposal of excavated material, steel grillage to base, pile tests |  |  |  | 1 | item | 3500 | 3500 |  |  |  |  | 0 | Walkway |  |  |  | 3500
|  |  | Frame; assumed CHS 355.6x16; 12m high |  |  |  | 4.6431 | t | 25000 | 116077.5 | As per page 130; Volume 1 - Steel columns in lieu of Glulam |  |  |  | 0 | Walkway |  |  |  | 116077.5
|  |  | Sphere Envelope - Specialised curved timber |  |  |  | 145 | m2 | 4500 | 652500 |  |  |  |  | 0 | Walkway |  |  |  | 652500
|  |  | Sphere Envelope - glazed system |  |  |  | 145 | m2 | 3500 | 507500 |  |  |  |  | 0 | Walkway |  |  |  | 507500
| - |  | Finishes |  |  |  | 26.75 | m2 | 1500 | 40125 |  |  |  |  | 0 | Walkway |  |  |  | 40125
|  |  | MEP; lighting, cooling/heating |  |  |  | 145 | m2 | 1000 | incl in Section 5 |  |  |  |  | #VALUE! | Walkway |  |  |  | incl in Section 5
|  |  | Allowance for further development of design |  |  |  | 1 |  | 4500000 | 4500000 |  |  |  |  | 0 | Walkway |  |  |  | 4500000
[15 empty] | 0 | Walkway |  |  |  | 0
0
[6 empty] | Minor building works |  |  |  | 5860887.3 |  |  |  |  | 5860887.3
0
| 8.08.02 | Ancillary buildings and structures | [12 empty] | 0
| - | Ancillary MEP Building with pedestrian and cycle path on top. Covered with terraced planting |  |  |  |  | 1 | item | 1000000 | 1000000 |  |  |  |  | 0 | Plot 18 |  |  | 1000000
| - | [13 empty] | 0 | Littlemore
| - | [13 empty] | 0
0
[6 empty] | Ancillary buildings and structures |  |  |  | 1000000 |  |  |  |  | 1000000
0
| 8.08.03 | Underpinning to external site boundary walls | [12 empty] | 0
| - | [13 empty] | 0 | Littlemore
0
[6 empty] | Underpinning to external site boundary walls |  |  |  | 0 |  |  |  |  | 0
0
[6 empty] | Minor building works and ancillary buildings |  |  |  | 6860887.3 |  |  |  |  | 0 | 0 | 0 | 0 | 1000000 | 5860887.3
0
[6 empty] | External works |  |  |  | 44809428.55 |  |  |  |  | 0 | 0 | 18745010 | 2716365 | 17487166.25 | 5860887.3
0
[6 empty] | Subtotal |  |  |  | 374771097.6064 |  |  |  |  | 0 | 0 | 214230454.111 | 33195873.7101 | 112653460.4503 | 14691309.335
0
| 09 | Main contractor's preliminaries | [10 empty] | 130 | weeks | 0
| 09.01 | Main contractor's preliminaries |  |  |  |  | 15% |  | 374771097.6064 | 56215664.641 | LOR suggest 15% |  | 432428.1895 | £/week | 0 |  | 32134568.1166 | 4979381.0565 | 16898019.0675 | 2203696.4003
0
[6 empty] | Main Contractor's Preliminaries |  |  |  | 56215664.641 |  |  |  |  | 0 | 0 | 32134568.1166 | 4979381.0565 | 16898019.0675 | 2203696.4003
0
[6 empty] | Subtotal |  |  |  | 430986762.2474 |  |  |  |  | 0 | 0 | 246365022.2276 | 38175254.7666 | 129551479.5179 | 16895005.7353
0
| 10 | Main contractor's overheads and profit | [12 empty] | 0
| 10.01 | Main contractor’s overheads and profit |  |  |  |  | 7.5% |  | 430986762.2474 | 32324007.1686 |  |  |  |  | 0 |  | 18477376.6671 | 2863144.1075 | 9716360.9638 | 1267125.4301
0
[6 empty] | Main Contractor's OHP |  |  |  | 32324007.1686 |  |  |  |  | 0 | 0 | 18477376.6671 | 2863144.1075 | 9716360.9638 | 1267125.4301
0
[6 empty] | Works Costs Total |  |  |  | 463310769.4159 |  |  |  |  | 0 | 0 | 264842398.8947 | 41038398.8741 | 139267840.4817 | 18162131.1654
0
| 11 | Project / Design Team Fees | [12 empty] | 0
| 11.01 | Project / Design Team Fees | [12 empty] | 0 |  | 0 | 0 | 0 | 0
Fee Reference
Ridge | 001 | Project Management | [7 empty] | 0 | Estimate |  |  |  | 0
Ridge | 002 | Project Administration & Invoicing | [7 empty] | 0 | Estimate |  |  |  | 0
Ridge | 003 | Contract Management | [7 empty] | 0 | Estimate |  |  |  | 0
Ridge | 004 | Cost & Tender Management | [7 empty] | 0 | Estimate |  |  |  | 0
Ridge | 005 | Town Planning Consultant | [7 empty] | 0 | Estimate |  |  |  | 0
Ridge | 006 | ESG Strategy & Project Integration | [7 empty] | 0 | Estimate |  |  |  | 0
Ridge | 007 | Health and Safety (CDM Regulations 2015 Principal Designer) | [7 empty] | 0 | Estimate |  |  |  | 0
Ridge | 008 | Digital Engineering | [7 empty] | 0 | Estimate |  |  |  | 0
| 009 | Public Relations (To support consultation for planning) | [7 empty] | 0 | Estimate |  |  |  | 0
| 010 | Economic Impact Assessment | [7 empty] | 0 | Estimate |  |  |  | 0
Foster + Partners | 011 | Architect | [7 empty] | 0 | As per F+P Fee Schedule |  |  |  | 0
| 012 | Delivery Architect (Excluded) | [7 empty] | 0 | See Main Contractor Pre-construction Design Fees |  |  |  | 0
Foster + Partners | 013 | Interior Design | [7 empty] | 0 | Estimate |  |  |  | 0
Foster + Partners | 014 | Architectural Lighting | [7 empty] | 0 | As per F+P Fee Schedule |  |  |  | 0
Foster + Partners | 015 | Acoustics & Vibration | [7 empty] | 0 | As per F+P Fee Schedule |  |  |  | 0
Foster + Partners | 016 | Landscape Architect (Soft Landscaping) | [7 empty] | 0 | As per F+P Fee Schedule |  |  |  | 0
Caruncho | 017 | Landscape Artist | [7 empty] | 0 | Caruncho Fee Proposal €3.65m |  |  |  | 0
Foster + Partners | 018 | MEP | [7 empty] | 0 | As per F+P Fee Schedule |  |  |  | 0
Foster + Partners | 019 | SEDA | [7 empty] | 0 | As per F+P Fee Schedule |  |  |  | 0
Foster + Partners | 020 | M&P Peer Review | [7 empty] | 0 |  |  |  |  | 0
Foster + Partners | 021 | Structural Engineer | [7 empty] | 0 | As per F+P Fee Schedule |  |  |  | 0
| 022 | Infrastructure Engineer | [7 empty] | 0 | Estimate |  |  |  | 0
Langan | 023 | Civils, Geotech, Geoenviro | [7 empty] | 0 | As per Langan Fee Proposal |  |  |  | 0
| 024 | Drainage inc. Flood Risk Assessment | [7 empty] | 0 | Estimate |  |  |  | 0
| 025 | Health Impact Assessment (Town Planning) | [7 empty] | 0 | Estimate |  |  |  | 0
Foster + Partners | 026 | Auditorium Consultant (if required) | [7 empty] | 0 | Estimate |  |  |  | 0
| 027 | Façade Consultant | [7 empty] | 0 | Estimate |  |  |  | 0
| 028 | Building / Campus Model | [7 empty] | 0 |  |  |  |  | 0
| 029 | Fire Strategy Advisor and/or Fire Engineering | [7 empty] | 0 | As per Hoare Lea Fee Schedule |  |  |  | 0
| 030 | Catering Consultant | [7 empty] | 0 | Estimate |  |  |  | 0
| 031 | Heritage Consultant | [7 empty] | 0 | Estimate |  |  |  | 0
| 032 | Transport Consultant | [7 empty] | 0 | Estimate |  |  |  | 0
| 033 | Sustainability Certifier / Assessor (BREEAM + Targeted Studies) | [7 empty] | 0 | Estimate |  |  |  | 0
| 034 | Vertical Transportation | [7 empty] | 0 | As per F+P Fee Schedule |  |  |  | 0
| 035 | IT & Audio / Visual & Security Consultant | [7 empty] | 0 | As per Hoare Lea Fee Schedule |  |  |  | 0
| 036 | Laboratory Layout Specialist | [7 empty] | 0 | As per F+P Fee Schedule |  |  |  | 0
| 037 | Archaeologist | [7 empty] | 0 | As per Hoare Lea Fee Schedule |  |  |  | 0
| 038 | Acoustic Surveys (Inc. Noise assessment) | [7 empty] | 0 | As per Hoare Lea Fee Schedule |  |  |  | 0
| 039 | Measured Survey (3D model of Littlemore House) | [7 empty] | 0 | Estimate |  |  |  | 0
| 040 | Site Investigations (inc. Contamination) / Geotechnical | [7 empty] | 0 | Estimate |  |  |  | 0
| 041 | Structural Surveys | [7 empty] | 0 | Estimate |  |  |  | 0
| 042 | Arboricultural Surveys (inc. air spade survey) | [7 empty] | 0 | Estimate |  |  |  | 0
| 043 | Building Condition Survey (inc. Roof and High Level - Fabric Only) | [7 empty] | 0 | Estimate |  |  |  | 0
| 044 | Building Services Survey (Undertaken by MEP Engineer) | [7 empty] | 0 | Estimate |  |  |  | 0
| 045 | Accessibility Audit (Equality Act) (included in scope of Architect) | [7 empty] | 0 | Estimate |  |  |  | 0
| 046 | Asbestos (Full R&D survey) | [7 empty] | 0 |  |  |  |  | 0
| 047 | Photographic Condition Survey (inc. Access Road Offsite) | [7 empty] | 0 |  |  |  |  | 0
| 048 | Transport Access Audit (inc. swept path analysis) | [7 empty] | 0 | Estimate |  |  |  | 0
| 049 | Below Ground Services Surveys (PAS 128 Level A - Level D) | [7 empty] | 0 | Estimate |  |  |  | 0
| 050 | CCTV & Drainage Surveys | [7 empty] | 0 | Estimate |  |  |  | 0
| 051 | Desktop Mapping | [7 empty] | 0 | Estimate |  |  |  | 0
| 052 | Line and Level Surveys | [7 empty] | 0 | Estimate |  |  |  | 0
| 053 | Air Quality Assessment | [7 empty] | 0 | Estimate |  |  |  | 0
| 054 | Deleterious Survey (inc. Lead Paint) | [7 empty] | 0 | Estimate |  |  |  | 0
| 055 | Utilities Searches | [7 empty] | 0 | Estimate |  |  |  | 0
| 056 | Internal Daylight Assessment | [7 empty] | 0 | Estimate |  |  |  | 0
| 057 | Verified Views (To be confirmed) | [7 empty] | 0 | Estimate |  |  |  | 0
| 058 | Landscape Visual Impact Assessment | [7 empty] | 0 | Estimate |  |  |  | 0
| 059 | Ecology Surveys | [7 empty] | 0 | Estimate |  |  |  | 0
| 060 | Rights to Light | [7 empty] | 0 | Estimate |  |  |  | 0
| 061 | Pre-Application (inc. Planning Performance Agreement & Oxford Design Review Panel) | [7 empty] | 0 | Estimate |  |  |  | 0
| 062 | Building Control / Approved Inspector | [7 empty] | 0 | Estimate |  |  |  | 0
Foster + Partners | 063 | Furniture Design | [7 empty] | 0 | As per F+P Fee Schedule |  |  |  | 0
| 064 | Party Wall Surveyor | [7 empty] | 0 | Estimate |  |  |  | 0
| 065 | Legal Fees (Construction Appointments Only) | [7 empty] | 0 | Estimate |  |  |  | 0
| 066 | Report on Title / Legal Summary of Title(s) | [7 empty] | 0 |  |  |  |  | 0
| 067 | VAT Advisory | [7 empty] | 0 | Estimate |  |  |  | 0
| 068 | Document Management System (A-Site or similar) | [7 empty] | 0 | Estimate |  |  |  | 0
| 069 | Consultation Budget (inc. Venue Hire, Printing and Boards) | [7 empty] | 0 | Estimate |  |  |  | 0
| 070 | Miscellaneous (Expenses, Printing etc) | [7 empty] | 0 | Estimate |  |  |  | 0
| 071 | Building Surveying | [7 empty] | 0 | Estimate |  |  |  | 0
| 072 | Due Diligence | [7 empty] | 0 | Estimate |  |  |  | 0
| 073 | Planning Applications (inc. Discharge of Consents) | [7 empty] | 0 | Estimate |  |  |  | 0
| 074 | Asbestos Removal (Excluded) | [7 empty] | 0 |  |  |  |  | 0
| 075 | Pre-Construction Services Agreement (PCSA) | [7 empty] | 0 |  |  |  |  | 0
| 076 | Pre-Construction Services Agreement (PCSA) Design | [7 empty] | 0 | Estimate |  |  |  | 0
| 077 | Kitchen and Food Service | [7 empty] | 0 | Estimate |  |  |  | 0
| 078 | Signage and Wayfinding | [7 empty] | 0 | Consultation only |  |  |  | 0
| 079 | Clerk of Works (BF & MEP) (Client Side Quality Management) | [7 empty] | 0 | Consultation only |  |  |  | 0
| 080 | Clerk of Works (BF & MEP) (Client Side Quality Management) | [7 empty] | 0 | Estimate |  |  |  | 0
| 081 | Operational and Facility management | [7 empty] | 0 | Estimate |  |  |  | 0
| 082 | Waste Management | [7 empty] | 0 | Estimate |  |  |  | 0
| 083 | Archaeological Investigations | [7 empty] | 0 | Estimate |  |  |  | 0
| 084 | Travel Plan | [7 empty] | 0 | Excluded |  |  |  | 0
| 085 | Community Infrastructure Levy (CIL) | [7 empty] | 0 | Estimate |  |  |  | 0
| 086 | Section 106 Agreement for Planning | [7 empty] | 0 | Estimate |  |  |  | 0
| 087 | Offsetting Costs (Ecology 10% Net Gain & Net Zero Carbon) | [7 empty] | 0 | Estimate |  |  |  | 0
| 088 | Network Rail - Basic Asset Protection Agreement (BAPA) | [7 empty] | 0 |  |  |  |  | 0
| 089 | Environmental Impact Assessment (EIA) | [7 empty] | 0 |  |  |  |  | 0
| 090 | Third Party Licenses (e.g. over sailing license, compensatory rights to light) | [7 empty] | 0 |  |  |  |  | 0
| 091 | Enabling Works | [7 empty] | 0 |  |  |  |  | 0
| 092 | Construction Phase Design Fees | [7 empty] | 0 |  |  |  |  | 0
| 093 | Main Works Littlemore House, Plot A & B & Plot 18 (inc. Novated Fees) | [7 empty] | 0 |  |  |  |  | 0
| 094 | Gas Disconnection, Diversions, Connection & Reinforcement Allowance | [7 empty] | 0 |  |  |  |  | 0
| 095 | Electricity Disconnection, Diversions, Connection & Reinforcement Allowance | [7 empty] | 0 |  |  |  |  | 0
| 096 | Water Disconnection, Diversions, Connection & Reinforcement Allowance | [7 empty] | 0
| 097 | Contractor Design Fees (Construction) | [7 empty] | 0
| 098 | Translocation of species and/or mitigation works | [7 empty] | 0
| 099 | Land Purchase | [7 empty] | 0
| 100 | Office Refurbishment | [7 empty] | 0
| 101 | Oxford City Council's Tax / Rates | [7 empty] | 0
F+P Variations
0
[6 empty] | SUBTOTAL | 0% |  | 463310769.4159 | 0 |  |  |  |  | 0 |  | 0 | 0 | 0 | 0
0
|  | Contingency on above fees. |  |  |  |  | 3.777% |  |  | 17500000 |  |  |  |  | 0 |  | 10003527.4088 | 1550086.9561 | 5260372.4526 | 686013.1825
0
[6 empty] | Project / Design Team Fees |  |  |  | 17500000 |  | Check =£ - |  |  | 17500000
0
| 11.02 | Main Contractor's Pre-Construction Fees | [12 empty] | 0
|  | LOR Staff | [8 empty] | Estimate based on LoR percentage advice of c. 1.53% on anticipated £320m construction value |  |  |  | 0
0
LOR PCSA |  | Core Team | [12 empty] | 0
LOR PCSA |  | Project Director | [7 empty] | 311137 |  |  |  |  | 311137
LOR PCSA |  | Project Leader | [7 empty] | 212023 |  |  |  |  | 212023
LOR PCSA |  | Project Technical Leader | [7 empty] | 134667 |  |  |  |  | 134667
LOR PCSA |  | Sustainability Leader | [7 empty] | 22716 |  |  |  |  | 22716
LOR PCSA |  | Commercial Leader | [7 empty] | 187990 |  |  |  |  | 187990
LOR PCSA |  | Estimating Leader | [7 empty] | 166672 |  |  |  |  | 166672
LOR PCSA |  | Planning Leader | [7 empty] | 162050 |  |  |  |  | 162050
LOR PCSA |  | Procurement Leader | [7 empty] | 122033 |  |  |  |  | 122033
LOR PCSA |  | Group Legal | [7 empty] | 26695 |  |  |  |  | 26695
LOR PCSA |  | MEP Leader | [12 empty] | 0
LOR PCSA |  | Structures Leader | [12 empty] | 0
LOR PCSA | [14 empty] | 0
LOR PCSA | [5 empty] | SUBTOTAL |  |  |  | 1345983 |  |  |  |  | 1345983
LOR PCSA | [14 empty] | 0
LOR PCSA |  | Commercial | [12 empty] | 0
LOR PCSA |  | Quantity Surveyor | [7 empty] | 85521 |  |  |  |  | 85521
LOR PCSA |  | Quantity Surveyor | [7 empty] | 51341 |  |  |  |  | 51341
LOR PCSA |  | Estimator | [7 empty] | 82277 |  |  |  |  | 82277
[6 empty] | SUBTOTAL |  |  |  | 219139 |  |  |  |  | 219139
0
LOR PCSA |  | Design | [12 empty] | 0
LOR PCSA |  | Architectural & Facades Leader | [7 empty] | 67690 |  |  |  |  | 67690
LOR PCSA |  | Envelope Leader | [7 empty] | 47947 |  |  |  |  | 47947
LOR PCSA |  | Architectural Fit Out Leader | [7 empty] | 0 |  |  |  |  | 0
LOR PCSA |  | Structures Design Leader | [7 empty] | 38922 |  |  |  |  | 38922
LOR PCSA |  | MEP Design Leader | [7 empty] | 24256 |  |  |  |  | 24256
LOR PCSA |  | Design Manager - Envelope LMH | [7 empty] | 119022 |  |  |  |  | 119022
LOR PCSA |  | Design Manager - Envelope Plot 18 | [7 empty] | 71075 |  |  |  |  | 71075
LOR PCSA |  | Design Manager - Littlemore House General Area Fit Out | [7 empty] | 80517 |  |  |  |  | 80517
LOR PCSA |  | Design Manager - Plot 18 General Fit Out | [7 empty] | 80517 |  |  |  |  | 80517
LOR PCSA |  | Design Manager - Laboratory Fit Out | [7 empty] | 46010 |  |  |  |  | 46010
LOR PCSA |  | Design Manager - Basement Fit Out Manager | [7 empty] | 0 |  |  |  |  | 0
LOR PCSA |  | Design Manager - Skywalk & Dome | [7 empty] | 107404 |  |  |  |  | 107404
LOR PCSA |  | Design Manager - External Works | [7 empty] | 0 |  |  |  |  | 0
[6 empty] | SUBTOTAL |  |  |  | 683360 |  |  |  |  | 683360
LOR PCSA | [14 empty] | 0
LOR PCSA |  | Package Managers | [12 empty] | 0
LOR PCSA |  | Enabling Works Leader | [7 empty] | 107310 |  |  |  |  | 107310
LOR PCSA |  | Envelope Leader | [7 empty] | 93313 |  |  |  |  | 93313
LOR PCSA |  | Littlemore Plot Leader | [7 empty] | 81649 |  |  |  |  | 81649
LOR PCSA |  | Basement Plot Leader | [7 empty] | 0 |  |  |  |  | 0
LOR PCSA |  | Plot 18 Leader | [7 empty] | 40825 |  |  |  |  | 40825
LOR PCSA |  | External Works & Sky Walk Leader | [7 empty] | 93313 |  |  |  |  | 93313
LOR PCSA | [5 empty] | SUBTOTAL |  |  |  | 416410 |  |  |  |  | 416410
LOR PCSA | [14 empty] | 0
LOR PCSA |  | Procurement | [12 empty] | 0
LOR PCSA |  | Procurement Manager | [7 empty] | 81136 |  |  |  |  | 81136
LOR PCSA |  | Procurement Category Manager | [7 empty] | 73494 |  |  |  |  | 73494
[6 empty] | SUBTOTAL |  |  |  | 154630 |  |  |  |  | 154630
LOR PCSA | [14 empty] | 0
LOR PCSA |  | Planning | [12 empty] | 0
LOR PCSA |  | Planner | [7 empty] | 67912 |  |  |  |  | 67912
[6 empty] | SUBTOTAL |  |  |  | 67912 |  |  |  |  | 67912
0
LOR PCSA |  | Other Disciplines | [12 empty] | 0
LOR PCSA |  | Digital Engineer - LMH | [7 empty] | 126793 |  |  |  |  | 126793
LOR PCSA |  | Digital Engineer - Plot 18 | [7 empty] | 73486 |  |  |  |  | 73486
LOR PCSA |  | DiV Scope | [7 empty] | 18665 |  |  |  |  | 18665
LOR PCSA |  | H&S Leader | [7 empty] | 28978 |  |  |  |  | 28978
LOR PCSA |  | Logistics Leader | [7 empty] | 43540 |  |  |  |  | 43540
LOR PCSA |  | Document Controller | [7 empty] | 33388 |  |  |  |  | 33388
LOR PCSA |  | Community Liaison Manager | [7 empty] | 31932 |  |  |  |  | 31932
LOR PCSA |  | Engineered Safety | [7 empty] | 29491 |  |  |  |  | 29491
[6 empty] | SUBTOTAL |  |  |  | 386273 |  |  |  |  | 386273
0
[6 empty] | SUBTOTAL |  |  |  | 3273707 |  |  |  |  | 3273707
LOR PCSA | [14 empty] | 0
LOR PCSA |  | CHT Staff | [12 empty] | 0
LOR PCSA |  | MEP Project Leader Manager | [7 empty] | 143304 |  |  |  |  | 143304
LOR PCSA |  | Electrical Project Leader - LMH | [7 empty] | 52787 |  |  |  |  | 52787
LOR PCSA |  | Mechanical Project Leader - LMH | [7 empty] | 52787 |  |  |  |  | 52787
LOR PCSA |  | Electrical Project Leader - Plot 18 | [7 empty] | 42069 |  |  |  |  | 42069
LOR PCSA |  | Mechanical Project Leader - Plot 18 | [7 empty] | 42069 |  |  |  |  | 42069
LOR PCSA |  | Public Health Engineer | [7 empty] | 15430 |  |  |  |  | 15430
LOR PCSA |  | Lab Specialists Equipment Engineer | [7 empty] | 8679 |  |  |  |  | 8679
LOR PCSA |  | Mechanical Design Manager | [7 empty] | 64491 |  |  |  |  | 64491
LOR PCSA |  | Electrical Design Manager | [7 empty] | 64491 |  |  |  |  | 64491
LOR PCSA |  | DE Lead | [7 empty] | 12430 |  |  |  |  | 12430
LOR PCSA |  | DE Engineer (LMH) | [7 empty] | 46629 |  |  |  |  | 46629
LOR PCSA |  | DE Engineer (Plot 18) | [7 empty] | 46629 |  |  |  |  | 46629
LOR PCSA |  | DfMA Lead | [7 empty] | 2959 |  |  |  |  | 2959
LOR PCSA |  | DfMA Manager | [7 empty] | 12154 |  |  |  |  | 12154
LOR PCSA |  | Commercial Manager | [7 empty] | 90620 |  |  |  |  | 90620
LOR PCSA |  | Procurement Manager | [7 empty] | 14364 |  |  |  |  | 14364
LOR PCSA |  | Commissioning Manager | [7 empty] | 15083 |  |  |  |  | 15083
LOR PCSA |  | MEP Planner | [7 empty] | 19465 |  |  |  |  | 19465
LOR PCSA |  | Estimating Manager | [7 empty] | 27849 |  |  |  |  | 27849
LOR PCSA |  | Estimator - Mechanical | [7 empty] | 33468 |  |  |  |  | 33468
LOR PCSA |  | Estimator - Electrical | [7 empty] | 33468 |  |  |  |  | 33468
[6 empty] | SUBTOTAL |  |  |  | 841225 |  |  |  |  | 841225
LOR PCSA | [14 empty] | 0
LOR PCSA |  | Expanded Staff | [12 empty] | 0
LOR PCSA |  | Structures Manager | [7 empty] | 136125 |  |  |  |  | 136125
LOR PCSA |  | Substructures Manager | [7 empty] | 97762 |  |  |  |  | 97762
LOR PCSA |  | Estimating | [7 empty] | 57057 |  |  |  |  | 57057
LOR PCSA |  | Planner | [7 empty] | 24816 |  |  |  |  | 24816
LOR PCSA |  | Senior Engineer | [7 empty] | 20680 |  |  |  |  | 20680
LOR PCSA |  | Quantity Surveyor | [7 empty] | 12012 |  |  |  |  | 12012
LOR PCSA |  | Temporary Works | [7 empty] | 6204 |  |  |  |  | 6204
LOR PCSA |  | Temporary Works | [7 empty] | 6204 |  |  |  |  | 6204
LOR PCSA |  | Reinforcement Advice | [7 empty] | 7920 |  |  |  |  | 7920
LOR PCSA |  | Geotechnical Advice | [7 empty] | 16500 |  |  |  |  | 16500
LOR PCSA |  | Design | [7 empty] | 22176 |  |  |  |  | 22176
[6 empty] | SUBTOTAL |  |  |  | 407456 |  |  |  |  | 407456
LOR PCSA | [14 empty] | 0
0
[6 empty] | SUBTOTAL |  |  |  | 4522388 |  |  |  |  | 4522388
LOR PCSA | [14 empty] | 0
LOR PCSA |  | Organisational Costs | [12 empty] | 0
LOR PCSA |  | Accommodation Costs | [7 empty] | 0 | Excluded |  |  |  | 0
LOR PCSA |  | Meeting Room Costs for Stage 3 Design (2 days/wk) | [7 empty] | 0 | Excluded |  |  |  | 0
LOR PCSA |  | Reprographics etc | [7 empty] | 1238 |  |  |  |  | 1238
LOR PCSA |  | BoQ Production | [7 empty] | 66000 |  |  |  |  | 66000
LOR PCSA |  | Mobility Costs | [7 empty] | 127512 |  |  |  |  | 127512
LOR PCSA |  | Asite EDMS | [7 empty] | 21965 |  |  |  |  | 21965
LOR PCSA |  | IT Charges | [7 empty] | 0 |  |  |  |  | 0
LOR PCSA |  | Symmetry | [7 empty] | 88000 |  |  |  |  | 88000
[6 empty] | SUBTOTAL |  |  |  | 304715 |  |  |  |  | 304715
|  | Design & Professional Fees | [12 empty] | 0
LOR PCSA |  | Design Engineering Integrator | [7 empty] | Below the Line |  |  |  |  | #VALUE!
LOR PCSA |  | Restoration Consultant | [7 empty] | Below the Line |  |  |  |  | #VALUE!
LOR PCSA |  | Geotechnical Surveys | [7 empty] | Direct by EITM |  |  |  |  | #VALUE!
LOR PCSA |  | Surveys General | [7 empty] | Direct by EITM |  |  |  |  | #VALUE!
LOR PCSA |  | Ecology | [7 empty] | Direct by EITM |  |  |  |  | #VALUE!
LOR PCSA |  | Flood Assessor | [7 empty] | Direct by EITM |  |  |  |  | #VALUE!
LOR PCSA |  | Vibration & Acoustics | [7 empty] | Direct by EITM |  |  |  |  | #VALUE!
LOR PCSA |  | Flights & Associated Accommodation | [7 empty] | Below the Line |  |  |  |  | #VALUE!
LOR PCSA | [14 empty] | 0
LOR PCSA |  | Other PCSA Input - Supply Chain | [12 empty] | 0
LOR PCSA |  | Skywalk | [7 empty] | Budget Transfer |  |  |  |  | #VALUE!
LOR PCSA |  | Vertical Transportation | [7 empty] | Budget Transfer |  |  |  |  | #VALUE!
LOR PCSA |  | Laboratory Furniture | [7 empty] | Budget Transfer |  |  |  |  | #VALUE!
LOR PCSA |  | LMH Façade - Glass | [7 empty] | Budget Transfer |  |  |  |  | #VALUE!
LOR PCSA |  | LMH Façade - Non Glass | [7 empty] | Budget Transfer |  |  |  |  | #VALUE!
LOR PCSA |  | Auditorium Roof | [7 empty] | Budget Transfer |  |  |  |  | #VALUE!
LOR PCSA |  | Plot 18 Façade | [7 empty] | Budget Transfer |  |  |  |  | #VALUE!
LOR PCSA |  | Plot 18 Dome | [7 empty] | Budget Transfer |  |  |  |  | #VALUE!
0
[6 empty] | SUBTOTAL |  |  |  | 4827103 |  |  |  |  | 4827103
LOR PCSA | [14 empty] | 0
LOR PCSA |  | Insurance |  |  |  |  | 1.3% |  | 4827103 | 62752.339 |  |  |  |  | 62752.339
0
[6 empty] | LOR PROPOSED PCSA FEE |  |  |  | 4889855.339 | Aligned to LOR fee guidance 9 August 2022 |  |  |  | 4889855.339
0
LOR PCSA |  | PCSA Budget items not included in LOR PCSA | [12 empty] | 0
LOR PCSA |  | Flights and accommodation budget we would advise budget | [7 empty] | 150000 | LOR budget |  |  |  | 150000
LOR PCSA |  | Team building workshops and focused awaydays we would advise budget | [7 empty] | 100000 | LOR budget |  |  |  | 100000
LOR PCSA |  | Collaborative Office & IT prior to Site Set Up | [7 empty] | 200000 | LOR budget |  |  |  | 200000
LOR PCSA |  | Restoration Consultant | [7 empty] | 250000 | LOR budget |  |  |  | 250000
LOR PCSA | [14 empty] | 0
[6 empty] | SUBTOTAL |  |  |  | 700000 |  |  |  |  | 700000
0
[6 empty] | Contingency on above fees. |  |  |  | 5589855.339 |  |  |  |  | 5589855.339
LOR PCSA | [14 empty] | 0
LOR PCSA |  | Allowance for Placing Early Orders / Contractor Design Portions input | [7 empty] | 2250000 | Allowance for supply chain input to develop packages |  |  |  | 2250000
LOR PCSA | [14 empty] | 0
[6 empty] | Main Contractor's Pre-Construction Fees |  |  |  | 7839855.339 |  |  |  |  | 0 |  | 4481497.5866 | 694426.1428 | 2356603.3747 | 307328.2349
0
| 11.03 | Main Contractor's Design Fees | [12 empty] | 0
LOR Design |  | Allowance for LOR technical design services in PCSA | [7 empty] | 1250000 | As advised by LOR |  |  |  | 0 |  | 714537.6721 | 110720.4969 | 375740.8895 | 49000.9416
LOR Design |  | Allowance on above for scope gaps | [7 empty] | 750000 | Budget allowance |  |  |  | 0 |  | 428722.6032 | 66432.2981 | 225444.5337 | 29400.565
LOR Design |  | Allowance for LOR technical design services in Construction |  |  |  |  | 5% |  | 463310769.4159 | 23165538.4708 |  |  |  |  | 0 |  | 13242119.9447 | 2051919.9437 | 6963392.0241 | 908106.5583
0
[6 empty] | Main Contractor's Design Fees |  |  |  | 25165538.4708 |  |  |  |  | 0 |  | 14385380.22 | 2229072.7387 | 7564577.4472 | 986508.0648
0
0
0
[6 empty] | Project / Design Team Fees |  |  |  | 50505393.8098 | 10.9% | of Works Costs |  |  | 0 | 0 | 28870405.2154 | 4473585.8376 | 15181553.2746 | 1979849.4822
0
[6 empty] | Subtotal |  |  |  | 513816163.2257 |  |  |  |  | 0 | 0 | 293712804.1101 | 45511984.7117 | 154449393.7563 | 20141980.6477
0
| 12 | Other Development / Project Costs | [12 empty] | 0
| 12.01 | Other Development / Project Costs | [12 empty] | 0
|  | The below allowances will need to be advised by the client to confirm whether they | [12 empty] | 0
|  | sit within the project budget or are to be managed and reported separately and outside | [12 empty] | 0
|  | of this project. | [12 empty] | 0
0
| 12.01 | Land acquisition costs | [12 empty] | 0
| - | Excluded | [7 empty] | Excluded |  |  |  |  | #VALUE!
0
| 12.02 | Employer finance costs | [12 empty] | 0
| - | Excluded | [7 empty] | Excluded |  |  |  |  | #VALUE!
0
| 12.03 | Fees | [12 empty] | 0
| - | Excluded | [7 empty] | Excluded | e.g. legal fees, agency transaction fees/commissions etc |  |  |  | #VALUE!
0
| 12.04 | Charges | [12 empty] | 0
| - | Excluded | [7 empty] | Excluded |  |  |  |  | #VALUE!
0
| 12.05 | Planning contributions | [12 empty] | 0
| - | Community Infrastructure Levy (CIL) | [7 empty] | 750000 |  |  |  |  | 0 |  | 525000 |  | 225000
|  | Section 106 Agreement for Planning | [7 empty] | 650000 | [6 empty] | 455000 |  | 195000
0
| 12.06 | Insurances | [12 empty] | 0
| - | Excluded | [7 empty] | Excluded |  |  |  |  | #VALUE!
0
| 12.07 | Archaeological works | [12 empty] | 0
| - | Excluded | [7 empty] | Excluded |  |  |  |  | #VALUE!
0
| 12.08 | Other specialist fieldwork | [12 empty] | 0
| - | Excluded | [7 empty] | Excluded |  |  |  |  | #VALUE!
0
| 12.09 | Decanting and relocation costs | [12 empty] | 0
| - | Excluded | [7 empty] | Excluded |  |  |  |  | #VALUE!
0
| 12.1 | Tenant’s costs/contributions | [12 empty] | 0
| - | Excluded | [7 empty] | Excluded |  |  |  |  | #VALUE!
0
| 12.11 | Marketing costs | [12 empty] | 0
| - | Excluded | [7 empty] | Excluded |  |  |  |  | #VALUE!
0
| 12.12 | Other employer costs | [12 empty] | 0
|  | Staff Costs | [12 empty] | 0
| - | Littlemore House - Allowance only direct staff costs |  |  |  |  | 1 | item | 750000 | 750000 | for duration of project design and construction period only |  |  |  | 0 | Littlemore | 375000 | 375000
| - | Plot 18 - Allowance only direct staff costs |  |  |  |  | 1 | item | 750000 | 750000 | for duration of project design and construction period only |  |  |  | 0 | Plot 18 |  |  | 750000
0
|  | Client Furniture, Fitting & Equipment (FF&E) | [12 empty] | 0
| - | Littlemore House - Allowance for client equipment (not based on any equipment schedule) |  |  |  |  | 21533 | m2 | 750 | 16149750 | Scope, extent, design and installation to be confirmed |  |  |  | 0 | LMH New | 16149750
| - | Imaging Equipment |  |  |  |  | 1 | item | 5000000 | 5000000 | Allowance, Client to confirm |  |  |  |  | LMH New | 5000000
| - | Littlemore House - Allowance for client equipment (not based on any equipment schedule) |  |  |  |  | 3183 | m2 | 750 | 2387250 | Scope, extent, design and installation to be confirmed |  |  |  | 0 | LMH Existing |  | 2387250
| - | Plot 18 - Allowance for client equipment (not based on any equipment schedule) |  |  |  |  | 5469 | m2 | 750 | 4101750 | Scope, extent, design and installation to be confirmed |  |  |  | 0 | Plot 18 |  |  | 4101750
0
|  | Mock Ups | [12 empty] | 0
| - | Littlemore House - Allowance room mock ups or 'proof of concept' exercises |  |  |  |  | 1 | item | 750000 | 750000 |  |  |  |  | 0 | Littlemore | 375000 | 375000
| - | Plot 18 - Allowance room mock ups or 'proof of concept' exercises |  |  |  |  | 1 | item | 250000 | 250000 |  |  |  |  | 0 | Plot 18 |  |  | 250000
0
|  | Art work | [12 empty] | 0
| - | Littlemore House - Allowance only for artwork |  |  |  |  | 1 | item |  | Excluded | Allowances and scope to be advised / updated by the client |  |  |  | #VALUE! | Littlemore
| - | Plot 18 - Allowance only for artwork |  |  |  |  | 1 | item |  | Excluded | Allowances and scope to be advised / updated by the client |  |  |  | #VALUE! | Plot 18 |  |  | Excluded
|  | Network Rail | [12 empty] | 0
| - | Network Rail - Basic Asset Protection Agreement (BAPA) | [7 empty] | 500000 | Allowance |  |  |  | 0 | Littlemore | 350000 |  | 150000
0
[6 empty] | Other Development / Project Costs |  |  |  | 32038750 |  |  |  |  | 0 | 0 | 23229750 | 3137250 | 5671750 | 0
0
[6 empty] | Subtotal |  |  |  | 545854913.2257 |  |  |  |  | 0 |  | 316942554.1101 | 48649234.7117 | 160121143.7563 | 20141980.6477
0
| 13 | Risk | [12 empty] | 0
|  | Design Development Risks |  |  |  |  | 20% |  | 463310769.4159 | 92662153.8832 | On Work Costs |  |  |  | 0 |  | 52968479.7789 | 8207679.7748 | 27853568.0963 | 3632426.2331
|  | Construction risks |  |  |  |  | 15% |  | 463310769.4159 | 69496615.4124 | On Work Costs |  |  |  | 0 |  | 39726359.8342 | 6155759.8311 | 20890176.0723 | 2724319.6748
|  | Employer change risks |  |  |  |  | 5% |  | 463310769.4159 | 23165538.4708 | On Work Costs |  |  |  | 0 |  | 13242119.9447 | 2051919.9437 | 6963392.0241 | 908106.5583
|  | Employer other risks |  |  |  |  | 5% |  | 463310769.4159 | 23165538.4708 | On Work Costs |  |  |  | 0 |  | 13242119.9447 | 2051919.9437 | 6963392.0241 | 908106.5583
0
0
[6 empty] | Risk |  |  |  | 208489846.2372 | 45% | of Works Costs |  |  | 0 | 0 | 119179079.5026 | 18467279.4933 | 62670528.2168 | 8172959.0244
0
[6 empty] | Subtotal |  |  |  | 754344759.4629 |  |  |  |  | 0 | 0 | 436121633.6127 | 67116514.205 | 222791671.973 | 28314939.6721
0
| 14 | Inflation | [12 empty] | 0
|  |  |  | Base | Uplift |  | 6.199% | Current index
|  |  |  | 4Q2022 | 4Q2023 |  | 2.5% | inflation uncertainty
|  | Tender Price Inflation |  | 371 | 394 |  | 8.699% |  | 463310769.4159 | 40305539.307 | On Work Costs only |  |  |  | 0 |  | 23039860.982 | 3570119.4708 | 12115551.3519 | 1580007.5023
[7 empty] | 5.143% | Current index
|  |  |  | 4Q2023 | 2Q2025 |  | 2.5% | inflation uncertainty
|  | Construction Inflation |  | 456.9 | 480.4 |  | 7.643% |  | 503616308.7229 | 38493194.4438 | On Work Costs only |  |  |  | 0 |  | 22003870.0384 | 3409588.4918 | 11570773.6951 | 1508962.2185
0
[6 empty] | Outturn Scheme Costs (Excl. VAT) |  |  |  | 833143493.2137 |  |  |  |  | 0 | 0 | 481165364.6331 | 74096222.1676 | 246477997.0201 | 31403909.3929
0
|  | VAT | [7 empty] | 0 |  |  |  |  | 0
|  | VAT |  |  |  |  | 20% |  | 833143493.2137 | 166628698.6427 |  |  |  |  | 0 |  | 96233072.9266 | 14819244.4335 | 49295599.404 | 6280781.8786
|  | VAT Recovery | [7 empty] | Excluded |  |  |  |  | #VALUE!
0
[6 empty] | Outturn Scheme Costs (Incl. VAT) |  |  |  | 999772191.8564 |  |  |  |  | 0 | 0 | 577398437.5597 | 88915466.6011 | 295773596.4241 | 37684691.2715
[9 empty] | Foster + Partners | 0
[9 empty] | Ridge | 0
[9 empty] | Caruncho | 0
[9 empty] | LOR PCSA | 9602248.339
[9 empty] | LOR Design | 25165538.4708 | [11 empty] | 00 - FACILITATING WORKS | 01 - SUBSTRUCTURE | 02 - SUPERSTRUCTURE | 03 - INTERNAL FINISHES | 04 - FITTINGS, FURNISHINGS AND EQUIPMENT | 05 - SERVICES | 06 - PREFABRICATED BUILDINGS AND BUILDING UNITS |  |  |  |  | 07 - WORKS TO EXISTING BUILDINGS | 08 - EXTERNAL WORKS | 09 - MAIN CONTRACTOR'S PRELIMINARIES | 10 - MAIN CONTRACTOR'S OVERHEADS AND PROFIT | 11 - PROJECT / DESIGN TEAM FEES | 12 - OTHER DEVELOPMENT / PROJECT COSTS | 13 - RISK | 14 - INFLATION | 15 - SPARE | 16 - SPARE | [47 empty] | Work Package
[9 empty] | Langan | 0 | [11 empty] | 00.01 - Toxic / Hazardous Material Removal | 01.01 - Substructure | 02.01 - Frame | 03.01 - Wall Finishes | 04.01 - Fittings, Furnishings and Equipment | 05.01 - Sanitary Installations | 06.01 - Prefabricated buildings and building units |  |  |  |  | 07.01 - Minor Demolition Works and Alteration Works | 08.01 - Site Preparation Works | 09.01 - Employers Requirements | 10.01 - Main Contractor's Overheads | 11.01 - Consultants' Fees | 12.01 - Other development /project costs | 13.01 - Design Development Risks | 14.01 - Tender Inflation | [49 empty] | 100 - Facilitating Works
[22 empty] | 00.02 - Major Demolition Works |  | 02.02 - Upper Floors | 03.02 - Floor Finishes |  | 05.012 - Communication, Security and Control Systems | [5 empty] | 07.02 - Repairs to existing services | 08.02 - Roads, Paths Pavings and Surfacing | 09.02 - Main Contractors Cost Items | 10.02 - Main Contractor's Profit | 11.02 - Main contractor's preconstruction fees |  | 13.02 - Construction Risks | 14.02 - Construction Inflation | [49 empty] | 110 - Toxic/hazardous material removal
[22 empty] | 00.03 - Temporary support to adjacent structures |  | 02.03 - Roof | 03.03 - Ceiling Finishes |  | 05.02 - Services Equipment | [5 empty] | 07.03 - Damp proof courses/fungus and beetle eradication | 08.03 - Soft landscaping, planting and irrigation systems |  |  | 11.03 - Main contractor's design fees |  | 13.03 - Employer Change Risks | [50 empty] | 120 - Major demolition works
[22 empty] | 00.04 - Specialist groundworks |  | 02.04 - Stairs and Ramps |  |  | 05.03 - Disposal Installations | [5 empty] | 07.04 - Façade Retention | 08.04 - Fencing, Railings and Walls |  |  |  |  | 13.04 - Employer Other Risks | [50 empty] | 130 - Specialist Groundworks
[22 empty] | 00.05 - Temporary Diversion Works |  | 02.05 - External Walls |  |  | 05.04 - Water Installations | [5 empty] | 07.05 - Cleaning existing surfaces | 08.05 - External Fixtures | [55 empty] | 140 - Temporary diversion works
[22 empty] | 00.06 - Extraordinary site investigation works |  | 02.06 - Windows and External Doors |  |  | 05.05 - Heat Source | [5 empty] | 07.06 - Renovation Works | 08.06 - External Drainage | [55 empty] | 150 - Extraordinary site investigation works
[24 empty] | 02.07 - Internal Walls and Partitions |  |  | 05.06 - Space Heating and Air Conditioning | [6 empty] | 08.07 - External Services | [55 empty] | 191 - Demolitions Package
[24 empty] | 02.08 - Internal Doors |  |  | 05.07 - Ventilation Systems | [6 empty] | 08.08 - Minor Building Works and Ancillary Buildings
[27 empty] | 05.08 - Electrical Installations | [62 empty] | 1000 - Substructure
[27 empty] | 05.09 - Fuel Installations | [62 empty] | 1010 - Groundworks & Concrete Works
[27 empty] | 05.10 - Lift and Conveyor Installations | [62 empty] | 1020 - Piling; bored
[27 empty] | 05.11 - Fire and Lightning Protection | [62 empty] | 1022 - Piling; interlocking sheet
[27 empty] | 05.13 - Specialist Installations | [62 empty] | 1040 - Waterproofing
[27 empty] | 05.14 - Builder's Work In Connection With Services | [62 empty] | 1111 - Basement & Frame Package
1121 - Ground & Movement Monitoring Package
2100 - Frame
2110 - Steelwork & Connections
2120 - Fire Protection; intumescent paint
2200 - Upper Floors
[22 empty] | 00.01 - Toxic / Hazardous Material Removal | 00.02 - Major Demolition Works | 00.03 - Temporary support to adjacent structures | 00.04 - Specialist groundworks | 00.05 - Temporary Diversion Works | 00.06 - Extraordinary site investigation works | 01.01 - Substructure |  |  |  |  | 02.01 - Frame | 02.02 - Upper Floors | 02.03 - Roof | 02.04 - Stairs and Ramps | 02.05 - External Walls | 02.06 - Windows and External Doors | 02.07 - Internal Walls and Partitions | 02.08 - Internal Doors | 03.01 - Wall Finishes | 03.02 - Floor Finishes | 03.03 - Ceiling Finishes | 04.01 - Fittings, Furnishings and Equipment | 05.01 - Sanitary Installations | 05.02 - Services Equipment | 05.03 - Disposal Installations | 05.04 - Water Installations | 05.05 - Heat Source | 05.06 - Space Heating and Air Conditioning | 05.07 - Ventilation Systems | 05.08 - Electrical Installations | 05.09 - Fuel Installations | 05.10 - Lift and Conveyor Installations | 05.11 - Fire and Lightning Protection | 05.12 - Communication, Security and Control Systems | 05.13 - Specialist Installations | 05.14 - Builder's Work In Connection With Services | 06.01 - Prefabricated buildings and building units | 07.01 - Minor Demolition Works and Alteration Works | 07.02 - Repairs to existing services | 07.03 - Damp proof courses/fungus and beetle eradication | 07.04 - Façade Retention | 07.05 - Cleaning existing surfaces | 07.06 - Renovation Works | 08.01 - Site Preparation Works | 08.02 - Roads, Paths Pavings and Surfacing | 08.03 - Soft landscaping, planting and irrigation systems | 08.04 - Fencing, Railings and Walls | 08.05 - External Fixtures | 08.06 - External Drainage | 08.07 - External Services | 08.08 - Minor Building Works and Ancillary Buildings | 09.01 - Employers Requirements | 09.02 - Main Contractors Cost Items | 10.01 - Main Contractor's Overheads | 10.02 - Main Contractor's Profit | 11.01 - Consultants' Fees | 11.02 - Main contractor's preconstruction fees | 11.03 - Main contractor's design fees | 12.01 - Other development /project costs | 13.01 - Design Development Risks | 13.02 - Construction Risks | 13.03 - Employer Change Risks | 13.04 - Employer Other Risks | 14.01 - Tender Inflation | 14.02 - Construction Inflation | Column1 | Column2 | 2210 - In-situ/precast Concrete
[22 empty] | 00.01.01 - Toxic / Hazardous Material Removal | 00.02.01 - Demolition works | 00.03.01 - Temporary support to adjacent structures | 00.04.01 - Site dewatering and pumping | 00.05.01 - Temporary diversion works | 00.06.01 - Archaeological investigation | 01.01.01 - Standard Foundations |  |  |  |  | 02.01.01 - Steel Frames | 02.02.01 - Floors | 02.03.01 - Roof structure | 02.04.01 - Stair / Ramp Structures | 02.05.01 - External enclosing walls Above Ground Floor Level | 02.06.01 - External Windows | 02.07.01 - Walls and Partitions | 02.08.01 - Internal Doors | 03.01.01 - Finishes to walls | 03.02.01 - Finishes to Floors | 03.03.01 - Finishes to ceilings | 04.01.01 - General Fittings, Furnishings and Equipment: | 05.01.01 - Sanitary ancillaries | 05.02.01 - Services Equipment | 05.03.01 - Foul Drainage Above Ground | 05.04.01 - Mains Water Supply | 05.05.01 - Heat Source | 05.06.01 - Central Heating | 05.07.01 - Central Ventilation | 05.08.01 - Electric Mains and Sub-Mains Distribution | 05.09.01 - Fuel Storage | 05.10.01 - Lifts and Enclosed Hoists | 05.11.01 - Fire Fighting Systems | 05.12.01 - Communication Systems | 05.13.01 - Specialist Piped Supply Systems | 05.14.01 - Builder's Work In Connection With Services | 06.01.01 - Complete buildings | 07.01.01 - Minor Demolition Works and Alteration Works | 07.02.01 - Repairs to existing services | 07.03.01 - Damp proof courses | 07.04.01 - Façade Retention | 07.05.01 - Cleaning existing surfaces | 07.06.01 - Masonry repairs | 08.01.01 - Site Clearance | 08.02.01 - Roads, Paths and Pavings | 08.03.01 - Seeding and Turfing | 08.04.01 - Fencing and Railings | 08.05.01 - Site / Street Furniture and Equipment | 08.06.01 - Surface Water and Foul Water Drainage | 08.07.01 - Water Mains Supply | 08.08.01 - Minor building works | 09.01.01 - Site accommodation | 09.02.01 - Management and staff | 10.01.01 - Main Contractor's Overheads | 10.02.01 - Main Contractor's Profit | 11.01.01 - Project/design team consultants' fees | 11.02.01 - Management and Staff | 11.03.01 - Main contractor's design consultants' fees | 12.01.01 - Land Acquisition Costs | 13.01.01 - Design Development Risks | 13.02.01 - Construction Risks | 13.03.01 - Employer Change Risks | 13.04.01 - Employer Other Risks | 14.01.01 - Tender Inflation | 14.02.01 - Construction Inflation |  |  | 2220 - Metal decking
[22 empty] | 00.01.02 - Contaminated Land | 00.02.01 - Soft strip works |  | 00.04.02 - Soil stabilisation measures |  | 00.06.02 - Reptile/wildlife mitigation measures | 01.01.02 - Specialist Foundations |  |  |  |  | 02.01.02 - Space frames/decks | 02.02.02 - Balconies | 02.03.02 - Roof coverings | 02.04.02 - Stair / Ramp Finishes | 02.05.01 - External enclosing walls below ground level | 02.06.02 - External doors | 02.07.02 - Balustrades and handrails |  |  | 03.02.02 - Raised Access Floors | 03.03.02 - False ceilings | 04.01.02 - Domestic Kitchen Fittings and Equipment | 05.01.01 - Sanitary Appliances |  | 05.03.02 - Chemical, toxic and industrial liquid waste drainage | 05.04.02 - Cold Water Distribution |  | 05.06.02 - Local Heating | 05.07.02 - Local and Special Ventilation | 05.08.02 - Power Installations | 05.09.02 - Fuel distribution systems | 05.10.02 - Escalators | 05.11.02 - Fire suppression systems | 05.12.02 - Security Systems | 05.13.02 - Specialist Refrigeration Systems |  | 06.01.02 - Building units |  |  | 07.03.02 - Fungus/beetle eradication |  | 07.05.02 - Protective coatings to existing surfaces | 07.06.02 - Concrete repairs | 08.01.02 - Preparatory Groundworks | 08.02.02 - Special Surfacing's and Pavings | 08.03.02 - External Planting | 08.04.02 - Walls and screens | 08.05.02 - Ornamental features | 08.06.02 - Ancillary drainage systems | 08.07.010 - Builder's Work In Connection With External Services | 08.08.02 - Ancillary buildings and structures | 09.01.02 - Site records | 09.02.02 - Site establishment |  |  | 11.01.02 - Other consultants' fees | 11.02.02 - Specialist Support Services Fees |  | 12.01.02 - Employer Finance Costs | [8 empty] | 2230 - Structural screed
[25 empty] | 00.04.03 - Ground gas venting measures |  | 00.06.03 - Other extraordinary site investigation works | 01.01.03 - Lowest Floor construction |  |  |  |  | 02.01.03 - Concrete casings to steel frames | 02.02.03 - Drainage to balconies | 02.03.03 - Specialist roof systems | 02.04.03 - Stair / Ramp Balustrades and Handrails | 02.05.03 - Solar / Rain screening |  | 02.07.03 - Moveable room dividers |  |  |  | 03.03.03 - Demountable Suspended Ceilings | 04.01.03 - Domestic Kitchen Fittings and Equipment |  |  | 05.03.03 - Refuse disposal | 05.04.03 - Hot Water Distribution (flow and return) |  | 05.06.03 - Central Cooling | 05.07.03 - Smoke extract/control | 05.08.03 - Lighting Installations |  | 05.10.03 - Moving Pavements | 05.11.03 - Lightning Protection | 05.12.03 - Central Control / Building Management System | 05.13.03 - Specialist Mechanical Systems |  | 06.01.03 - Pods | [5 empty] | 07.06.03 - Metal repairs |  |  | 08.03.03 - Irrigation systems | 08.04.03 - Retaining walls |  | 08.06.03 - External chemical, toxic and industrial liquid waste drainage | 08.07.02 - Electricity Mains Supply | 08.08.03 - Underpinning to external site boundary walls | 09.01.03 - Completion and post-completion requirements | 09.02.03 - Temporary services |  |  | 11.01.03 - Site investigation fees | 11.02.03 - Temporary Accommodation, services and facilities charges |  | 12.01.03 - Fees | [8 empty] | 2240 - Timber decking
[28 empty] | 01.01.04 - Basement Excavation |  |  |  |  | 02.01.04 - Concrete frames |  | 02.03.04 - Roof drainage | 02.04.04 - Ladders / Chutes / Slides/ Balustrade | 02.05.04 - External soffits |  | 02.07.04 - Cubicles |  |  |  |  | 04.01.04 - Signs / Notices |  |  |  | 05.04.04 - Local hot water distribution |  | 05.06.04 - Local Cooling |  | 05.08.04 - Specialist Lighting Installations |  | 05.10.04 - Powered stairlifts |  |  | 05.13.04 - Specialist Electric/Electronic Systems | [7 empty] | 07.06.04 - Timber repairs |  |  |  | 08.04.04 - Barriers and guard rails |  | 08.06.04 - Land drainage | 08.07.03 - External Transformation Devices |  |  | 09.02.04 - Security |  |  | 11.01.04 - Specialist Support Consultants' fees | 11.02.04 - Main contractor's overheads and profit |  | 12.01.04 - Charges
[28 empty] | 01.01.05 - Basement Retaining Walls |  |  |  |  | 02.01.05 - Timber frames |  | 02.03.05 - Rooflights, skylights and openings |  | 02.05.05 - Subsidiary walls, balustrades and proprietary balconies | [6 empty] | 04.01.05 - Works of Art |  |  |  | 05.04.05 - Steam and condensate distribution |  | 05.06.05 - Central Heating and Cooling |  | 05.08.05 - Local Electricity Generation Systems |  | 05.10.05 - Conveyors |  |  | 05.13.05 - Water features | [7 empty] | 07.06.05 - Plastic repairs | [6 empty] | 08.07.04 - Electricity Distribution to External Plant and Equipment |  |  | 09.02.05 - Safety and environmental protection | [5 empty] | 12.01.05 - Planning Contributions | [8 empty] | 2300 - Roof
[33 empty] | 02.01.06 - Specialist frames |  | 02.03.06 - Rooflights features |  | 02.05.06 - Facade access/cleaning systems | [6 empty] | 04.01.06 - Non-mechanical and non-electrical equipment | [5 empty] | 05.06.06 - Local Heating and Cooling |  | 05.08.06 - Earthing and Bonding Systems |  | 05.10.06 - Dock levellers and scissor lifts | [17 empty] | 08.07.05 - Gas Mains Supply |  |  | 09.02.06 - Control and protection | [5 empty] | 12.01.06 - Insurances | [8 empty] | 2310 - Roofing works; Structure
[44 empty] | 04.01.07 - Internal Planting | [5 empty] | 05.06.07 - Central Air Conditioning |  |  |  | 05.10.07 - Cranes and enclosed hoists | [17 empty] | 08.07.06 - Telecommunications and Other Communication System Connections |  |  | 09.02.07 - Mechanical plant | [5 empty] | 12.01.07 - Archaeological Works | [8 empty] | 2320 - Roofing works; Carcass
[44 empty] | 04.01.08 - Bird and Vermin Control | [5 empty] | 05.06.08 - Local Air Conditioning |  |  |  | 05.10.08 - Car lifts, car stacking systems, turntables and the like | [17 empty] | 08.07.07 - External Fuel Storage and Piped Distribution Systems |  |  | 09.02.08 - Temporary works | [5 empty] | 12.01.08 - Other Specialist Fieldwork | [8 empty] | 2330 - Roof Coverings
[54 empty] | 05.10.09 - Document handling systems | [17 empty] | 08.07.08 - External Security Systems |  |  | 09.02.09 - Site records | [5 empty] | 12.01.09 - Decanting and Relocation Costs | [8 empty] | 2340 - Roof Drainage
[54 empty] | 05.10.10 - Lift and conveyor systems | [17 empty] | 08.07.09 - External / Street Lighting Systems |  |  | 09.02.10 - Completion and post-completion requirements | [5 empty] | 12.01.10 - Tenant's Costs / Contributions | [8 empty] | 2350 - Rooflights
[72 empty] | 08.07.10 - Local / District Heating Installations |  |  | 09.02.11 - Cleaning | [5 empty] | 12.01.11 - Other Employer Costs | [8 empty] | 2395 - Fall arrest systems
[75 empty] | 09.02.12 - Fees and charges | [14 empty] | 2399 - Pigeon Protection
09.02.13 - Site services
[75 empty] | 09.02.14 - Insurance, bonds, guarantees and warranties | [14 empty] | 2400 - Stairs & Ramps
2410 - Stair flights; precast
2420 - Stair flights; metal
2450 - Balustrade & handrails
2500 - External Walls
2510 - Masonry; Brick & Blockwork
2550 - Stonework
2560 - Chimney & Flue Linings
2600 - External Windows & Doors
2610 - Windows
2620 - External Doors
2630 - Garage Doors
2640 - Security Shutters
2700 - Internals Walls & Partitions
2710 - Masonry
2720 - Partitions & Drylining
2800 - Internal Doors
2810 - Door sets
2820 - Ironmongery; supply & fix
2830 - Glazed screens & door sets
3100 - Wall Finishes
3110 - Plasterwork; gypsum
3111 - Plasterwork; fibrous
3112 - Plasterwork; polished
3120 - Painting & Decorating
3130 - Timber Panelling
3140 - Wallpaper
3150 - Fabric
3160 - Marble & Stone; walls
3170 - Porcelain & ceramic; walls
3180 - External render
3195 - Finishes; lift car
3200 - Floor Finishes
3201 - Screeds & backings
3211 - Carpets
3221 - Marble & Stone; floors
3231 - Timber
3241 - Porcelain & ceramic; floors
3251 - Porcelain & ceramic; mosaic (pool)
3253 - Floor paint/resin
3291 - Painting & Decorating; floors
3295 - Lift car finishes; floors
3300 - Ceiling Finishes
3310 - Suspended systems
3320 - Plasterwork; gypsum
3330 - Fibrous Plaster / Cornice
3370 - Acoustic panels
3391 - Painting & Decorating; ceilings
4100 - Fittings & Fixtures
4111 - Purpose made joinery; BoH
4121 - Marble & stone; fittings
4123 - Leather/Sude; supply & Install
4131 - Fitting Accessories
4141 - Mirrors
4191 - Kitchen; fixtures & equipment
4211 - Special Cabinetry
4217 - Fabric, leather/swade; wrapping
4221 - Fireplaces; surrounds
4231 - Blinds; blackout
4251 - Chandeliers & Feature lighting
5100 - Sanitary Appliances
5110 - Sanitary Fittings
5120 - Shower Screens
5200 - Mechanical & Electrical Installation
5210 - Mechanical Services Installation
5220 - Electrical Services Installation
5225 - Electrical, light fittings
5250 - Fire Fighting/Suppression Systems
5600 - Lift Installation
5610 - Passenger Lift Systems
5620 - Dumb Waiter Systems
5631 - Vehicle Lift/Stacking Systems
5700 - Communication & Security systems
5711 - Audio/Visual; infrastructure & wiring
5712 - Audio/Visual; equipment & accessories
5721 - Home Automation/BMS
5731 - CCTV System
5741 - Security detection/door & gate entry systems
5800 - Specialist Installation
5810 - Swimming pool, spa, sauna & steam rooms
5860 - Photovoltaic devives
5900 - Builders Work in Connection
5910 - BWIC; MEP
8100 - External Works
8110 - Hard Landscaping
8310 - Soft Landscaping
8410 - Fencing, Railings & Gates
8510 - Street Furniture
8610 - Drainage
8681 - External Lighting
8683 - External lighting; feature lights
8691 - Irrigation System
8692 - BWIC; externals
8700 - External Services
8711 - Statutory Undertaking: electricity
8712 - Statutory Undertaking: water
8713 - Statutory Undertaking: gas
8714 - Statutory Undertaking: telecoms
DRAFT FOR COMMENT - NOT FOR REPORTING
DRAFT FOR COMMENT - NOT FOR REPORTING

## A. Level 1 Summary (Office L4L) (hidden)
#REF! |  |  |  |  | QS Calculations
#REF! | [5 empty] | Gross Floor Area : | 432 | m²
A. ESTIMATE ANALYSIS - REPLACEMENT ACCOMMODATION, LIKE FOR LIKE
A.1 | Estimate Summary - Replacement Accomodation |  |  |  | Estimate Section Totals
REF | GROUP ELEMENT |  | COST/m² £ | TOTAL £ | 1 | 1 from (i) | 2 from (ii) | 3 from (iii) | 5
0 | Facilitating works |  | 0 |  |  | 0 | 0
1 | Substructure |  | 3806 | 1644165.3125 |  | 0 | 0
2 | Superstructure |  | 0 |  |  | 0 | 0
3 | Internal finishes |  | 0 |  |  | 0
4 | Fittings, furnishings and equipment |  | 0 | 0 |  | 0 | 0
5 | Services |  | 0 |  |  | 0
6 | Complete buildings and building units |  | 0 | 0 | 0 | 0 | 0
| Provision of Accomodation (Includes Preliminaries and OHP) |  | 3100 | 1339200 |  | 0
| Sub Total: Facilitating works and Building Works | £ | 6906 | 2983365.3125 | 0 | 0 | 0 | 0 | 0
9 | Main contractor's preliminaries - Included above |  | 0 | Included above | 0 | 0
10 | Main contractor's overheads and profit - Included above |  | 0 | Included above | 0 | 0
| Total: Building Works Estimate | £ | 6906 | 2983365.3125 | 0 | 0 | 0 | 0 | 0
11 | Project/design team fees |  | 345 | 149168.2656
12 | Other development/project costs |  | 0 | 0 |  | 0 | 0
| Base Cost Estimate | £ | 7251 | 3132533.5781 |  | 0 | 0 | 0 | 0
13 | Risks |  | 725 | 313253.3578 | 0 | 0 | 0
| Cost Limit (excluding Inflation) | £ | 7976 | 3445786.9359 |  | 0 | 0 | 0 | 0
14 | Inflation (excluded)
| Cost Limit (excluding VAT assessment) | £ | 7976 | 3445786.9359 |  | 0 | 0 | 0 | 0
15 | VAT Assessment |  |  | Excluded
• | Rounded to the nearest pound
• | Based at 1Q2014 pricing, see section 6 for inflation trends allowances
|  | Area for calculation purposes : | 432 | m²
|  | Cost per m²: | 7976.3586 | £/m²
|  |  | 741.02 | £/ft²
Qualifications
These costs are based on a prescribed rate from the Pricing book SPONS for high quality air-conditioned office space, less than 2,000 m2.
The rate for option 1 is based on the assumption that the construction will be prefabricated off site.
The rate for option 2 is based on the assumption that the buildings will be constructed using a Steel Frame.
The areas used for these rates have been defined by the client.
Ridge have not based these costs on any design information, this is a high level indication only.
Ridge have based the structural strengthening costs for 'Nice to Have' additional accomodation on a prescribed requirement of xx kg/m2
These costs do not include for any specialist/technical fit out equipment, it is assumed this will be provided by the BBC.
Ridge have allowed for a platform lift only.
Ridge assume the circulation space areas adjacent to the first floor offices are captured within the prescribed measurements, this is on the basis that there is a 2m gap between the existing ancilliary and the proposed buildings on both the Ground Floor and First Floor, as shown on the excel document titled 'S789 remapping ideas'.
Ridge have allowed for First Floor space at the end of Stage 9, based on the total prescribed GIFA of the Ground Floor space below.
The total area for the Ground Floor is noted as 432m2 - This is defined by the document titled 'S789 remapping ideas v3'
The total area for the First Floor is noted as 476m2 - This is defined by the document titled 'S789 remapping ideas v3'
The total GIFA is noted as 908m2
This high level estimate assumes that noextraoridnary Structural Strengthening is required for Like for Like replacement of accomodation, which would otherwise not be captured by the high level cost/m2 applied to the option
Exclusions
Abnormals
Specialist fit out items
Reinstatement of mid section between stages 8 and 9, captured elsewhere.
Works to existing structures - captured elsewhere
Removal of any existing structures
External Works
Inflation
VAT
Go to the worksheets and clear the cells not required

## A. Level 1 Summary (Office NTH) (hidden)
#REF! |  |  |  |  | QS Calculations
#REF! | [5 empty] | Gross Floor Area : | 908 | m²
A. ESTIMATE ANALYSIS - REPLACEMENT ACCOMMODATION, NICE TO HAVE
A.1 | Estimate Summary |  |  | Order of Cost Estimate | Estimate Section Totals
REF | GROUP ELEMENT |  | COST/m² £ | TOTAL £ | 1 | 1 from (i) | 2 from (ii) | 3 from (iii) | 5
0 | Facilitating works |  | 0 |  |  | 0 | 0
1 | Substructure |  | 1811 | 1644165.3125 |  | 0 | 0
2 | Superstructure |  | 0 |  |  | 0 | 0
3 | Internal finishes |  | 0 |  |  | 0
4 | Fittings, furnishings and equipment |  | 0 | 0 |  | 0 | 0
5 | Services |  | 0 |  |  | 0
6 | Complete buildings and building units |  | 0 | 0 | 0 | 0 | 0
| Provision of Accomodation (Rate includes Preliminaries and OHP) |  | 3650 | 3314200 |  | 0
| Structural Strengthening |  | 184 | 167481.2563 |  | 0 | 0
| Bridge |  | 139 | 126500
| Platform Lift |  | 49 | 44275
| Sub Total: Facilitating works and Building Works | £ | 5833 | 5296621.5687 | 0 | 0 | 0 | 0 | 0
9 | Main contractor's preliminaries - Included above |  | 0 | Included above | 0 | 0
10 | Main contractor's overheads and profit - Included above |  | 0 | Included above | 0 | 0
| Total: Building Works Estimate | £ | 5833 | 5296621.5687 | 0 | 0 | 0 | 0 | 0
11 | Project/design team fees |  | 583 | 529662.1569
12 | Other development/project costs |  | 0 | 0 |  | 0 | 0
| Base Cost Estimate | £ | 6417 | 5826283.7256 |  | 0 | 0 | 0 | 0
13 | Risks |  | 770 | 699154.0471 | 0 | 0 | 0
| Cost Limit (excluding Inflation) | £ | 7187 | 6525437.7727 |  | 0 | 0 | 0 | 0
14 | Inflation (excluded)
| Cost Limit (excluding VAT assessment) | £ | 7187 | 6525437.7727 |  | 0 | 0 | 0 | 0
15 | VAT Assessment |  |  | Excluded
• | Rounded to the nearest pound
• | Based at 1Q2014 pricing, see section 6 for inflation trends allowances
• | See section 5 for exclusions & qualifications
|  | Area for calculation purposes : | 908 | m²
|  | Cost per m²: | 7186.6055 | £/m²
|  |  | 667.65 | £/ft²
Go to the worksheets and clear the cells not required

## Exclusions and Qualifications (hidden)
Exclusions and Qualifications
JS Comments 27/02
Qualifications
This estimate includes for works to Stages 7, 8 and 9, the basement car park, and specific works to pigeon alley only. The cost to reinstate the accommodation in pigeon alley is excluded from these costs.
This estimate is based on scopes/proposals provided in the feasibility report produced by Ridge, specifically Option 2.
This report is based on the limited information available listed in Section 2 and Section 3; As this information is developed it may/will effect the allowances and assumptions made in this report. | Cannot view Section 2 and 3
We have been advised that the helifix tie work to date is substantial and has been signed off appropriately, as such an allowance has been included within this cost estimate for further works on this basis.
This estimate allows for remedial/making good works to RAAC wall panels post demolition only, it is assumed at this stage that no significant removal and replacement is required for Option 2.
This estimate allows for repair works to the technical studio screed only, assuming 25% of the floor area will require remediation.
This estimate has allowed for a fixed, non-movable shaft wall to all studios.
This estimate has allowed for general remedial works only to the basement at this stage in the design
Ridge assume the Gantries can remain in situ for the duration of the works
Ridge assume that no works are required to the Gantries, the client should specify whether this is the case
This estimate allows for temporary façade support by means of strapping to a perimeter scaffold as per structural advice.
This estimate allows for structural strengthening to the basement steels based on 50 linear metres, with a reinforcement rate of 50kg/m applied, as per structural advice.
This estimate allows for shot blasting, repriming and reapplying intumescent coating to all faces of the roof truss beams and all exposed faces of the basement beams as this is considered the most economical solution.
These works have been priced on the basis that they will be caried out under one Contract;
It has been assumed that the existing ground conditions are good and there are no requirements for ground improvement, ground retention or land drainage.
This estimate assumes that the existing tanks serving the previous sprinkler system installed in the studios are sufficient and can be connected to in order to service a like for like system.
This estimate does not allow for specialist lighting - assumed this is provided by the BBC. | Not true - You have made allowances for emergency lighting too
This estimate assumes all existing doors are to be removed and replaced.
This estimate allows for basic acoustic wall linings within the mid section.
This estimate allows for removal and replacement of the suspended ceiling grid within the mid zone.
This estimate allows for removal and replacement of carpet tiles to the floor in the mid zone.
This estimate assumes no works are required to the superstructure in the mid zone.
This estimate has allowed for provisional sums within the estimate that are considered unquantifiable at this stage of the design.
Exclusions
Specialist fit out costs are excluded from this estimate
Asbestos Removal/Management Costs are excluded, it is unclear as to the extent of works that will be required, and the impact that proposed works will have on any remaining Asbestos within the building, as such this work is considered unquantifiable and therefore excluded.
Wifi and specialist data is excluded
Provision of portacabins/additional accomodation outside of the studios is excluded, Ridge are currently exploring options which will form part of a separate report
Bridge to ancillary area adjacent to pigeon alley excluded
Works to ancillary areas on the other side of 'pigeon alley'
Substructure works are excluded until further investigation is carried out
Internal door replacement to mid section is excluded
Works in connection with abnormal ground or drainage conditions;
Works associated with any archaeological studies;
Land remediation or removal of contaminated material;
Ecology works and costs in association;
Land purchase and legal fees;
Planning and other Local Authority charges;
Contributions to Section 106 and 278 works agreements;
Legal Fees and funding costs;
Finance Charges;
Capital allowances or other incentives/grants;
Sales and Marketing costs;
Any costs caused by 'Third Party Rights';
Loose furniture and soft furnishings unless where stated;
IT Equipment and Telecommunications equipment;
Internal & External Signage; | Statutory signage has been provisionally allowed for.
Fit out requirements unless where stated;
Phasing/decant of the works. Move management requirements;
No allowance has been made for any works in association with the existing surrounding buildings & their associated hard & soft landscaping;
No allowance has been made for out of hours working;
No allowance for restrictions on access;
Temporary accommodation requirements;
Specialist Security;
Fire Fighting equipment;
Rainwater Harvesting;
BREEAM requirements;
Additional SKA requirements;
Renewable and sustainability initiatives unless stated;
Utility Costs;
No additional ‘Other development/project costs’ included over and those noted;
Rights of light, Party Wall, oversailing rights (or any other third party) compensation settlements;
Effects of working condition restrictions, such as Section 61 or Environmental Management Plans;

## 8.0 Benchmarking (A) (hidden)
To assess the proposed construction cost, Ridge have undertaken a headline cost benchmarking analysis comparing the estimated construction costs with the market. To allow the most comprehensive benchmarking exercise, Ridge have utilised the following resources:
Benchmarking Method | Description | Colour on Graph
1. SPONS m2 Estimate | Approved by RICS, SPONS is considered the most accurate, detailed and professionally relevant construction price book. It highlights the estimated £/m2 construction price for a variety of buildings. Ridge have taken the SPONS estimated £/m2 rate for Further Education Schools and College's and included the m2 rates below.
2. Building Cost Information Services (BCIS) | The BCIS is part of the Royal Institution of Chartered Surveyors (RICS). They collate, organise and analyse a vast amount of construction costs on a variety of schemes. Ridge have utilised their 'average cost' function to provide a £/m2 rate for Further education Schools and Colleges or the like and included in the below graph.
3. Building Cost Information Services (BCIS) | The BCIS is part of the Royal Institution of Chartered Surveyors (RICS). They collate, organise and analyse a vast amount of construction costs on a variety of schemes. Ridge have utilised their 'Analyes' function to provide a £/m2 rate based upon a similarly constructed completed building for Housing with shops, offices, workshops or the like and included in the below graph.
4. Ridge Feasibility Estimate | This is the Total Construction Cost m2 rate taken from the Ridge feasibility estimate for the proposed scheme, excluding Preliminaries, Overhead & Profit & Risk
|  |  | SPONS (Schools and FE) | 2814
|  |  | BCIS Average (Specialised College teaching blocks) | 3208
|  |  | BCIS Analyses - (Case Study: Leazes, Newcastle upon Tyne) | #REF! | 3207474 | 1301 | m2 | 2465.3912
|  |  | Ridge Feasibility Estimate (Total Construction Cost) | #REF! | 2820709 | 1301 | m2 | 2168.1084 | excludes external works, drainage, external services, prelims

## 8.0 Benchmarking (B) (hidden)
PROJECT NAME: |  | Littlemore House & Littlemore Brook | REPORT: | Stage 3 Cost Plan (interim) | VERSION: | 3.03
PROJECT NUMBER: |  | 5017240 | REPORT DATE: | 2022-11-29 | CURRENT STAGE : | RIBA Stage 3 (interim)
8 | Benchmarking
8.01 | Benchmark Summary
[16 empty] | #REF! | m2
[9 empty] | £/m2 | [6 empty] | #REF! | sq.ft
[9 empty] | Humanities | Biochem | Beecroft | ? | Whiteleys | Pears | KHP Cancer Centre
[9 empty] | Project 1 | Project 2 | Project 3 | Project 4 | Project 5 | Project 6 | Project 7 | #REF!
[9 empty] | Project 1 | Project 2 | Project 3 | Project 4 | Project 5 | Project 6 | Project 7 | #REF!
[8 empty] | 01 - Substructure | 649.552 | 619.2305 | 500.1957 | 333.2733 | 729.3588 | 622.945 | 520.2415 | #REF! | 01 - Substructure
[7 empty] | 2023-08-01 | 02 - Superstructure | 1930.1879 | 1157.8921 | 2528.7521 | 1284.9545 | 1750.4285 | 1313.9035 | 1782.0312 | #REF! | 02 - Superstructure
[8 empty] | 02.01 - Frame | 185.7225 | 143.7052 | 508.5643 | 113.592 | 207.3221 | 255.5905 | 295.3832 | #REF! | 02.01 - Frame
[7 empty] | 7 | 02.02 - Upper Floors | 345.1416 | 155.732 | 406.2717 | 210.1256 | 242.2675 | 227.804 | 265.8551 | #REF! | 02.02 - Upper Floors
[7 empty] | 130 | 02.03 - Roof | 218.9375 | 62.819 | 193.5909 | 134.3334 | 71.3775 | 105.7795 | 87.6701 | #REF! | 02.03 - Roof
[7 empty] | 910 | 02.04 - Stairs & Ramps | 73.2367 | 45.1785 | 132.353 | 41.1602 | 33.394 | 89.0915 | 78.6964 | #REF! | 02.04 - Stairs & Ramps
[7 empty] | 2026-01-27 | 02.05 - External Walls | 665.8981 | 393.1265 | 886.9625 | 652.1611 | 1054.5324 | 422.0678 | 604.8275 | #REF! | 02.05 - External Walls
[8 empty] | 02.06 - Windows & External Doors | 0 | 0 | 0 | 0 | 0 | 0 | 24.2932 | #REF! | 02.06 - Windows & External Doors
[8 empty] | 02.07 - Internal Walls & Partitions | 338.5678 | 283.2307 | 312.116 | 86.7747 | 115.7647 | 132.0883 | 337.7162 | #REF! | 02.07 - Internal Walls & Partitions
[8 empty] | 02.08 - Internal Doors | 102.6837 | 74.1002 | 88.8938 | 46.8075 | 25.7703 | 81.4819 | 87.5894 | #REF! | 02.08 - Internal Doors
Benchmarking of Key Elements
60551534.6607
#REF!