## Supplier Completion Guide
The following aims to provide prospective suppliers with guidance on the completion of Annex A to Schedule 2; 1) Pricing is to be provided against each item where Calibration and/or Repair has been identified as being required - Standard pricing must be provided for all items within the Lot being quoted for. If this is not adhered to, the Bid will be considered non-compliant. 2) Greyed out cells do not require completion, as Calibration and/or Repair is not required for these items. These items are included for information as they are part of a higher assembly. Some comprising items may be required to carry out the calibration of the higher assembly. 3) CSORs (Calibration Statement of Work) have been provided in support of this Tender for pricing purposes only, as they are currently under review. 4) Where there is no CSOR listed in column M, there is no CSOR provided for that item.
Supplier Completion Guide
Questions | Guidance for Completion | Comments
Q1 | Provide pricing for a Standard Calibration to CSOR/British Standard or Manufactures specification (depending which is available) in accordance with the SoW. | Price is to be inclusive of collection and delivery fees from the Authority’s nominated premises.
Q2 | Provide pricing for Repair & Standard Calibration CSOR/British Standard or Manufactures specification (depending which is available) in accordance with the SoW. | Price is to be inclusive of collection and delivery fees from the Authority’s nominated premises.
Q3 | Provide response (In-House or Sub-Con) specifying whether your organisation has the capability to carry out the work at Q1 & Q2 In-House or you intend to utilise a Third party supplier.
Q4 | Please specify (Yes or No) whether the Laboratory your organisation intends to carry the works out in, covers this item under their UKAS Schedule of Calibration.
Q5 | If your response to Q3 was yes (i.e. you intend to Sub Contract the item to meet the requirements of Q1 & Q2), please specify company name and location. | Prices are to be inclusive of any handling fees along with collection and delivery costs to and from third party supplier.
Q6 | Provide pricing for UKAS Calibration. | Price is to be inclusive of collection and delivery fees from the Authority’s nominated premises.
Q7 | Provide pricing for Repair & UKAS Calibration. | Price is to be inclusive of collection and delivery fees from the Authority’s nominated premises.
Q8 | Provide response (In-House or Sub-Con) specifying whether your organisation has the capability to carry out the work at Q6 & Q7 In-House or you intend to utilise a Third party supplier.
Q9 | Please specify (Yes or No) whether the Laboratory your organisation intends to carry the works out in, covers this item under their UKAS Schedule of Calibration.
Q10 | If your response to Q8 was yes (i.e. you intend to Sub Contract the item to meet the requirements of Q6 & Q7), please specify company name and location. | Prices are to be inclusive of any handling fees along with collection and delivery costs to and from third party supplier.
Comments | If you have not provided UKAS pricing against Q6 & Q7 you must ensure that you have provided justification within the comments field | Details justifying why no UKAS price has been provided

## Lot E01
Sub Set | DMC | NSN (Full 13 no spaces) | Part No | DESCRIPTION | Group | Comprising Item | Special Conditions ( EMC, ITAR ,ATEX) | Cal period | OEM | Calibration | Repair | CSOR | Q1 Std Calibration Price | Q2 Std Repair & Calibration price | Q3 Service provided In-House or Sub-Con | Q4 Item covered under Schedule of UKAS Accreditation by the LAB carrying out the Work. | Q5 If service is provided at Sub-Con please specify supplier detail | Q6 UKAS Calibration Price | Q7 UKAS Repair and Calibration Price | Q8 Service provided In-House or Sub-Con | Q9 Item covered under Schedule of UKAS Accreditation by the LAB carrying out the Work. | Q10 If service is provided at Sub-Con please specify supplier detail. | Comments
E01 | W115 | 6625997727963 | SEAKD1E | ELECTRICAL POTENTIAL INDICATOR | POTENTIOMETERS | N | N | 12 | SEAWARD | Yes | Yes
E01 | W115 | 6625997803623 | BR4/250 | BRIDGE MEGGER | INSULATION TESTER | N | N | 12 | MEGGER | Yes | Yes | 0109E
E01 | W115 | 6625998510380 | A-1885-062115 | INSULATION BREAKDOWN TEST SET | INSULATION TESTER | N | N | 12 | LEM UK LTD | Yes | Yes
E01 | W115 | 6625999583620 | MEGMIT30-MIN | INSULATION TESTER | INSULATION TESTER | Main Assy | N | 12 | MEGGER | Yes | Yes
E01 | W115 | 6625991636019 | 1000-991 | MIT30-Min Instrument | INSULATION TESTER | 6625999583620 | N | 12 | MEGGER | Yes | Yes
E01 | W115 | 6150993784707 | 1000-921 | MIT30 OUTPUT CABLE | INSULATION TESTER | 6625999583620 | N | CNR | MEGGER | No | Yes
E01 | W115 | 6150996673639 | 17032-12 | Input Line Cord-UK | INSULATION TESTER | 6625999583620 | N | CNR | MEGGER | No | Yes
E01 | W115 | 6150015767070 | 90000-854 | Input Line Cord-BS546-2.5M | INSULATION TESTER | 6625999583620 | N | CNR | MEGGER | No | Yes
E01 | Z4 | 8105997073543 | 6320-244 | Accessory Pouch | INSULATION TESTER | 6625999583620 | N | CNR | MEGGER | No | No
E01 | Z4 | 5999998581985 | 36592-1 | Alligator Clip, Black | INSULATION TESTER | 6625999583620 | N | CNR | MEGGER | No | No
E01 | Z4 | 5999993525419 | 36592-2 | Alligator Clip, Red | INSULATION TESTER | 6625999583620 | N | CNR | MEGGER | No | No
E01 | Z4 | 5999998472110 | 36592-5 | Alligator Clip, Blue | INSULATION TESTER | 6625999583620 | N | CNR | MEGGER | No | No
E01 | W115 | 6625996204858 | CT587/IT30 | INSULATION TESTER | INSULATION TESTER | Main Assy | N | 12 | HUNTING HIVOLT LIMITED | Yes | Yes
E01 | W115 | 5995012130247 | 200-2520-00 | COVER FRONT DSO | INSULATION TESTER | 6625996204858 | N | CNR | INSYS LTD | No | Yes
E01 | Z4 | 6625996207279 | B/105000/GA | TEST PROBE | INSULATION TESTER | 6625996204858 | N | 12 | TEKTRONIX | Yes | No
E01 | W115 | 6625997026562 | BM80/2 | INSULATION BREAKDOWNTEST SET | INSULATION TESTER | Main Assy | N | 12 | MEGGER | Yes | Yes | 0351E
E01 | 3V7 | 6625997433819 | 6220-437 | LEAD SET TEST | INSULATION TESTER | 6625997026562 | N | CNR | MEGGER | No | No
E01 | W115 | 6625998092747 | KMP3075DL | INSULATION TEST SET | INSULATION TESTER | Main Assy | N | 12 | ROBIN ELECTRONICS | Yes | Yes | 0024E
E01 | W115 | 6625992193256 | KMP3075DL | TEST SET CONTINUTITY & INSULATION | INSULATION TESTER | 6625998092747 | N | 12 | MOD | Yes | Yes
E01 | W115 | 6625997019729 | 181A910 | RCD TESTER. | RCD | N | N | 12 | SEAWARD | Yes | Yes
E01 | W115 | 6625993301322 | SI-5010 | INSULATION TEST SET. | INSULATION TESTER | Main Assy | N | 12 | AVO MEGGER INSTRUMENTS LTD | Yes | Yes
E01 |  | 6625998011697 | 6121-403 | 3m Test Lead (Qty 3) | INSULATION TESTER | 6625993301322 | N | CNR | AVO MEGGER INSTRUMENTS LTD | No | No
E01 |  | 100000 | 25955-025 | RS232 Communications Lead | INSULATION TESTER | 6625993301322 | N | CNR | AVO MEGGER INSTRUMENTS LTD | No | No
E01 |  | 100000 | 6172-112 | Test Record Cards (Qty 5) | INSULATION TESTER | 6625993301322 | N | CNR | AVO MEGGER INSTRUMENTS LTD | No | No
E01 |  | 100000 | 6420-116 | Accessory Pouch | INSULATION TESTER | 6625993301322 | N | CNR | AVO MEGGER INSTRUMENTS LTD | No | No
E01 | W115 | 6625997345675 | MEGMIT420 | INSULATION/CONTINUITY TESTER | INSULATION TESTER | Main Assy | N | 12 | MEGGER | Yes | Yes
E01 | W115 | 6625992392420 | 5410-420 | BLOW MOULDED CASE | INSULATION TESTER | 6625997345675 | N | CNR | MEGGER | No | Yes
E01 | Z4 | 6625993124356 | 6220-813 | LEAD SET | INSULATION TESTER | 6625997345675 | N | CNR | MEGGER | No | No
E01 | W115 | 6625999032134 | 6220-812 | SWITCHED PROBE SP5 | INSULATION TESTER | 6625997345675 | N | CNR | MEGGER | No | Yes
E01 | W115 | 6625996930920 | MIT420-MIN | INSULATION TESTER | INSULATION TESTER | 6625997345675 | N | 12 | MEGGER | Yes | Yes
E01 | NK | NIV | RC500D | RCCB Tester | INSULATION TESTER | N | N | 12 | Seaward | Yes | No
E01 | NK | NIV | D007DUCTER | LOW RESISTANCE OHMMETER | INSULATION TESTER | N | N | 12 | Megger | Yes | No
E01 | NIV | NIVDSG/0231 | BMM2080 | Insulation Tester | INSULATION TESTER | N | N | 12 | Megger | Yes | No
E01 |  | 6625991262288 | BM11D | Insulation Tester | INSULATION TESTER | N | N | 12 | Megger | Yes | No
E01 |  | NIVDSG/0579 | 880PL-10MA-B | DC Insulation Tester | INSULATION TESTER | N | N | 12 | Hipotronics | Yes | No
E01 |  | NIVDSG/0623 | MFT1720 | Multifunction Tester | INSULATION TESTER | N | N | 12 | Megger | Yes | No
E01 |  | NIVDSG/0622 | 1652C | Multifunction Tester | INSULATION TESTER | N | N | 12 | Fluke | Yes | No
E01 |  | 6625997835919 | MET16C | INSULATION/CONTINUITY TESTER | INSULATION TESTER | N | N | 12 |  | Yes | No
E01 |  | NIV | MFT1502/2 | MULTIFUNCTION TESTER | INSULATION TESTER | N | N | 12 | MEGGER | Yes | No
E01 |  | NIV | MFT1552 | MULTIFUNCTION TESTER | INSULATION TESTER | N | N | 12 | MEGGER | Yes | No
E01 |  | NIV | TELARIS0701/0702 | MULTIFUNCTION INSULATION | INSULATION TESTER | N | N | 12 | BEHA | Yes | No
E01 |  | NIVDSG/0053 | MESM1600D | INSULATION TESTER | INSULATION TESTER | N | N | 12 |  | Yes | No
E01 |  | NIVDSG/0580 | BHATELARIS-0701/0702 | MULTIFUNCTION INSULATION | INSULATION TESTER | N | N | 12 |  | Yes | No
E01 |  | NIV | BMD3 | INSULATION TESTER | INSULATION TESTER | N | N | 12 | MEGGER | Yes | No
E01 |  | 100000 | FLUDSP-4300 | CAT6 CABLE TESTER | INSULATION TESTER | N | N | 12 | FLUKE | Yes | No
E01 |  | NONE GIVEN | LEMSATURNISO | INSULATION TESTER | INSULATION TESTER | N | N | 12 | LEM INSTRUMENTS | Yes | No

## Lot E02
Sub Set | DMC | NSN (Full 13 no spaces) | Part No | DESCRIPTION | Group | Comprising Item | Special Conditions ( EMC, ITAR ,ATEX) | Cal period | OEM | CSOR | Calibration | Repair | Q1 Std Calibration Price | Q2 Std Repair & Calibration price | Q3 Service provided In-House or Sub-Con | Q4 Item covered under Schedule of UKAS Accreditation by the LAB carrying out the Work. | Q5 If service is provided at Sub-Con please specify supplier detail | Q6 UKAS Calibration Price | Q7 UKAS Repair and Calibration Price | Q8 Service provided In-House or Sub-Con | Q9 Item covered under Schedule of UKAS Accreditation by the LAB carrying out the Work. | Q10 If service is provided at Sub-Con please specify supplier detail. | Comments
E02 | W115 | 5996015111122 | 10W1000C | RF AMPLIFIER | AMPLIFIERS | N | N | 12 | AMPLIFIER RESEARCH | 0289E | Yes | Yes
E02 | W115 | 6625997791580 | 7265DSP | AMPLIFIER LOCK IN GP | AMPLIFIERS | N | N | 12 | EG & G SEALOL GMBH |  | Yes | Yes
E02 | W115 | 5996014926274 | 100W1000B | Amplifier Radio Frequency | AMPLIFIERS | N | N | 24 | EMV LIMITED | 0288E | Yes | Yes
E02 | W115 | 6625013339512 | 5725A | Amplifier | AMPLIFIERS | N | N | 12 | FLUKE |  | Yes | Yes
E02 | W115 | 5996014738814 | AMR30W1000M7 | RF AMPLIFIER | AMPLIFIERS | N | N | 12 | AMPLIFIER RESEARCH |  | Yes | Yes
E02 | W115 | 5996014739333 | AMR75A250 | AMPLIFIER | AMPLIFIERS | N | N | 12 | AMPLIFIER RESEARCH |  | Yes | Yes
E02 | W115 | 6030200038573 | FVA-60B-C-E1 | VARIABLE ATTENUATOR | ATTENUATORS | N | N | 12 | EXFO |  | Yes | Yes
E02 | W115 | 5985993709301 | 8493A | 30dB ATTENUATOR | ATTENUATORS | N | N | 12 | AGILENT |  | Yes | Yes
E02 | W115 | 5985993469651 | VM7 | ATTENUATOR MEASUREMENT SYSTEM | ATTENUATORS | N | N | 12 | LUCAS WEINSCHEL |  | Yes | Yes
E02 | W115 | 5985013083516 | 745-69 | STEP ATTENUATOR | ATTENUATORS | N | N | 12 | NARDA |  | Yes | Yes
E02 | W115 | 5985002334626 | 768-30 | ATTENUATOR | ATTENUATORS | N | N | 12 | NARDA |  | Yes | Yes
E02 | W115 | 5985011908134 | 40-10-34 | 10dB ATTENUATOR | ATTENUATORS | N | N | 12 | WEINSCHEL | 0387E | Yes | Yes
E02 | W115 | 5985014718343 | 769-10 | 10 dB Attenuator | ATTENUATORS | N | N | 12 | NARDA |  | Yes | Yes
E02 | Z4 | 5985992842902 | 23448/873 | ATTENUATOR | ATTENUATORS | N | N | 12 | WEINSCHEL | 0447E | Yes | No
E02 | Z4 | 5985996257377 | 2105 | ATTENUATOR | ATTENUATORS | N | N | 12 | WANDEL & GOLTERMANN | 0469E | Yes | No
E02 | W115 | 5985004376443 | 355C | ATTENUATOR STEP | ATTENUATORS | N | N | 12 | KEYSIGHT | 0174E | Yes | Yes
E02 | W115 | 5985010138502 | 8496B OPT 01 | ATTENUATOR MAUAL STEP 110DB | ATTENUATORS | N | N | 12 | KEYSIGHT | 0147E | Yes | Yes
E02 | W115 | 6625999308035 | 865 | ATTENUATOR VARIABLE | ATTENUATORS | N | N | 24 | KAY ELEMTRICS CORP | 0129E | Yes | Yes
E02 | W115 | 5985999308035 | 865 | VARIABLE ATTENUATOR | ATTENUATORS | N | N | 24 | STEWART ELECTRONICS LTD | 0129E | Yes | Yes
E02 | W115 | 5985012922384 | 40-20-43 | 20DB HIGH POWER FIXED COAXIAL ATTENUATOR | ATTENUATORS | N | N | 12 | AEROFLEX | 0387E | Yes | Yes
E02 | W115 | 5985013921352 | 45-40-34 | ATTENUATOR | ATTENUATORS | N | N | 12 | AEROFLEX |  | Yes | Yes
E02 | W115 | 5985995496128 | TELONIC 8143A | ATTENUATOR | ATTENUATORS | N | N | 12 | TELONIC INSTRUMENTS LTD |  | Yes | Yes
E02 | W115 | 6625997935084 | TEK7A26 | DUAL TRACE AMPLIFIER | AMPLIFIERS | N | N | 12 | TEKTRONIX | 0511E | Yes | Yes
E02 | W115 | 5915996503383 | TLNTTR315-3EE | TUNABLE NOTCH FILTER | Filters | N | N | 12 | BERKELEY INDUSTRIES |  | Yes | Yes
E02 | W115 | 5915997967283 | TLNTTR190-3EE | TUNABLE NOTCH FILTER | Filters | N | N | 12 | BERKELEY INDUSTRIES |  | Yes | Yes
E02 |  | NIV | CA4 | ON-SITE CALIBRATION OF CA4 CHARGE AMPLIFIER | AMPLIFIERS | N | N | 12 | LING DYNAMIC |  | Yes | No
E02 | NK | NIV | AS18 | PRECISION ATTENUATOR SET | ATTENUATORS | N | N | 12 | WEINSCHEL |  | Yes | No
E02 | W115 | 5596012392803 | 8349B | Microwave Amplifier | AMPLIFIERS | N | N | 12 | Hewlett Packard |  | Yes | Yes
E02 |  | - | 8325 | 30 dB Tenuline Coaxial Attenuator | ATTENUATORS | N | N | 12 | Bird |  | Yes | No
E02 | 10MR | 5985010356912 | HEW33322G | ATTENUATOR | ATTENUATORS | N | N | 12 |  |  | Yes | No
E02 |  | 6625993083860 | BRU2609 | MEASURING AMPLIFIER | AMPLIFIERS | N | N | 12 |  |  | Yes | No
E02 |  | NIV | 100-20 | ATTENUATOR | ATTENUATORS | N | N | 12 | ELECTRO IMPULSE |  | Yes | No
E02 |  | NIV35/6707 | GRA26AK | PREAMP | AMPLIFIERS | N | N | 12 |  |  | Yes | No
E02 |  | 6625998398122 | HEW8449A | PRE-AMPLIFIER | AMPLIFIERS | N | N | 12 | HEWLETT PACKARD |  | Yes | No
E02 |  | 100000 | CAMS-RESISTOR | S-CLASS RESISTOR | ATTENUATORS | N | N | 12 | CAMBRIDGE |  | Yes | No
E02 |  | 5894012561083 | EG&189 | SELECTIVE AMPLIFIER | AMPLIFIERS | N | N | 12 | EG AND G FLOW TECHNOLOGY |  | Yes | No
E02 |  | 6625991272790 | HEW6060B | ELECTRONIC LOAD | ATTENUATORS | N | N | 12 | HEWLETT PACKARD |  | Yes | No
E02 |  | 6625012477283 | HEW85027A | DIRECTIONAL BRIDGE | ATTENUATORS | N | N | 12 | HEWLETT PACKARD |  | Yes | No
E02 |  | NIVDSG/0381 | HEW85050-60006 | PRECISION TERMINATION | ATTENUATORS | N | N | 12 | HEWLETT PACKARD |  | Yes | No
E02 |  | N/A | HEW85081B | INPUT MODULE | ATTENUATORS | N | N | 12 | HEWLETT PACKARD |  | Yes | No
E02 |  | NIVDSG/0381 | HEW909C | COAXIAL TERMINATION | ATTENUATORS | N | N | 12 | HEWLETT PACKARD |  | Yes | No
E02 |  | NIV | WIL26N50 | PRECISION TERMINATION | ATTENUATORS | N | N | 12 | WILTRON |  | Yes | No

## Lot E03
Sub Set | DMC | NSN (Full 13 no spaces) | Part No | DESCRIPTION | Group | Comprising Item | Special Conditions ( EMC, ITAR ,ATEX) | Cal period | OEM | Calibration | Repair | CSOR | Q1 Std Calibration Price | Q2 Std Repair & Calibration price | Q3 Service provided In-House or Sub-Con | Q4 Item covered under Schedule of UKAS Accreditation by the LAB carrying out the Work. | Q5 If service is provided at Sub-Con please specify supplier detail | Q6 UKAS Calibration Price | Q7 UKAS Repair and Calibration Price | Q8 Service provided In-House or Sub-Con | Q9 Item covered under Schedule of UKAS Accreditation by the LAB carrying out the Work. | Q10 If service is provided at Sub-Con please specify supplier detail. | Comments
E03 | W115 | 6625992126658 | FLUPM6306 | PROGRAMMABLE AUTOMATIC LCR MET | BRIDGES | N | N | 12 | FLUKE | Yes | Yes | 0417E
E03 | Z4 | 6625991388307 | 6200 | CALIBRATION SET RF COMPONENTS | CALIBRATORS | Main Assy | N | 12 | AEROFLEX | Yes | No
E03 | W115 | 6625997014955 | 6581-301F | FAULT LOCATING TEST KIT (TEST HEAD) | CALIBRATORS | 6625991388307 | N | 12 | AEROFLEX | Yes | Yes | 0540E
E03 | Z4 | 5995999830112 | 54311-109U | RUGGED CABLE | CALIBRATORS | 6625991388307 | N | CNR | AEROFLEX | No | No
E03 | W115 | 5985011131376 | 26NF50 | TERMINATION | CALIBRATORS | N | N | 12 | ANRITSU | Yes | Yes
E03 | W115 | 6625997946897 | 4920 | ALTERNATING VOLTAGE MEASUREMENT STANDARD | CALIBRATORS | N | N | 12 | FLUKE | Yes | Yes
E03 | W115 | 6625010370429 | 11683A | RANGE CALIBRATOR | CALIBRATORS | N | N | 12 | KEYSIGHT | Yes | Yes
E03 | W115 | 6625992978179 | APTS3A | AUTOMATIC PROTECTION RELAY TEST SET | CALIBRATORS | Main Assy | N | 12 | RELAY ENGINEERING SERVICES LTD | Yes | Yes
E03 | W115 | 6625998130835 | APTS3A/001 | PROTECTION RELAY TEST SET | CALIBRATORS | 6625992978179 | N | 12 | RELAY ENGINEERING SERVICES LTD | Yes | Yes
E03 | W115 | 6625992466438 | APTS3A/002 | TEST LEAD SET FOR APTS3A | CALIBRATORS | 6625992978179 | N | CNR | RELAY ENGINEERING SERVICES LTD | No | Yes
E03 | Z4 | 6625996674959 | APTS3A/003 | APTS 3A CARRY CASE | CALIBRATORS | 6625992978179 | N | CNR | RELAY ENGINEERING SERVICES LTD | No | No
E03 | Z4 | 6625996134637 | APTS3A/004 | TRANSPORT CASE APTS3A | CALIBRATORS | 6625992978179 | N | CNR | RELAY ENGINEERING SERVICES LTD | No | No
E03 | W115 | 6625014410491 | 5720A | MULTIFUNCTION CALIBRATOR | CALIBRATORS | N | N | 12 | FLUKE | Yes | Yes
E03 | W115 | 6695015606107 | N4692A | ELECTRONIC CALIBRATION MODULE | CALIBRATORS | N | N | 12 | KEYSIGHT | Yes | Yes
E03 | W115 | 6625013339512 | 5725A | AMPLIFIER | CALIBRATORS | N | N | 12 | FLUKE | Yes | Yes
E03 | W115 | 6625992416786 | 5720A-03 | CALIBRATOR | CALIBRATORS | N | N | 12 | FLUKE | Yes | Yes
E03 | W115 | 6625993001431 | 5320A/VLC/CASE | Multi Function Calibrator | CALIBRATORS | Main Assy | N | 12 | FLUKE | Yes | Yes
E03 | W115 | 6625993886354 | 5320A/VLC | MULTI FUNCTION ELECTRICAL TESTER | CALIBRATORS | 6625993001431 | N | 12 | FLUKE | Yes | Yes
E03 | Z4 | 6625993417018 | 5320 CASE | CASE MULTI FUNCTION ELECTRICAL TESTER | CALIBRATORS | 6625993001431 | N | CNR | FLUKE | No | No
E03 | W115 | 6625996019040 | 9500B/3200 | Oscilloscope Calibrator | CALIBRATORS | N | N | 12 | FLUKE | Yes | Yes
E03 | W115 | 6625997601342 | 5100B | Calibrator | CALIBRATORS | N | N | 12 | FLUKE | Yes | Yes
E03 | Z4 | 6625993231008 | 54424/003 | CALIBRATION KIT | CALIBRATORS | N | N | 12 | TRESCAL LIMITED | Yes | No
E03 | W115 | 6625010862041 | 515A | CALIBRATOR | CALIBRATORS | N | N | 12 | FLUKE | Yes | Yes | 0470E
E03 | W115 | 6625014946968 | 5520A-SC600 | CALIBRATOR WITH SCOPE OPTION | CALIBRATORS | N | N | 12 | FLUKE | Yes | Yes
E03 | W115 | 6625995370037 | TIM2003S | CALIBRATOR | CALIBRATORS | N | N | 12 | TIME ELECTRONICS LIMITED | Yes | Yes | 0279E
E03 | W115 | 6625996475589 | TIM2003N | DC VOLTAGE CALIBRATOR | CALIBRATORS | N | N | 6 | TIME ELECTRONICS LIMITED | Yes | Yes | 0283E
E03 | W115 | 6625996594373 | WAYB905 | PRECISION BRIDGE | BRIDGES | N | N | 12 | WAYNE KERR LTD | Yes | Yes
E03 | W115 | 6625015222734 | AGI85032F | N TYPE CALIBRATION KIT | CALIBRATORS | N/A | N | 12 | KEYSIGHT | Yes | Yes
E03 | W115 | 6625993708292 | WAV9100 | CALIBRATION SYSTEM | CALIBRATORS | Main Assy | N | 12 | FLUKE | Yes | Yes | 0047E
E03 | Z4 | 6150996260791 | 9105-S257 | CABLE ASSEMBLY | CALIBRATORS | 6625993708292 | N | CNR | FLUKE | No | No
E03 | Z4 | 5950993166837 | 9100-200-S257 | COIL ASSEMBLY | CALIBRATORS | 6625993708292 | N | CNR | FLUKE | No | No
E03 | Z4 | 7025996350836 | 9100-50-S257 | MOUSE,DATA ENTRY | CALIBRATORS | 6625993708292 | N | CNR | FLUKE | No | No
E03 | Z4 | 4920995938054 | 9100-60-S257 | CASE, ELECTRICAL | CALIBRATORS | 6625993708292 | N | CNR | FLUKE | No | No
E03 | W115 | 4920999170014 | 9100-65-S257 | CASE, ELECTRICAL | CALIBRATORS | 6625993708292 | N | CNR | FLUKE | No | Yes
E03 | Z4 | 6625998835944 | 9100 | CALIBRATOR | CALIBRATORS | 6625993708292 | N | 12 | FLUKE | Yes | No
E03 | W115 | 6625993680500 | 9100-SCOPEKIT-S257 | OSCILLOSCOPE KIT | CALIBRATORS | 6625993708292 | N | CNR | FLUKE | No | Yes
E03 | Z4 | 7025995717071 | 9100-40-S257 | OPTICAL READER | CALIBRATORS | 6625993708292 | N | CNR | FLUKE | No | No
E03 | Z4 | 6625999303078 | 920287-2-S257 | LEAD TESTER | CALIBRATORS | 6625993708292 | N | CNR | FLUKE | No | No
E03 | Z4 | 4920995072142 | DA401213 | LEAD SET ASSEMBLY | CALIBRATORS | 6625993708292 | N | CNR | FLUKE | No | No
E03 | W115 | 6625997648293 | FLU5100B | CALIBRATOR | CALIBRATORS | N | N | 6 | FLUKE | Yes | Yes
E03 | W115 | 6625998062939 | HEW85032B | CALIBRATION KIT | CALIBRATORS | N | N | 12 | KEYSIGHT | Yes | Yes
E03 | W115 | 6625995737940 | 9100 | CALIBRATION SYSTEM UNIVERSAL | CALIBRATORS | Main Assy | N | 12 | FLUKE | Yes | Yes | 0047E
E03 | Z4 | 6150996260791 | 9105-S257 | CABLE ASSEMBLY | CALIBRATORS | 6625995737940 | N | CNR | FLUKE | No | No
E03 | Z4 | 5950993166837 | 9100-200-S257 | COIL ASSEMBLY | CALIBRATORS | 6625995737940 | N | CNR | FLUKE | No | No
E03 | Z4 | 7025996350836 | 9100-50-S257 | MOUSE,DATA ENTRY | CALIBRATORS | 6625995737940 | N | CNR | FLUKE | No | No
E03 | Z4 | 4920995938054 | 9100-60-S257 | CASE, ELECTRICAL | CALIBRATORS | 6625995737940 | N | CNR | FLUKE | No | No
E03 | W115 | 6625993680500 | N/K | OSCILLOSCOPE KIT | CALIBRATORS | 6625995737940 | N | CNR | FLUKE | No | Yes
E03 | Z4 | 4920999170014 | 9100-65-S257 | CASE, ELECTRICAL | CALIBRATORS | 6625995737940 | N | CNR | FLUKE | No | No
E03 | W115 | 6625998835944 | 9100 | CALIBRATOR | CALIBRATORS | 6625995737940 | N | 12 | FLUKE | Yes | Yes
E03 | Z4 | 7025995717071 | 9100-40-S257 | OPTICAL READER | CALIBRATORS | 6625995737940 | N | CNR | FLUKE | No | No
E03 | Z4 | 4920993523493 | 9105-S257 | ADAPTOR SAFETY | CALIBRATORS | 6625995737940 | N | CNR | FLUKE | No | No
E03 | Z4 | 4920995072142 | DA401213 | LEAD SET ASSEMBLY | CALIBRATORS | 6625995737940 | N | CNR | FLUKE | No | No
E03 | W115 | 6695015538606 | MAU8650P | TNC CALIBRATION KIT | CALIBRATORS | N/A | N | 12 | MAURY MICROWAVE | Yes | Yes
E03 | 7320 | 7320993004908 | HI 765 - 00 | CALIBRATION TEST PLUG | CALIBRATORS | N | N | 12 | HANNA INSTRUMENTS LTD | Yes | No
E03 | NONE | NIVN IV 35/6830 | SNI255RL | INTERFACE AND FOUR SENSORS | CALIBRATORS | N | N | 12 |  | Yes | No
E03 | NONE | NIVN IV NIV/NIV | 1109N | THERMISTOR MOUNT | CALIBRATORS | N | N | 12 |  | Yes | No
E03 | NONE | NIVN IV NIVNIV | 8508A | MULTIMETER, REFERENCE | CALIBRATORS | N | N | 12 | FLUKE | Yes | No
E03 | NONE | NIVN IV NIVNIV | 4024 | POWER SENSOR | CALIBRATORS | N | N | 12 | BIRD | Yes | No
E03 | 9AS9 | 2815993006852 | 602609 | FIELD TEST SET FOR APU 163069 | CALIBRATORS | N | N | 12 | DM SYSTEMS AND TEST LTD | Yes | No
E03 |  | 5340991966002 | 1409-F | STANDARD CAPACITOR | CALIBRATORS | N | N | 12 | GENERAL RADIO | Yes | No
E03 | NK | NIV | 220070-47 | DC Dielectric Test Set | CALIBRATORS | N | N | 12 | Megger | Yes | No
E03 | NK | NIV | C8001 | Reference Standard Capacitor | CALIBRATORS | N | N | 12 | Sullivan | Yes | No
E03 | NK | NIV | C1101 | PRECISION AIR CAPACITOR | CALIBRATORS | N | N | 12 | Sullivan | Yes | No
E03 | NK | 6625993273858 | 1409-9712 | Standard Capacitor | CALIBRATORS | N | N | 12 | General Radio | Yes | No
E03 |  | 6625995531893 | 5790A | AC Measurement Standard | CALIBRATORS | N | N | 12 | Fluke | Yes | No
E03 |  | 2590997721053 | 51659-016 | Crew Bay Field Test Kit | CALIBRATORS | N | N | 12 | Graviner | Yes | No
E03 |  | NIVDSG/0213 | QC-10 | Calibrator | CALIBRATORS | N | N | 12 | Quest Technologies | Yes | No
E03 |  | 6685513 | TRX-11iS | Multi-function Calibrator | CALIBRATORS | N | N | 12 | GE Druck | Yes | No
E03 | W116 | 6625015424349 | A50099 | Calibration Device | CALIBRATORS | N | N | 12 | Band-It | Yes | Yes
E03 | SK5 | 6625993711279 | 5500A | Calibrator | CALIBRATORS | N | N | 12 | Fluke | Yes | No
E03 |  | NIV | 0.01 | MICRO FARAD STD CAP | CALIBRATORS | N | N | 12 |  | Yes | No
E03 |  | NIV | 4180 | IR CALIBRATOR | CALIBRATORS | N | N | 12 | FLUKE | Yes | No
E03 |  | 6625992130426 | FLU5320A | MULTIFUNCTION TEST CALIBRATOR | CALIBRATORS | N | N | 12 | FLUKE | Yes | No
E03 |  | 6625991435324 | CRRCRL511E | CALIBRATOR | CALIBRATORS | N | N | 12 | CIRRUS | Yes | No
E03 |  | 100000 | GEN1409-Y | 1.0UF STANDARD CAPACITOR | CALIBRATORS | N | N | 12 | GENERAL RADIO | Yes | No

## Lot E04
Sub Set | DMC | NSN (Full 13 no spaces) | Part No | DESCRIPTION | Group | Comprising Item | Special Conditions ( EMC, ITAR ,ATEX) | Cal period | OEM | Calibration | Repair | CSOR | Q1 Std Calibration Price | Q2 Std Repair & Calibration price | Q3 Service provided In-House or Sub-Con | Q4 Item covered under Schedule of UKAS Accreditation by the LAB carrying out the Work. | Q5 If service is provided at Sub-Con please specify supplier detail | Q6 UKAS Calibration Price | Q7 UKAS Repair and Calibration Price | Q8 Service provided In-House or Sub-Con | Q9 Item covered under Schedule of UKAS Accreditation by the LAB carrying out the Work. | Q10 If service is provided at Sub-Con please specify supplier detail. | Comments
E04 | W115 | 6625994887982 | MFM 3000 | FLUXMETER | EMC | N | N | 12 | COMBINOVA | Yes | Yes
E04 | W115 | 6625999875663 | 51-663 | LIGHTNING SURGE METER SET | EMC | N | EMC | 12 | ALCATEL | Yes | Yes
E04 | W115 | 6655014676984 | FM5004 | MAGNETIC DISTORTION METER | EMC | N | EMC | 12 | AMPLIFIER RESEARCH | Yes | Yes
E04 | W115 | 6625993912539 | MOD-EHP200 | PROBE, MAGNETIC FIELD, INTERFERENCE MEASURING | EMC | N | N | 12 | LINK MICROTEK LIMITED | Yes | Yes
E04 | W115 | 6665992253101 | X1 | MICROWAVE MONITOR | EMC | N | N | 24 | APPOLLO ENTER | Yes | Yes
E04 | W115 | 6625123512810 | EMR300 PLUS PROBES | RF SURVEY METER | EMC | Main Assy | N | 12 | NARDA | Yes | Yes
E04 | W115 | 6625123444985 | BN2244/31 | METER FIELD STRENGTH | EMC | 6625123512810 | N | 12 | NARDA | Yes | Yes
E04 | W115 | 6625123512261 | BN2244/90.20 | PROBE TYPE 8 | EMC | 6625123512810 | N | 12 | NARDA | Yes | Yes
E04 | W115 | 6625015307196 | 2244/90.81 | TYPE 33C PROBE | EMC | 6625123512810 | N | 12 | NARDA | Yes | Yes
E04 | W115 | 6625123512262 | BN2244/90.26 | PROBE TYPE 10 | EMC | 6625123512810 | N | 12 | NARDA | Yes | Yes
E04 | W115 | 6625123512263 | BN2244/90.28 | PROBE TYPE 12 | EMC | 6625123512810 | N | 12 | NARDA | Yes | Yes
E04 | W115 | 6625014663669 | 8850B-23 | METER FIELD STRENGTH | EMC | N | N | 12 | NARDA | Yes | Yes
E04 | W115 | 4920997022587 | 1082-8007-10 | EMC TEST RECEIVER | EMC | N | N | 12 | ROHDE & SCHWARZ | Yes | Yes
E04 | Z4 | 6625123271620 | EP6 | MEASURING RECEIVER | EMC | N | N | 12 | ROHDE & SCHWARZ | Yes | No
E04 | W115 | 6625014976908 | HI-3603 | VFL SURVEY METER | EMC | N | N | 12 | HOLADAY INDUSTRIES INC | Yes | Yes
E04 | W115 | 6625123569487 | ESVS10 | EMI TEST RECEIVER | EMC | N | N | 12 | ROHDE & SCHWARZ | Yes | Yes | 0316E
E04 | W115 | 5985123499259 | ESM20/08(A) | RADIATION MONITOR | EMC | N | N | 12 | CHASE COMMUNICATIONS LIMITED | Yes | Yes
E04 | W115 | 6625151784300 | PMM 8053A | PORTABLE FIELD METER | EMC | Main Assy | N | 12 | PMM | Yes | Yes
E04 | W115 | 6625151784301 | EP105 | Electric Field Probe | EMC | 6625151784300 | N | 12 | PMM | Yes | Yes
E04 | W115 | 6625151784304 | HP102 | Magnetic Field Probe | PROBES | 6625151784300 | N | 12 | PMM | Yes | Yes
E04 | W115 | 6665014529560 | 8844D-0.5 | Personal Monitor | EMC | N | N | 12 | NARDA | Yes | Yes
E04 | W115 | 6625013672603 | 8841C-05S | RF Monitor Set | EMC | N | N | 12 | NARDA | Yes | Yes
E04 | W115 | 6625992132857 | 3001 | Selective Radiation Meter Set | EMC | Main Assy | N | 12 | NARDA | Yes | Yes
E04 | W115 | 6625123786977 | 3581/01 | H FIELD TRI AXIS ANTENNA | EMC | 6625992132857 | N | CNR | NARDA | No | Yes
E04 | Z4 | 6140123787109 | 3001/90.01 | BATTERY PACK | EMC | 6625992132857 | N | CNR | NARDA | No | No
E04 | Z4 | 6625123786978 | 3001-90.06 | TRIPOD ADAPTOR | EMC | 6625992132857 | N | CNR | NARDA | No | No
E04 | W115 | 6130123786981 | 3001/90.07 | EXTERNAL CHARGER | EMC | 6625992132857 | N | CNR | NARDA | No | Yes
E04 | Z4 | 6130123786979 | 3501/90.02 | ANTENNA HOLDER FOR 3 AXIS ANTENNA | EMC | 6625992132857 | N | CNR | NARDA | No | No
E04 | W115 | 6625123786976 | 3001-101-SRM | SELECTIVE RADIATION METER | EMC | 6625992132857 | N | CNR | NARDA | No | Yes
E04 | W115 | 6625993614742 | 8711/8741 | MONITOR RF SET | EMC | Main Assy | N | 12 | NARDA | Yes | Yes
E04 | Z4 | 6625013805461 | 8711 | Broadband Isotropic Radiation Meter | EMC | 6625993614742 | N | 12 | NARDA | Yes | No
E04 | W115 | 6625013427525 | 8741 | RF PROBE | EMC | 6625993614742 | N | 12 | NARDA | Yes | Yes
E04 | W115 | 6625014828252 | FP 5031 | PROBE MAGNETIC FIELD | PROBES | N | N | 12 | AMPLIFIER RESEARCH | Yes | Yes
E04 | W115 | 6625991990767 | 91550-1 | CURRENT PROBE | PROBES | N | N | 12 | SINGER GERTSCH | Yes | Yes
E04 | W115 | 6515014726563 | FP2033 | HIGH ELECTRIC FIELD PROBE KIT | PROBES | N | N | 12 | AMPLIFIER RESEARCH | Yes | Yes
E04 | W115 | 6625010863130 | Y8100 | PROBE AC/DC CURRENT | PROBES | N | N | 12 | FLUKE | Yes | Yes | 0415E
E04 | W115 | 6625015162147 | RID-240B-S | PROBE CURRENT INDUCTOR | PROBES | N | EMC | 12 | PRODYN TECHNOLOGIES | Yes | Yes
E04 | Z4 | 6625015162148 | 1-125-2HF | CURRENT PROBE | PROBES | N | EMC | 12 | PRODYN TECHNOLOGIES | Yes | No
E04 | W115 | 6625123275158 | URV5-Z1 | DC PROBE URV5-Z1 | PROBES | N | N | 12 | ROHDE & SCHWARZ | Yes | Yes
E04 | W115 | 6625991998947 | 91197-1 | CURRENT PROBE | PROBES | N | EMC | 12 | SINGER GERTSCH | Yes | Yes
E04 | W115 | 6625996327373 | 94111-1 | PROBE CURRENT | PROBES | N | N | 12 | KEYSIGHT | Yes | Yes
E04 | W115 | 6625014675895 | FP2000 | PROBE MAGNETIC FIELD INTERFERENCE MEASURING | PROBES | N | N | 12 | AMPLIFIER RESEARCH | Yes | Yes
E04 | W115 | 6515014726559 | FP2103 | ELECTRIC FIELD PROBE | PROBES | N | N | 12 | AMPLIFIER RESEARCH | Yes | Yes
E04 | W115 | 5950014887010 | TR2520 | CURRENT PROBE | PROBES | N | N | 12 | DRANETZ BMI | Yes | Yes
E04 | W115 | 6625015765478 | 952001B | RF Probe | PROBES | N | N | 12 | BOONTON ELECTRONICS | Yes | Yes
E04 | W115 | 6625997971999 | KD1E/15D | Digital High Voltage Probe/PH3 Proving Unit | PROBES | Main Assy | N | 12 | SEAWARD | Yes | Yes
E04 | W115 | 6625997811645 | PH3 or 112A913 | TESTER INDICATOR ELECTRICAL POTENTIAL | PROBES | 6625997971999 | N | 12 | SEAWARD | Yes | Yes
E04 | W115 | 6625013027887 | HEW41800A | ACTIVE PROBE | PROBES | N | N | 12 | Hewlet Packard | Yes | Yes
E04 | Z4 | 6625015243429 | 6741-1 | RF CURRENT PROBE | PROBES | N | N | 12 | A. T. PARKER, INC | Yes | No
E04 | W115 | 6625015918112 | FP7060/KIT | ISOTROPIC E FIELD PROBE | PROBES | Main Assy | N | 12 | AMPLIFIER RESEARCH | Yes | Yes
E04 | W115 | 6655015918111 | FM7004 | FIELD MONITOR | PROBES | 6625015918112 | N | 12 | AMPLIFIER RESEARCH | Yes | Yes
E04 | W115 | 6655015918113 | FC2050 | FIBRE OPTIC CABLE | PROBES | 6625015918112 | N | CNR | AMPLIFIER RESEARCH | No | Yes
E04 | W115 | 6625015918114 | FC2100 | FIBRE OPTIC CABLE | PROBES | 6625015918112 | N | CNR | AMPLIFIER RESEARCH | No | Yes
E04 | W115 | 6625995913494 | HAPTM MK3a | HAZARDOUS AREA PERSONNEL TEST METER (HAPTM) MK3A | RADIOLOGICAL | Main Assy | N | 12 | ASSYSTEM UK LTD | Yes | Yes
E04 | Z4 | 6625997903306 | 1150-2281-025 | 10M TEST LEAD | RADIOLOGICAL | 6625995913494 | N | CNR | ASSYSTEM UK LTD | No | No
E04 | W115 | 6625994414556 | ESS OR CES46800 | EMI TEST RECEIVER | EMC | N | N | 12 | RHODE & SHWARTZ | Yes | Yes
E04 | W115 | 6625123569486 | ESHS10 | EMI TEST RECEIVER | EMC | N | N | 12 | RHODE & SHWARTZ | Yes | Yes | 0314E
E04 | W115 | 4935997903877 | 1150-2281-001 | HAPTM Mk3 | ESD | N | N | 12 | ASSYSTEM UK LTD | Yes | Yes
E04 | W115 | 6625998316754 | ESSD/MOD1 | General Purpose Audit Kit | ESD | Main Assy | N | 12 | VERMASON | Yes | Yes
E04 | W115 | 6625997026562 | BM80/2 | Insulation Test Set | ESD | 6625998316754 | N | 12 | VERMASON | Yes | Yes
E04 | W115 | 6625996167526 | PFK-100 | Field Meter Set | ESD | 6625998316754 | N | 12 | VERMASON | Yes | Yes
E04 | W115 | 6625997221287 | 111007 | Round Probe 5 lb weight | ESD | 6625998316754 | N | 12 | VERMASON | Yes | Yes
E04 | Z4 | 5935994503638 | 3M Type 3004MOD | Stud Connection kit | ESD | 6625998316754 | N | CNR | VERMASON | No | No
E04 | W115 | 6625997702482 | WSM-01-RAF | Monitor ESD | ESD | 6625998316754 | N | 12 | VERMASON | Yes | Yes
E04 | W115 | 6625992522320 | MEGFT6/12 | BREAK DOWN TESTER | RADIOLOGICAL | N | N | 12 | AVO MEGGER INSTRUMENTS LTD | Yes | Yes
E04 | W115 | 6625992530221 | FLU80I-1010 | DC/AC CURRENT PROBE | PROBES | N | N | 12 | FLUKE | Yes | Yes | 0416E
E04 | W115 | 6625997395983 | TEKAM503 | CURRENT PROBE AMPLIFIER SET | PROBES | Main Assy | N | 12 | TEKTRONIX | Yes | Yes | 0082E
E04 | W115 | 6625996575090 | AM503 | CURRENT PROBE AMPLIFIER | PROBES | 6625997395983 | N | 12 | TEKTRONIX | Yes | Yes
E04 | W115 | 6625996575089 | 010-6302-01 | PROBE CURRENT | PROBES | 6625997395983 | N | 12 | TEKTRONIX | Yes | Yes
E04 | W115 | 6625014687407 | HI-3702 | CLAMP-ON INDUCED CURRENT METER | EMC | Main Assy | N | 12 | HOLADAY INDUSTRIES INC | Yes | Yes
E04 | W115 | 6625014828854 | HI 4416 | NUMERIC REMOTE READOUT | EMC | 6625014687407 | N | 12 | HOLADAY INDUSTRIES INC | Yes | Yes
E04 | W115 | 6625995901574 | MOD-XTO1 | RADIO FREQUENCY MONITOR SET | EMC | Main Assy | N | 12 | NARDA MICROWAVE | Yes | Yes
E04 | W115 | 6625999753249 | VIPBELTBK01 | BELT REMOTE VIBRATOR | EMC | 6625995901574 | N | CNR | NARDA MICROWAVE | No | Yes
E04 | W115 | 6625998788480 | VIPPHPOUCH01 | POUCH REMOTE VIBRATOR | EMC | 6625995901574 | N | CNR | NARDA MICROWAVE | No | Yes
E04 | W115 | 6625015050577 | 2184770 | CASE CLIMBERS HARNESS | EMC | 6625995901574 | N | CNR | NARDA MICROWAVE | No | Yes
E04 | W115 | 5985994947934 | 21847600 | CASE SOFT WITH BELT CLIP | EMC | 6625995901574 | N | CNR | NARDA MICROWAVE | No | Yes
E04 | W115 | 6625991339259 | 001-77-41-LINK-TECH3-BLK | CASE TEST SET | EMC | 6625995901574 | N | CNR | NARDA MICROWAVE | No | Yes
E04 | W115 | 6625014940024 | D8860 | MONITOR RADIO FREQUENCY | EMC | 6625995901574 | N | 12 | NARDA MICROWAVE | Yes | Yes
E04 | W115 | 6625015529385 | 11110100 | REMOTE VIBRATOR | EMC | 6625995901574 | N | CNR | NARDA MICROWAVE | No | Yes
E04 | W115 | 6625015208784 | NAR8731 | ISOTROPIC PROBE | EMC | N/A | N | 12 | NARDA MICROWAVE | Yes | Yes
E04 |  | 6625151784302 | EP330 | ELECTRIC FIELD PROBE | PROBES | N | N | 12 | NARDA MICROWAVE | Yes | No
E04 |  | 6625151784303 | HP032 | MAGNETIC FIELD PROBE | PROBES | N | N | 12 | NARDA MICROWAVE | Yes | No
E04 | O668 | 6625999307280 | 1661CS | LOGIC ANALYZER | PROBES | N | N | 12 |  | Yes | No
E04 | NONE | NIV IV 34/1691 | D-100S with P25 | DIGITAL INDICATING UNIT WITH PROBE | PROBES | N | N | 12 | CAIG LABORATORIES | Yes | No
E04 | NONE | NIVN IV DSG0051 | 94430-6 | CURRENT PROBE | PROBES | N | N | 12 | LINDGREN | Yes | No
E04 |  | NIV | CSP8441 | CURRENT PROBE | PROBES | N | N | 12 | SCHAFFNER | Yes | No
E04 | NK | NIV | HI-4433-STE | Isotropic Field Probe | EMC | N | N | 12 | Holaday | Yes | No
E04 | NK | NIV | FP2083 | Isotropic Field Probe | EMC | N | N | 12 | Amplifier Research | Yes | No
E04 | NK | NIV | 354.3000.56 | ESVP Test Receiver | EMC | N | N | 12 | Rohde & Schwarz | Yes | No
E04 | W614 | 6625999684034 | H455R | Electrostatic field meter | EMC | N | N | 12 | Vermason | Yes | No
E04 |  | NIVDSG/0430 | ESCI 3 1166.5950.03 | EMI Test Receiver | EMC | N | N | 12 | Rohde & Schwarz | Yes | No
E04 |  |  | 8731 | Magnetic Field Probe | EMC | N | N | 12 | Narda | Yes | No
E04 |  | 6625011665409 | 94606-4 | Current Probe | PROBES | N | N | 12 | Ailtech | Yes | No
E04 |  | NIVDSG/0757 | MCO717171 | Microwave Leakage Detector | EMC | N | N | 12 | Tele-Products | Yes | No
E04 |  | NIVDSG/0171 | SRM-3006 | Selective Radiation Meter | EMC | N | N | 12 | Narda | Yes | No
E04 |  | AH 2067 (NIV) | BCP-200/510 | LF Current Probe | PROBES | N | N | 12 | A.H. Systems Inc | Yes | No
E04 |  | VAIHMI41-HMP45 | HMP41-45 | Probe | PROBES | N | N | 12 | Vaisala | Yes | No
E04 |  | 1784300 | 8053A | PORTABLE FIELD METER | EMC | N | N | 12 | PMW | Yes | No
E04 |  | 1784301 | EP105 | ELECTRIC FIEL PROBE | EMC | N | N | 12 | PMW | Yes | No
E04 |  | 1784302 | EP330 | MAGNETIC FIEL PROBE | EMC | N | N | 12 | PMW | Yes | No
E04 |  | 1784303 | HP032 | MAGNETIC FIEL PROBE | EMC | N | N | 12 | PMW | Yes | No
E04 |  | 1784304 | HP102 | MAGNETIC FIEL PROBE | EMC | N | N | 12 | PMW | Yes | No
E04 |  | 1990767 | 91550-1 | CURRENT PROBE | PROBES | N | N | 12 | TEGAM | Yes | No
E04 |  | 6576939 | ESVP | TEST RECEIVER | EMC | N | N | 12 | R & S | Yes | No
E04 |  | NIV | HI-3604 | ELF SURVEY METER | EMC | N | N | 12 | HDY | Yes | No
E04 |  | NIV35/6716 | CASCEL-460PDM | DOSIMETER | RADIOLOGICAL | N | N | 12 |  | Yes | No
E04 |  | NIV | NAR8723 | RADIATION PROBE 300Mhz-40Ghz | EMC | N | N | 12 | NARDA MICROWAVE | Yes | No
E04 |  | 6625013603363 | NAR8752N | ISOTROPIC PROBE | EMC | N | N | 12 | NARDA MICROWAVE | Yes | No
E04 |  | NIV | NAR8845D-0.5 | RADIATION HAZARD MONITOR | EMC | N | N | 12 | NARDA MICROWAVE | Yes | No
E04 |  |  | FISF-33-2 | RF CURRENT PROBE | PROBES | N | N | 12 | FISCHER | Yes | No
E04 |  | NIV | NAR8712 | SURVEY METER | EMC | N | N | 12 | NARDA MICROWAVE | Yes | No
E04 |  | NONE GIVEN | NAR8718 | ELECTRO.MAG.SURV.MTR. | EMC | N | N | 12 | NARDA MICROWAVE | Yes | No
E04 |  | NIV | NAR8725 | ISOTROPIC PROBE | EMC | N | N | 12 | NARDA MICROWAVE | Yes | No
E04 |  | NIV | NAR8747 | FIBER OPTIC TRANSMITTER | EMC | N | N | 12 | NARDA MICROWAVE | Yes | No
E04 |  |  | RBNTX90 | MICROWAVE LEAKAGE DETECTOR | EMC | N | N | 12 | ROBIN | Yes | No
E04 | W115 | 6625991097151 | GM1 | FLUXMETER | EMC | N | N | 12 | HIRST | Yes | Yes
E04 | W115 | 6625014663668 | HI 4460 | FIELD STRENGTH METER | EMC | N | N | 12 | HOLADAY INDUSTRIES INC | Yes | Yes
E04 | W115 | 6625992567101 | 8718-23 | FLUX METER | EMC | Main Assy | N | 12 | NARDA MICROWAVE | Yes | Yes
E04 | W115 | 6625993784254 | 8725 | E FIELD PROBE | EMC | 6625992567101 | N | 12 | NARDA MICROWAVE | Yes | Yes
E04 | 34E1B | 6625995479055 | MFB 100 | MAGNETIC FLUX METER | EMC | N | N | 12 | ELY CHEMICAL CO LTD | Yes | No
E04 | 4XX | 6625999736515 | MFH 250 | MAGNETIC FIELD STRENGTH METER | EMC | N | N | 12 | ELY CHEMICAL CO LTD | Yes | No
E04 | 6625 | 6655014828253 | AR FM 5501 | RECORDER MAGNETIC DISTORTION | EMC | N | N | 12 | AMPLIFIER RESEARCH | Yes | No
E04 | NONE | NONE | 8053A | PORTABLE FIELD METER | EMC | N | N | 12 | NARDA MICROWAVE | Yes | No
E04 | N/K | NIV | HI-4433-STE | Isotropic Field Probe | EMC | N | N | 12 | Holadev Industries | Yes | No
E04 |  |  | 8741 | Electric Field Probe | EMC | N | N | 12 | Narda | Yes | No
E04 |  |  | 8711 | Broadband Isotropic Radiation Meter | EMC | N | N | 12 | Narda | Yes | No
E04 | 4XE | 6635992139044 | Autosigma 3000 | Electrical Conductivity Meter | EMC | N | N | 12 | GE Inspection Technologies | Yes | No
E04 | 7CE | 2990995731453 | J 34977 | Programmable MAG-TAC | EMC | N | N | 12 | Kent-Moore | Yes | No

## Lot E05
Sub Set | DMC | NSN (Full 13 no spaces) | Part No | DESCRIPTION | Group | Comprising Item | Special Conditions ( EMC, ITAR ,ATEX) | Cal period | OEM | Calibration | Repair | CSOR | Q1 Std Calibration Price | Q2 Std Repair & Calibration price | Q3 Service provided In-House or Sub-Con | Q4 Item covered under Schedule of UKAS Accreditation by the LAB carrying out the Work. | Q5 If service is provided at Sub-Con please specify supplier detail | Q6 UKAS Calibration Price | Q7 UKAS Repair and Calibration Price | Q8 Service provided In-House or Sub-Con | Q9 Item covered under Schedule of UKAS Accreditation by the LAB carrying out the Work. | Q10 If service is provided at Sub-Con please specify supplier detail. | Comments
E05 | W115 | 6625992608181 | TK-RAF-010 | FIBRE OPTIC TEST SET | FIBRE OPTICS | Main Assy | N | 12 | EXFO | Yes | Yes | 0346E
E05 | W115 | 6625993788055 | FPM-300 | METER NOISE LEVEL | FIBRE OPTICS | 6625992608181 | N | 12 | EXFO | Yes | Yes
E05 | W115 | 6625992775742 | FLS-300-23BL | LIGHT SOURCE | FIBRE OPTICS | 6625992608181 | N | 12 | EXFO | Yes | Yes
E05 | W115 | 6625993928571 | FLS-300-12D | LIGHT SOURCE | FIBRE OPTICS | 6625992608181 | N | 12 | EXFO | Yes | Yes
E05 | Z4 | 6625992872260 | FOA-22 | FC ADAPTOR POWER METER | FIBRE OPTICS | 6625992608181 | N | CNR | EXFO | No | Yes
E05 | Z4 | 6625995513257 | FOA-32 | ADAPTOR POWER METER | FIBRE OPTICS | 6625992608181 | N | CNR | EXFO | No | Yes
E05 | W115 | 5935219122691 | FOA-16 | ADAPTER CABLE CLAMP TO CONNECTOR | FIBRE OPTICS | 6625992608181 | N | CNR | EXFO | No | Yes
E05 | W115 | 6130219116153 | GP-30U | AC MAINS ADAPTOR | FIBRE OPTICS | 6625992608181 | N | CNR | EXFO | No | Yes
E05 | W115 | 6625993868110 | GP-15-2 | CARRY CASE | FIBRE OPTICS | 6625992608181 | N | CNR | EXFO | No | Yes
E05 | W115 | 6625997519046 | TJ-D-32-32 | PATCHCORD ST to ST | FIBRE OPTICS | 6625992608181 | N | CNR | EXFO | No | Yes
E05 | W115 | 6625998525883 | TJ-D-32-50 | PATCHCORD | FIBRE OPTICS | 6625992608181 | N | CNR | EXFO | No | Yes
E05 | W115 | 6625993612858 | TJ-D-32-16 | PATCHCORD | FIBRE OPTICS | 6625992608181 | N | CNR | EXFO | No | Yes
E05 | W115 | 6625995513258 | TJ-D-50-50 | PATCHCORD | FIBRE OPTICS | 6625992608181 | N | CNR | EXFO | No | Yes
E05 | W115 | 6625995513259 | TJ-B-50-50 | PATCHCORD | FIBRE OPTICS | 6625992608181 | N | CNR | EXFO | No | Yes
E05 | W115 | 6625995513260 | TJ-D-16-16 | PATCHCORD | FIBRE OPTICS | 6625992608181 | N | CNR | EXFO | No | Yes
E05 | W115 | 6625991846049 | RAC-32 | ADAPTOR | FIBRE OPTICS | 6625992608181 | N | CNR | EXFO | No | Yes
E05 | W115 | 6625999741389 | RAC-16 | ADAPTOR | FIBRE OPTICS | 6625992608181 | N | CNR | EXFO | No | Yes
E05 | W115 | 6625992755173 | RAC-50 | ADAPTOR | FIBRE OPTICS | 6625992608181 | N | CNR | EXFO | No | Yes
E05 | W115 | 6625995517581 | FTB-200 | Universal Test Sysm Mainframe | FIBRE OPTICS | Main Assy | N | 12 | EXFO | Yes | Yes
E05 | W115 | 6625995022889 | TK-200-SP-PM3-SK6 | OTDR | FIBRE OPTICS | 6625995517581 | N | 12 | EXFO | Yes | Yes
E05 | W115 | 6625996674799 | FBT-7200D-12CD-EI-EUI | OTDR Module | FIBRE OPTICS | 6625995517581 | N | 12 | EXFO | Yes | Yes
E05 | Z4 | 6060997902924 | EUI-89 | FC Connector | FIBRE OPTICS | 6625995517581 | N | CNR | EXFO | No | No
E05 | Z4 | 6060993527190 | EUI-90 | ST Connector | FIBRE OPTICS | 6625995517581 | N | CNR | EXFO | No | No
E05 | Z4 | 6060995556396 | EUI-91 | SC Connector | FIBRE OPTICS | 6625995517581 | N | CNR | EXFO | No | No
E05 | Z4 | 6060998582010 | RAC-FC-LC | FC/UPC to LC/UPC adaptor | FIBRE OPTICS | 6625995517581 | N | CNR | EXFO | No | No
E05 | Z4 | 6625995513257 | FOA-32 | ST Connector adaptor | FIBRE OPTICS | 6625995517581 | N | CNR | EXFO | No | Yes
E05 | Z4 | 6060997542091 | FOA-54 | SC adaptor for meter | FIBRE OPTICS | 6625995517581 | N | CNR | EXFO | No | No
E05 | Z4 | 6060999906952 | FOA-98 | LC adaptor for meter | FIBRE OPTICS | 6625995517581 | N | CNR | EXFO | No | No
E05 | Z4 | 6060996134589 | GP-1008 | VFL adaptor | FIBRE OPTICS | 6625995517581 | N | CNR | EXFO | No | No
E05 | Z4 | 6060991514434 | GP-2084 | Dry suit for FTB-200 | FIBRE OPTICS | 6625995517581 | N | CNR | EXFO | No | No
E05 | Z4 | 7025995175724 | GP-2015 | Compact flash memory card | FIBRE OPTICS | 6625995517581 | N | CNR | EXFO | No | No
E05 | Z4 | 6130994911410 | GP-2021-U | Power supply charger | FIBRE OPTICS | 6625995517581 | N | CNR | EXFO | No | No
E05 | Z4 | 8145993921180 | GP-10-070 | Rigid carry case for FTB-200 | FIBRE OPTICS | 6625995517581 | N | CNR | EXFO | No | No
E05 | Z4 | 6625992872260 | FOA-22 | FC adaptor for meter | FIBRE OPTICS | 6625995517581 | N | CNR | EXFO | No | Yes
E05 | W115 | 5995997234358 | 3881/01818 | INTERFACE CABLE | FIBRE OPTICS | N | N | 12 | BAE | Yes | Yes
E05 | W115 | 6625010487990 | J6503 | PROBE LUMINANCE | FIBRE OPTICS | N | N | 12 | TEKTRONIX | Yes | Yes
E05 | W115 | 6625996478535 | A77-500 | LASER ENERGY METER | FIBRE OPTICS | N | N | 12 | GEC | Yes | Yes
E05 | W115 | 6695170565159 | LS100 | METER ILLUMINATION INTENSITY | FIBRE OPTICS | N | N | 12 | MINOLTA | Yes | Yes
E05 | W115 | 6650997916978 | PR-1980A CPCD | PHOTOMETER CONTROL CONSOLE | FIBRE OPTICS | Main Assy | N | 12 | BAE | Yes | Yes
E05 | NONE | 6695013938096 | 1908-OP | OPTICAL HEAD | FIBRE OPTICS | 6650997916978 | N | 12 | BAE SYSTEMS | Yes | No
E05 | W116 | 6625012958915 | PR-1908A-CD | CONTROL CONSOLE | FIBRE OPTICS | 6650997916978 | N | CNR | BAE SYSTEMS | No | Yes
E05 | W115 | 5895994765714 | FOVC 2002 | FIBRE OPTICS VOICE COMMUNICATION SYSTEM | FIBRE OPTICS | Main Assy | N | 12 | DM SYSTEMS AND TEST LIMITED | Yes | Yes
E05 | Z4 | 5895992442532 | HD1 | MODEM + CASE | FIBRE OPTICS | 5985994765714 | N | CNR | DM SYSTEMS AND TEST LIMITED | No | No
E05 | Z4 | 6020999327475 | 902556-A2 | MULTIMODE CABLE | FIBRE OPTICS | 5985994765714 | N | CNR | DM SYSTEMS AND TEST LIMITED | No | No
E05 | W115 | 6030998538236 | 902555-A1 | TRANSMIT AND RECEIVE UNIT | FIBRE OPTICS | 5985994765714 | N | CNR | DM SYSTEMS AND TEST LIMITED | No | Yes
E05 | W115 | 6625991511941 | TFS2020MM | FIBRE OPTIC TEST SET | FIBRE OPTICS | N | N | 12 |  | Yes | Yes
E05 | W115 | 6625994998730 | TFS2020MM | FIBRE OPTIC TEST SET | FIBRE OPTICS | N | N | 12 | MOD | Yes | Yes
E05 | W115 | 6625014553364 | MTS5200 | MEDIA TEST SET | FIBRE OPTICS | N | N | 12 | WAVETEK | Yes | Yes
E05 | W115 | 6625997441382 | TFP 2A/A2 | OPTICAL TIME DOMAIN REFLECTOMETER | FIBRE OPTICS | Main Assy | N | 12 | TEKTRONIX | Yes | Yes
E05 | W115 | 6625997020793 | TFP2A/A2 | Main Frame TDS | FIBRE OPTICS | 6625997441382 | N | 12 | TEKTRONIX | Yes | Yes
E05 | W115 | 6070013673900 | N/K | Plug in unit Multimode 850/1300NM | FIBRE OPTICS | 6625997441382 | N | 12 | TEKTRONIX | Yes | Yes
E05 | W115 | 6070997669730 | N/K | Plug in unit singlemode 1300NM | FIBRE OPTICS | 6625997441382 | N | 12 | TEKTRONIX | Yes | Yes
E05 | W115 | 6625992344253 | N/K | Cover Front Panel | FIBRE OPTICS | 6625997441382 | N | CNR | TEKTRONIX | No | Yes
E05 | W115 | 5995012895697 | N/K | Mains Cable | FIBRE OPTICS | 6625997441382 | N | CNR | TEKTRONIX | No | Yes
E05 | W115 | 6625990563687 | N/K | Lead Patch multimode 50/125 Micron ST-ST 15 M 1g | FIBRE OPTICS | 6625997441382 | N | CNR | TEKTRONIX | No | Yes
E05 | W115 | 6625994521990 | N/K | Lead Patch singlemode 50/125 Micron ST-SMA 15 M 1g | FIBRE OPTICS | 6625997441382 | N | CNR | TEKTRONIX | No | Yes
E05 | W115 | 6625996628879 | N/K | Lead Patch singlemode 8/125 Micron FCPC-FCPC 15 M 1g | FIBRE OPTICS | 6625997441382 | N | CNR | TEKTRONIX | No | Yes
E05 | W115 | 8145998079722 | N/K | Case Hard | FIBRE OPTICS | 6625997441382 | N | CNR | TEKTRONIX | No | Yes
E05 | W115 | 6625997225025 | N/K | Module Spacer multiple plug in | FIBRE OPTICS | 6625997441382 | N | CNR | TEKTRONIX | No | Yes
E05 | W115 | 6625993015241 | Opt 14 & 17 | Insert plug blank optical port | FIBRE OPTICS | 6625997441382 | N | CNR | TEKTRONIX | No | Yes
E05 | W115 | 9145990524794 | N/K | Case transit hard shell | FIBRE OPTICS | 6625997441382 | N | CNR | TEKTRONIX | No | Yes
E05 | W115 | 8145993015242 | N/K | Case carrying soft | FIBRE OPTICS | 6625997441382 | N | CNR | TEKTRONIX | No | Yes
E05 | W115 | 6650015132644 | 257A | OPTICAL POWER METER | FIBRE OPTICS | N | N | 12 | GREENLEE TEXTRON INC.!DBA GREENLEE TEXTRON TEMPO OPERATION!DIV TEMPO OPERATIONS | Yes | Yes
E05 | W115 | 5895015521416 | DTX-SMF2 | Single Mode Fibre Module (Set of 2) | FIBRE OPTICS | Main Assy | N | 12 | FLUKE | Yes | Yes
E05 | N/A | N/A | NFK3-DPLX-SC | Duplex singlemode Test Reference Cords (Qty 2 set of 2) | FIBRE OPTICS | 5895015521416 | N | CNR | FLUKE | No | No
E05 | N/A | N/A | NFA-SC | SC Test Adaptors for DTX-SFM2 Modules (Qty 1 set of 2) | FIBRE OPTICS | 5895015521416 | N | CNR | FLUKE | No | No
E05 | W115 | 6650014600330 | 555B | OPTICAL POWER METER | FIBRE OPTICS | N | N | 12 | GREENLEE TEXTRON INC.!DBA GREENLEE TEXTRON TEMPO OPERATION!DIV TEMPO OPERATIONS | Yes | Yes
E05 | W115 | 6625991688476 | T410/6 | LIVE FIBRE IDENTIFIER | FIBRE OPTICS | N | N | 12 | MOD | Yes | Yes
E05 | W115 | 6625991476347 | CTAMTS5100E+2HEADS | OPTICAL REFLECTOMETER+2MODULES | FIBRE OPTICS | Main Assy | N | 12 | ACTERNA | Yes | Yes
E05 | W115 | 6625145210747 | 5023MM | MULTIMODE MODULE | FIBRE OPTICS | 6625991476347 | N | 12 | ACTERNA | Yes | Yes
E05 | W115 | 6625995736209 | 5026DR | SINGLEMODE MODULE OTDR | FIBRE OPTICS | 6625991476347 | N | 12 | ACTERNA | Yes | Yes
E05 | W115 | 6625995736207 | MTS5100 | OPTICAL TIME DOMAIN REFLECTOMETER | FIBRE OPTICS | 6625991476347 | N | 12 | ACTERNA | Yes | Yes
E05 | Z4 | 8460145210750 | 5005 | CARRYING CASE | FIBRE OPTICS | 6625991476347 | N | CNR | ACTERNA | No | No
E05 | N/A | N/A | 5003 | MAINS ADAPTOR | FIBRE OPTICS | 6625991476347 | N | CNR | ACTERNA | No | No
E05 | W115 | 6625015712300 | DTX-OTDR-QMOD | DTX compact OTDR Module | FIBRE OPTICS | N | N | 12 | FLUKE | Yes | Yes
E05 | W115 | 6650016009293 | AF-OLK51-MM | Test Set Optical Power | FIBRE OPTICS | N | N | 12 | Advanced Fiber Solutions Inc | Yes | Yes
E05 | W115 | 6625015291966 | DTX-SFM | Singlemode Fiber Module | FIBRE OPTICS | N | N | 12 | FLUKE | Yes | Yes
E05 | W115 | 6625011234097 | 11XE | FIBRE OPTIC POWER METER | FIBRE OPTICS | N | N | 12 | 3M COMPANY DBA 3M DIV GOVERNMENT MARKETS | Yes | Yes
E05 | W115 | 4940998183623 | 35PL00/002 | LASER ENERGY METER | FIBRE OPTICS | N | N | 12 | G E C COMPUTER SERVICES LIMITED | Yes | Yes
E05 | W115 | 5895015521417 | DTX-MFM2 | MULTIMODE FIBRE MODULE | FIBRE OPTICS | N | N | 12 | FLUKE | Yes | Yes
E05 | W115 | 6625015291967 | DTX-MFM | MULTIMODE FIBRE MODULE | FIBRE OPTICS | N | N | 12 | FLUKE | Yes | Yes
E05 | W115 | 6070997931549 | OLS 510 | FIBRE OPTIC LIGHT SOURCE | FIBRE OPTICS | Main Assy | N | 12 | AVO MEGGER INSTRUMENTS LTD | Yes | Yes | 0422E
E05 | 3V7 | 6070997983273 | 6250-079 | ADAPTOR SMA 9mm | FIBRE OPTICS | 6070997931549 | N | CNR | AVO MEGGER INSTRUMENTS LTD | No | No
E05 | Z4 | 6070997979180 | 6240-047 | CARRYING CASE | FIBRE OPTICS | 6070997931549 | N | CNR | AVO MEGGER INSTRUMENTS LTD | No | No
E05 | W115 | 6625990604201 | 56240-300 | FAULT LOCATOR | FIBRE OPTICS | N/A | N | 12 | AEROFLEX | Yes | Yes
E05 | NK | NIV | FTK200 | Fibre Test Kit | FIBRE OPTICS | N | N | 12 | Fluke | Yes | No
E05 | NK | NIV | MW0973J | OTDR Module | FIBRE OPTICS | N | N | 12 | Anritsu | Yes | No
E05 | NK | NIV | 7500 | 7500 OTDR & 788M Module & 742S Module | FIBRE OPTICS | N | N | 12 | PK Technology | Yes | No
E05 | NK | NIV | 41S | FUSION SPLICER | FIBRE OPTICS | N | N | 12 | SUMITOMO | Yes | No
E05 | NK | NIV | MINI-OTDR2000 | OTDR (with single & multimode modules) | FIBRE OPTICS | N | N | 12 | 3M | Yes | No
E05 | NK | NIV | FIBERCAT KIT | Optical Loss Measuring Set | FIBRE OPTICS | N | N | 12 | Datacom Textron | Yes | No
E05 | NK | NIV | M200-QUAD | OTDR | FIBRE OPTICS | N | N | 12 | NOYES | Yes | No
E05 | NIV | NIVDSG/0384 | FTK1000 | Fibre Optic Kit | FIBRE OPTICS | N | N | 12 | Fluke | Yes | No
E05 | NK | 6625251443292 | MW9070B | Optical Time Domain Reflectometer otdr | FIBRE OPTICS | N | N | 12 | Anritsu | Yes | No
E05 | N/K | NIV | MV0972 | OTDR Module | FIBRE OPTICS | N | N | 12 | Anritsu | Yes | No
E05 |  | MMMMINI-OTDR2000 | 2000 | Mini-OTDR | FIBRE OPTICS | N | N | 12 | 3M | Yes | No
E05 |  | MMMMINI-OTDR2000 | E6009A | Multimode | FIBRE OPTICS | N | N | 12 | 3M | Yes | No
E05 |  | MMMMINI-OTDR2000 | E6004A | Single-Mode | FIBRE OPTICS | N | N | 12 | 3M | Yes | No
E05 |  | NIVDSG/0384 | SimpliFiber Pro | Optical Power Meter | FIBRE OPTICS | N | N | 12 | Fluke Networks | Yes | No
E05 |  | 232542 | OFR 10A | Optical Reflectometer | FIBRE OPTICS | N | N | 12 | STC | Yes | No
E05 |  |  | 850/1300 | Simplifiber Source | FIBRE OPTICS | N | N | 12 | Fluke Networks | Yes | No
E05 |  | NIVDSG/0643 | M 850 | Fibre Optic Light Source | FIBRE OPTICS | N | N | 12 | Fibre Optic Engineering LTD | Yes | No
E05 |  |  | MW0972B | OTDR Module | FIBRE OPTICS | N | N | 12 | Anritsu | Yes | No
E05 |  | NIVDSG/0643 | L850 | Fibre Optic Light Source | FIBRE OPTICS | N | N | 12 | Fibre Optic Engineering LTD | Yes | No
E05 |  | NIVDSG/0311 | M 850-4 | Fibre Optic Power Meter | FIBRE OPTICS | N | N | 12 | Fibre Optic Engineering LTD | Yes | No
E05 |  | 7721758 | G104 | FIBRE OPTIC MICROSCOPE | FIBRE OPTICS | N | N | 12 | PRIORSPEC | Yes | No
E05 |  | NIV | PKT7500 | OTDR | FIBRE OPTICS | N | N | 12 | PK TECHNOLOGY | Yes | No
E05 |  | NIV | PKT742S | OTDR MODULE | FIBRE OPTICS | N | N | 12 | PK TECHNOLOGY | Yes | No

## Lot E06
Sub Set | DMC | NSN (Full 13 no spaces) | Part No | DESCRIPTION | Group | Comprising Item | Special Conditions ( EMC, ITAR ,ATEX) | Cal period | OEM | Calibration | Repair | CSOR | Q1 Std Calibration Price | Q2 Std Repair & Calibration price | Q3 Service provided In-House or Sub-Con | Q4 Item covered under Schedule of UKAS Accreditation by the LAB carrying out the Work. | Q5 If service is provided at Sub-Con please specify supplier detail | Q6 UKAS Calibration Price | Q7 UKAS Repair and Calibration Price | Q8 Service provided In-House or Sub-Con | Q9 Item covered under Schedule of UKAS Accreditation by the LAB carrying out the Work. | Q10 If service is provided at Sub-Con please specify supplier detail. | Comments
E06 | W115 | 6625993540651 | MSO6104A SET | Oscilloscope Set | OSCILLOSCOPES | Main Assy | N | 12 | AGILENT TECHNOLOGIES UK LIMITED | Yes | Yes | 0405E
E06 | W115 | 6625993806986 | MSO6104A | Oscilloscope | OSCILLOSCOPES | 6625993540651 | N | 12 | AGILENT TECHNOLOGIES UK LIMITED | Yes | Yes
E06 | W115 | 8145993806986 | N2917A | SHIPPING AND STORAGE CONTAINER | OSCILLOSCOPES | 6625993540651 | N | CNR | AGILENT TECHNOLOGIES UK LIMITED | No | Yes
E06 | W115 | 6625996872393 | 10073C | PROBE LEAD ASSEMBLY | OSCILLOSCOPES | 6625993540651 | N | CNR | AGILENT TECHNOLOGIES UK LIMITED | No | Yes
E06 | W115 | 6625991614366 | 54620-68701 | PROBE LEAD ASSEMBLY | OSCILLOSCOPES | 6625993540651 | N | CNR | AGILENT TECHNOLOGIES UK LIMITED | No | Yes
E06 | W115 | 6625997086692 | ISKGOS-6112 | OSCILLOSCOPE SET | OSCILLOSCOPES | Main Assy | N | 12 | ASPEN ELECTRONICS LTD | Yes | Yes
E06 | W115 | 6625999580501 | AE 1651 | OSCILLOSCOPE | OSCILLOSCOPES | 6625997086692 | N | 12 | ASPEN ELECTRONICS LTD | Yes | Yes
E06 | W115 | 6625996019040 | 9500B/3200 | OSCILLOSCOPE CALIBRATOR | OSCILLOSCOPES | N | N | 12 | FLUKE | Yes | Yes
E06 | W115 | 6625992257724 | 199C/004S/MOD | DIGITAL HANDHELD OSCILLOSCOPE SET | OSCILLOSCOPES | Main Assy | N | 12 | FLUKE | Yes | Yes | 0169E
E06 | Z4 | 6130992976583 | BC190/804 | POWER ADAPTER BATTERY CHARGER | OSCILLOSCOPES | 6625992257724 | N | CNR | FLUKE | No | No
E06 | Z4 | 6625995625344 | VPS200-R, Now VPS210-R, 384-878 | VOLTAGE PROBE SET 1 X 101 RED 200MHz | OSCILLOSCOPES | 6625992257724 | N | CNR | FLUKE | No | No
E06 | Z4 | 4920991475515 | AS200-R, 394-4509 | PROBE SET RED | OSCILLOSCOPES | 6625992257724 | N | CNR | FLUKE | No | No
E06 | Z4 | 6625994103344 | VPS200-G, Now VPS210-G, 384-888 | VOLTAGE PROBE SET GRAY 1 X 101 GRAY 200MHz | OSCILLOSCOPES | 6625992257724 | N | CNR | FLUKE | No | No
E06 | Z4 | 4920998833213 | AS200-G, 394-4515 | PROBE SET GRAY | OSCILLOSCOPES | 6625992257724 | N | CNR | FLUKE | No | No
E06 | 6625 | 6625993958292 | TLS 200 | TEST LEAD SET | OSCILLOSCOPES | 6625992257724 | N | CNR | FLUKE | No | No
E06 | 6625 | 6625999578373 | C190 | HEAVY DUTY HARD CASE | OSCILLOSCOPES | 6625992257724 | N | CNR | FLUKE | No | No
E06 | W115 | 6625992517735 | 199C | DIGITAL HANDHELD OSCILLOSCOPE | OSCILLOSCOPES | 6625992257724 | N | 12 | FLUKE | Yes | Yes
E06 | W115 | 6625015148185 | 9530 | ACTIVE HEAD | OSCILLOSCOPES | N | N | 12 | FLUKE | Yes | Yes
E06 | W115 | 6625995355970 | PM3082 | OSCILLOSCOPE | OSCILLOSCOPES | Main Assy | N | 12 | FLUKE | Yes | Yes | 0114E
E06 | 3V7 | 6625997262872 | PM 8992/801 | POUCH ACCESSORIES | OSCILLOSCOPES | 6625995355970 | N | CNR | FLUKE | No | No
E06 | 0657 | 6625013943093 | 532244770121 | FRONT COVER | OSCILLOSCOPES | 6625995355970 | N | CNR | FLUKE | No | No
E06 | Z4 | 5935999405662 | 309783 & B35X13F999X99 | ADAPTOR | OSCILLOSCOPES | 6625995355970 | N | 12 | FLUKE | Yes | No
E06 | 10AD | 6625171087833 | PM9010/091 | PROBE 10:1 | OSCILLOSCOPES | 6625995355970 | N | CNR | FLUKE | No | No
E06 | Z1SP | 6625997715543 | 5322 321 21617 | MAINS CABLE | OSCILLOSCOPES | 6625995355970 | N | CNR | FLUKE | No | No
E06 | W115 | 6625014119747 | PM9001/001 and PM9001/002 | PROBE, TEST, 1:1 | OSCILLOSCOPES | 6625995355970 | N | CNR | FLUKE | No | Yes
E06 | W115 | 6625014649738 | WFM91 | WAVEFORM MONITOR | OSCILLOSCOPES | N | N | 12 | TEKTRONIX | Yes | Yes
E06 | W115 | 6625999111888 | HP54540 | OSCILLOSCOPE | OSCILLOSCOPES | N | N | 12 | KEYSIGHT | Yes | Yes
E06 | W115 | 6625015259485 | TDS3052B | DIGITAL OSCILLOSCOPE SET | OSCILLOSCOPES | Main Assy | N | 12 | TEKTRONIX | Yes | Yes | 0170E
E06 | W115 | 6625015259486 | TDS3052B & TDS3GV | 500MHz BANDWIDH DIGITAL OSCILLOSCOPE | OSCILLOSCOPES | 6625015259485 | N | 12 | TEKTRONIX | Yes | Yes
E06 | W115 | 6625014716313 | TDS3052 OPT RF | TWO CHANNEL COLOR DIGITAL PHOSPHOR OSCILLOSCOPE | OSCILLOSCOPES | Main Assy | N | 12 | TEKTRONIX | Yes | Yes | 0170E
E06 | W115 | 6625998553017 | TDS3052 WITH TDS3GM | OSCILLOSCOPE DIGITAL | OSCILLOSCOPES | 6625014716313 | N | 12 | TEKTRONIX | Yes | Yes
E06 | W115 | 6625013392391 | TEK2440 | OSCILLOSCOPE | OSCILLOSCOPES | N | N | 12 | TEKTRONIX | Yes | Yes
E06 | W115 | 6625994212270 | GX5000 MOD | PULSE GEN | PULSE GENERATOR | Main Assy | N | 12 | METRIX ELECTRONICS PLC | Yes | Yes | 0425E
E06 |  | 6625995492610 | GX5000-MOD Front Panel | Protector Rigid Front Panel | PULSE GENERATOR | 6625994212270 | N | CNR | METRIX ELECTRONICS PLC | No | No
E06 |  | 5995992193951 | GX5000-MOD Power Cord | Cable Assy Mains | PULSE GENERATOR | 6625994212270 | N | CNR | METRIX ELECTRONICS PLC | No | No
E06 |  | 6625998181036 | GX5000-MOD Carry Case | Case carrying | PULSE GENERATOR | 6625994212270 | N | CNR | METRIX ELECTRONICS PLC | No | No
E06 |  | 5920142241254 | 218.001 | Fuse 1A | PULSE GENERATOR | 6625994212270 | N | CNR | METRIX ELECTRONICS PLC | No | No
E06 | W115 | 6625996638464 | GX5000 MOD | PULSE GENERATOR | PULSE GENERATOR | 6625994212270 | N | 12 | METRIX ELECTRONICS PLC | Yes | Yes | 0425E
E06 | W115 | 6625999223859 | TDS3054B-RF | DIGITAL OSCILLOSCOPE SET 500MHZ 4 CHANNEL | OSCILLOSCOPES | Main Assy | N | 12 | TEKTRONIX | Yes | Yes | 0170E
E06 | W115 | 6625015093158 | TDS3054B + TDS3GV | Digital Phosphor Oscilloscope | OSCILLOSCOPES | 6625999223859 | N | 12 | TEKTRONIX | Yes | Yes | 0170E
E06 | Z4 | 6625009078358 | P6101B | OSCILLSCOPE PROBE 1:1 | OSCILLOSCOPES | 6625999223859 | N | CNR | TEKTRONIX | No | No
E06 | Z4 | 6625015259487 | HCTEK321 | HARD TRANSIT CASE | OSCILLOSCOPES | 6625999223859 | N | CNR | TEKTRONIX | No | No
E06 | Z4 | 6625015259489 | AC3000 | SOFT TRANSIT CASE | OSCILLOSCOPES | 6625999223859 | N | CNR | TEKTRONIX | No | No
E06 | Z4 | 6625014175349 | P6139A | OSCILLOSCOPE PROBE 10:1 | OSCILLOSCOPES | 6625999223859 | N | CNR | TEKTRONIX | No | No
E06 | W115 | 6625998777993 | 6148 | PULSE GENERATOR MODULATOR | PULSE GENERATOR | N | N | 12 | AEROFLEX | Yes | Yes
E06 | W115 | 6625995178462 | PM5715, OS300 | PULSE GENERATOR 50MH | PULSE GENERATOR | N | N | 12 | FLUKE | Yes | Yes
E06 | W115 | 6625010456274 | HEW8005B | PULSE GENERATOR | PULSE GENERATOR | N | N | 12 | Hewlet Packard | Yes | Yes
E06 | W115 | 6625011905008 | 8112A | PULSE GENERATOR | PULSE GENERATOR | N | N | 12 | KEYSIGHT | Yes | Yes | 0119E
E06 | W115 | 6625012038660 | HP5328A OPT 010/011/030/041/913 | COUNTER TIMER | TIMERS | N | N | 12 | KEYSIGHT | Yes | Yes | 0400E
E06 | W115 | 6625995005097 | 53131A OPT 001 ABA H12 | COUNTER TIMER UNIVERSAL | TIMERS | N | N | 12 | KEYSIGHT | Yes | Yes | 0154E
E06 | Z4 | 6625996815694 | AE1652 | TEST PROBE 1:1/1:10 | OSCILLOSCOPES | 6625997086692 | N | CNR | ASPEN ELECTRONICS | No | No
E06 | Z4 | 5996995550445 | AE1653 | UK POWER CORD | OSCILLOSCOPES | 6625997086692 | N | CNR | ASPEN ELECTRONICS | No | No
E06 | W115 | 6625011274955 | 5335A | COUNTER TIMER UNIVERSAL | TIMERS | N | N | 12 | KEYSIGHT | Yes | Yes
E06 | W115 | 6625997678248 | PM3380B | 100MHz COMBISCOPE | OSCILLOSCOPES | N | N | 12 | FLUKE | Yes | Yes | 0162E
E06 | W115 | 6625997277960 | 2232 OPT A2 | DIGITAL STORAGE OSCILLOSCOPE | OSCILLOSCOPES | N | N | 12 | TEKTRONIX | Yes | Yes | 0115E
E06 | W115 | 6625997439270 | 1992 OPT 04ES/55/60 | COUNTER TIME | TIMERS | N | N | 12 | RACAL | Yes | Yes | 0283E
E06 | W115 | 6625996843802 | TDS3054 Opt RF | OSCILLOSCOPE | OSCILLOSCOPES | N | N | 12 | TEKTRONIX | Yes | Yes | 0170E
E06 | W115 | 6625004713015 | TEK465 | OSCILLOSCOPE | OSCILLOSCOPES | N | N | 12 | TEKTRONIX | Yes | Yes
E06 | W115 | 6625012738156 | TEK2465B | OSCILLOSCOPE | OSCILLOSCOPES | N | N | 12 | TEKTRONIX | Yes | Yes | 0308E
E06 | W115 | 6625996287335 | HEW86220A | PLUG-IN UNIT | OSCILLOSCOPES | N | N | 18 | HEWLETT PACKARD | Yes | Yes
E06 | W115 | 6625996564977 | HP81110A & HPS81111A | PULSE/PATTERN GENERATOR | PULSE GENERATOR | N | N | 12 | HEWLETT PACKARD | Yes | Yes
E06 | W115 | 6625997569529 | LCYLT264M | WAVERUNNER OSCILLOSCOPE | OSCILLOSCOPES | N | N | 12 | LECROY | Yes | Yes
E06 | W115 | 6625014403392 | AGI54616B | OSCILLOSCOPE | OSCILLOSCOPES | N | N | 12 | KEYSIGHT | Yes | Yes | 0310E
E06 | 56A | 6625012754766 | 2246 | Oscilloscope | OSCILLOSCOPES | N | N | 12 | Tektronix | Yes | No
E06 |  | NIV | V1565 | 100MHZ OSCILLOSCOPE | OSCILLOSCOPES | N | N | 12 | HITACHI | Yes | No

## Lot E07
Sub Set | DMC | NSN (Full 13 no spaces) | Part No | DESCRIPTION | Group | Comprising Item | Special Conditions ( EMC, ITAR ,ATEX) | Cal period | OEM | Calibration | Repair | CSOR | Q1 Std Calibration Price | Q2 Std Repair & Calibration price | Q3 Service provided In-House or Sub-Con | Q4 Item covered under Schedule of UKAS Accreditation by the LAB carrying out the Work. | Q5 If service is provided at Sub-Con please specify supplier detail | Q6 UKAS Calibration Price | Q7 UKAS Repair and Calibration Price | Q8 Service provided In-House or Sub-Con | Q9 Item covered under Schedule of UKAS Accreditation by the LAB carrying out the Work. | Q10 If service is provided at Sub-Con please specify supplier detail. | Comments
E07 | W115 | 6625991338891 | 16802A | LOGIC ANALYZER | LOGIC | N | N | 24 | AGILENT | Yes | Yes
E07 | W115 | 6625992608201 | DNT2820 | DATABUS NETWORK TEST KIT | LOGIC | Main Assy | N | 12 | ULTRA ELECTRONICS | Yes | Yes
E07 | W115 | 4920996239127 | S2476 | DATA BUS NETWORK TESTER | LOGIC | 6625992608201 | N | 12 | ULTRA ELECTRONICS | Yes | Yes | 0404E
E07 | W115 | 6625999774774 | S2476N | DATABUS NETWORK TESTER | LOGIC | 6625992608201 | N | 12 | ULTRA ELECTRONICS | Yes | Yes | 0091E
E07 | W115 | 4920993506668 | DE2481 | SPARES KIT FOR DNT2820 DATABUS NETWORK TESTER | LOGIC | 6625992608201 | N | CNR | ULTRA ELECTRONICS | No | Yes
E07 | W115 | 4940998808092 | DE2491 | REPAIR KIT DATABUS | LOGIC | 6625992608201 | N | CNR | ULTRA ELECTRONICS | No | Yes
E07 | W115 | 4920992512174 | DE3300 | Arinc 429 Test Set | LOGIC | 6625992608201 | N | 12 | ULTRA ELECTRONICS | Yes | Yes
E07 | W115 | 6625999085747 | S2250-A-MoD VER 1 | PROTOCOL ANALYSER | LOGIC | Main Assy | N | 12 | SUNRISE TELECOM INCORPORATED | Yes | Yes
E07 | W115 | 7030992255075 | 01-100621A | X 25 SOFTWARE | LOGIC | 6625999085747 | N | CNR | SUNRISE TELECOM INCORPORATED | No | Yes
E07 | W115 | 6625992428820 | 2841B | 2Mbit Data Analyser | LOGIC | N | N | 24 | AEROFLEX | Yes | Yes | 0293E
E07 | W115 | 4920015520005 | N4691B Option MOF | ECAL MODULE | NETWORK ANALYSERS | N | N | 12 | KEYSIGHT | Yes | Yes
E07 | W115 | 6625015605637 | E8363B UNL with Opts 010 014 016 080 081 | NETWORK ANALYSER | NETWORK ANALYSERS | N | N | 12 | KEYSIGHT | Yes | Yes
E07 | W115 | 6625990220103 | S818A | ANALYSER NETWORK SET | NETWORK ANALYSERS | Main Assy | N | 12 | ANRITSU | Yes | Yes | 0619E
E07 | Z4 | 5935014760963 | 40-115 | ADAPTOR | NETWORK ANALYSERS | 6625990220103 | N | CNR | ANRITSU | No | No
E07 | Z4 | 5935014760965 | 806-141 | 12 VOLT DC ADAPTOR | NETWORK ANALYSERS | 6625990220103 | N | CNR | ANRITSU | No | No
E07 | Z4 | 5985012549468 | 22N50 | OPEN/SHORT | NETWORK ANALYSERS | 6625990220103 | N | 12 | ANRITSU | Yes | No
E07 | Z4 | 5985014575939 | 28N50-2 | PRECISION LOAD | NETWORK ANALYSERS | 6625990220103 | N | 12 | ANRITSU | Yes | No
E07 | W115 | 6625991338784 | E5071B SET | NETWORK ANALYSER SET | NETWORK ANALYSERS | Main Assy | N | 12 | AGILENT | Yes | Yes
E07 | W115 | 6625994714088 | E5071B | ENA SERIES NETWORK ANALYZER | NETWORK ANALYSERS | 6625991338784 | N | 12 | AGILENT | Yes | Yes
E07 | W115 | 7025993604866 | E5071B-810 | KEYBOARD DATA ENTRY | NETWORK ANALYSERS | 6625991338784 | N | CNR | AGILENT | No | Yes
E07 | W115 | 7025999831224 | E5071B-820 | MOUSE DATA ENTRY | NETWORK ANALYSERS | 6625991338784 | N | CNR | AGILENT | No | Yes
E07 | W115 | 8145995082780 | 9211-2658 | TRANSIT CASE | NETWORK ANALYSERS | 6625991338784 | N | CNR | AGILENT | No | Yes
E07 | W115 | 6625001932217 | HP | S PARAMETER TEST SET | NETWORK ANALYSERS | N | N | 12 | AGILENT | Yes | Yes
E07 | W115 | 6625013972907 | 8720C | NETWORK ANALYSER | NETWORK ANALYSERS | N | N | 12 | AGILENT | Yes | Yes
E07 | W115 | 6625993502030 | NFA001UK | NOISE FIGURE ANALYSER SET | NETWORK ANALYSERS | Main Assy | N | 12 | AGILENT | Yes | Yes | 0527E
E07 | W115 | 6625994139208 | N8973A OPT HO2 | NOISE FIGURE ANALYSER 10 MHz to 3050 MHz | NETWORK ANALYSERS | 6625993502030 | N | 12 | AGILENT | Yes | Yes
E07 | W115 | 6625992651284 | N4001A | NOISE SOURCE | NETWORK ANALYSERS | 6625993502030 | N | 12 | AGILENT | Yes | Yes
E07 | Z4 | 6150991318570 | 8120-8139 | CABLE ASSEMBLY | NETWORK ANALYSERS | 6625992651284 | N | CNR | AGILENT | No | No
E07 | W115 | 6625015931543 | E5071C | ENA SERIES NETWORK ANALYZER | NETWORK ANALYSERS | N | N | 12 | AGILENT | Yes | Yes
E07 | W115 | 6625997874476 | 11722A | SENSOR MODULE | NETWORK ANALYSERS | N | N | 12 | HEWLETT PACKARD | Yes | Yes
E07 | W115 | 6625993775285 | HP8753E OPT006 | NETWORK ANALYSER | NETWORK ANALYSERS | N | N | 12 | AGILENT | Yes | Yes | 0337E
E07 | W115 | 6625012577152 | HP8970B | NOISE FIGURE METER | NETWORK ANALYSERS | N | N | 12 | AGILENT | Yes | Yes | 0601E
E07 | W115 | 6625992381462 | 1TS2PRO-IF/MOD | NETWORK ANALYSER KIT | NETWORK ANALYSERS | Main Assy | N | 12 | FLUKE | Yes | Yes
E07 | W115 | 6625994988546 | DSP-FTK | FIBRE OPTIC TEST KIT | NETWORK ANALYSERS | 6625992381462 | N | 12 | FLUKE | Yes | Yes
E07 | W115 | 6625995737126 | 2841 | TELECOM ANALYSER | NETWORK ANALYSERS | Main Assy | N | 24 | AEROFLEX | Yes | Yes
E07 | W115 | 6625999960632 | 2841 | ANALYSER SET DIGITAL | NETWORK ANALYSERS | 6625995737126 | N | 24 | AEROFLEX | Yes | Yes
E07 | W115 | 6625123536479 | EB200 + OPT DS SU BP | RADIO SPECTRUM ANALYSER | NETWORK ANALYSERS | N | N | 12 | ROHDE & SCHWARZ | Yes | Yes | 0365E
E07 | W115 | 6625015668553 | 4300E-C | Puma 4300E-C Puma Telecom/Datacom Analyser ITU Version | NETWORK ANALYSERS | N | N | 12 | EXFO | Yes | Yes
E07 | W115 | 6625990563685 | 2853S | DIGITAL COMMS ANALYSER | NETWORK ANALYSERS | N | N | 12 | AEROFLEX | Yes | Yes
E07 | W115 | 6625990604201 | 6240F | Fault Locator | NETWORK ANALYSERS | N | N | 12 | AEROFLEX | Yes | Yes
E07 | W115 | 6625994998029 | 9343M | LCR DATABRIDGE | LOGIC | Main Assy | N | 12 | MOD | Yes | Yes | 0135E
E07 | 3V7 | 6625995171214 | 9343M-302 | TEST LEAD | LOGIC | 6625994998029 | N | CNR | MOD | No | No
E07 | 3V7 | 6625995339517 | 15-7002 | POUCH | LOGIC | 6625994998029 | N | CNR | MOD | No | No
E07 | 3V7 | 6625997967949 | 9343M-303 | TEST LEAD | LOGIC | 6625994998029 | N | CNR | MOD | No | No
E07 | Z4 | 6625998760197 | ALCR6605-00 | LEAD ADAPTOR AXIAL | LOGIC | 6625994998029 | N | CNR | MOD | No | No
E07 | W115 | 6625994955673 | 9343M | LCR DATA BRIDGE (BARE ITEM) | LOGIC | 6625994998029 | N | 12 | MOD | Yes | Yes
E07 | W115 | 7025996660613 | 5237 | DATA RECORDER SET | LOGIC | Main Assy | N | 48 | MICRO MOVEMENTS LTD | Yes | Yes | 0318E
E07 | W115 | 7025993475241 | 5236 | DATA ACQUISTION UNIT | LOGIC | 7025996660613 | N | 48 | MICRO MOVEMENTS LTD | Yes | Yes
E07 | Z4 | 6625991318293 | MML5238 | DATA RECORDER TEST SET LEAD | LOGIC | 7025996660613 | N | CNR | MICRO MOVEMENTS LTD | No | No
E07 | W115 | 6625991115367 | 6200B | MICROWAVE TEST SET | NETWORK ANALYSERS | Main Assy | N | 12 | AEROFLEX | Yes | Yes | 0239E
E07 | Z4 | 5998998461873 | 59000-182V | MEMORY CARD | NETWORK ANALYSERS | 6625991115367 | N | CNR | AEROFLEX | No | No
E07 | Z4 | 6625997861613 | 54124-0275 | FRONT STOWAGE COVER | NETWORK ANALYSERS | 6625991115367 | N | CNR | AEROFLEX | No | No
E07 | Z4 | 6625999691700 | 54112-156F | CARRYING TRANSIT CASE | NETWORK ANALYSERS | 6625991115367 | N | CNR | AEROFLEX | No | No
E07 | W115 | 6625994533382 | 562333/002 | DETECTOR HD | NETWORK ANALYSERS | 6625991115367 | N | 12 | AEROFLEX | Yes | Yes
E07 | W115 | 6625996635082 | 6200/305 | MICROWAVE TEST SET | NETWORK ANALYSERS | 6625991115367 | N | 12 | AEROFLEX | Yes | Yes | 0527E
E07 | Z42 | 5995995511684 | 43138-663 | SENSOR CABLE | NETWORK ANALYSERS | 6625996635082 | N | CNR | AEROFLEX | No | No
E07 | Z4 | 6150996459232 | 43123-076Y | CABLE ASSEMBLY POWER | NETWORK ANALYSERS | 6625996635082 | N | CNR | AEROFLEX | No | No
E07 | Z4 | 5999994356524 | 6950/069 | CAP ELECTRICAL | NETWORK ANALYSERS | 6625996635082 | N | CNR | AEROFLEX | No | No
E07 | W115 | 6625997214869 | 6500 | AUTOMATIC AMPLITUDE ANALYSER | NETWORK ANALYSERS | N | N | 6 | AEROFLEX | Yes | Yes
E07 | W115 | 6625998422583 | 2841 | DATA ANALYSER SET | LOGIC | Main Assy | N | 12 | AEROFLEX | Yes | Yes
E07 | W115 | 6625999960632 | 2841 | ANALYSER SET DIGITAL | LOGIC | 6625998422583 | N | 24 | AEROFLEX | Yes | Yes
E07 | W115 | 6625994138121 | 6200/306 | MICROWAVE TEST SET | NETWORK ANALYSERS | Main Assy | N | 12 | AEROFLEX | Yes | Yes
E07 | W115 | 5995997384743 | 43138/665 | DC SENSOR CABLE 3 MTR | NETWORK ANALYSERS | 6625994138121 | N | CNR | AEROFLEX | No | Yes
E07 | W115 | 6625998322890 | 6230A | DETECTOR SCALER | NETWORK ANALYSERS | 6625994138121 | N | 12 | AEROFLEX | Yes | Yes
E07 | Z4 | 5998998317926 | 59000-280L | MEMORY CARD | NETWORK ANALYSERS | 6625994138121 | N | CNR | AEROFLEX | No | No
E07 | Z4 | 5998998460421 | 59000-264R | CIRCUIT CARD ASSEMBLY | NETWORK ANALYSERS | 6625994138121 | N | CNR | AEROFLEX | No | No
E07 | 5998 | 5998998117708 | 59000-186T | 512KB MEMORY CARD | NETWORK ANALYSERS | 6625994138121 | N | CNR | AEROFLEX | No | No
E07 | Z4 | 6625997861613 | 54124-0275 | FRONT STOWAGE COVER | NETWORK ANALYSERS | 6625994138121 | N | CNR | AEROFLEX | No | No
E07 | Z4 | 6625999691700 | 54112-156F | CARRYING TRANSIT CASE | NETWORK ANALYSERS | 6625994138121 | N | CNR | AEROFLEX | No | No
E07 | W115 | 7010995735362 | 3195314-2 | RUGGEDISED EQUIPMENT CONTROLLER | LOGIC | Main Assy | N | 12 | RAYTHEON SYSTEMS LIMITED | Yes | Yes
E07 | W115 | 7025995735363 | 3195311-1 | INTERFACE UNIT | LOGIC | 7010995735362 | N | CNR | RAYTHEON SYSTEMS LIMITED | No | Yes
E07 | Z4 | 6140995735359 | 3195302-1 | BATTERY (Li) | LOGIC | 7010995735362 | N | CNR | RAYTHEON SYSTEMS LIMITED | No | No
E07 | 47TEA | 5995994121006 | 209-21M | CABLE ASSEMBLY POWER ELECTRICAL - UK | LOGIC | 7010995735362 | N | CNR | RAYTHEON SYSTEMS LIMITED | No | No
E07 | W115 | 7025014652194 | 09J1195 | REMOVABLE HARD DISK | LOGIC | 7010995735362 | N | CNR | RAYTHEON SYSTEMS LIMITED | No | Yes
E07 | Z4 | 6130014652701 | ZVC70NS19E | ADAPTOR AC | LOGIC | 7010995735362 | N | CNR | RAYTHEON SYSTEMS LIMITED | No | No
E07 | W115 | 6625995318643 | TDMG-2C | TELEGRAPH & DATA SIGNAL ANALYSER | LOGIC | N | N | 60 | TREND NETWORKS SERVICES | Yes | Yes
E07 | W115 | 6625991209036 | PMP-20(BN876-04) | NOISE METER | NETWORK ANALYSERS | Main Assy | N | 12 | JDSU UK LIMITED | Yes | Yes | 0576E
E07 | W115 | 6625999732890 | BN 2090/01 | CASE METER | NETWORK ANALYSERS | 6625991209036 | N | CNR | JDSU UK LIMITED | No | Yes
E07 | W115 | 6130992542878 | BN 2068/01 | CHARGER BATTERY | NETWORK ANALYSERS | 6625991209036 | N | CNR | JDSU UK LIMITED | No | Yes
E07 | W115 | 6625999774774 | S2476N | DATABUS TEST SET | LOGIC | Main Assy | N | 12 | ULTRA | Yes | Yes | 0091E
E07 | Z4 | 5985998958722 | S2476NC | CALIBRATION PAD | LOGIC | 6625999774774 | N | 12 | ULTRA | Yes | No | 0601E
E07 | Z4 | 6150998568257 | BC292A0282 | CABLE ASSEMBLY | LOGIC | 6625999774774 | N | CNR | ULTRA | No | No
E07 | W115 | 6625995841950 | IP6.2 | FOUR WIRE COUPLING NETWORK | LOGIC | Main Assy | N | 12 | HAEFELY EMILE UND CIE AG | Yes | Yes
E07 | W115 | 6150995174500 | 93804.1 | CABLE HIGH VOLTAGE | LOGIC | 6625995841950 | N | CNR | HAEFELY EMILE UND CIE AG | No | Yes
E07 | W115 | 6625998930194 | E8362B + OPT 16 | NETWORK ANALYSER | NETWORK ANALYSERS | N | N | 12 | AGILENT TECHNOLOGIES UK LIMITED | Yes | Yes
E07 | W115 | 7010998339526 | A-770-7 | Ruggedised Laptop Computer Set | LOGIC | Main Assy | N | 12 | RUGGED SYSTEMS LIMITED | Yes | Yes
E07 | Z4 | 8460014147271 | RSPN 1025 | CARRYING CASE | LOGIC | 7010998339526 | N | CNR | RUGGED SYSTEMS LIMITED | No | No
E07 | Z4 | 6130999277176 | RSPN 2037 | CHARGER BATTERY | LOGIC | 7010998339526 | N | CNR | RUGGED SYSTEMS LIMITED | No | No
E07 | Z4 | 6150995810839 | RSPN 2038 | CABLE ASSEMBLY | LOGIC | 7010998339526 | N | CNR | RUGGED SYSTEMS LIMITED | No | No
E07 | W115 | 4920014945550 | 20UKL100 | EWETET UNIT 1 SYST CONTROLLER / PWR AMP | LOGIC | Main Assy | N | 12 | DRS TECHNOLOGIES | Yes | Yes
E07 | W115 | 7045015310672 | 900284-001 | HARD DRIVE & FLASHCARD CARRYING CASE | LOGIC | 4920014945550 | N | CNR | DRS TECHNOLOGIES | No | Yes
E07 | W115 | 6625014945573 | 20UK3000 | EWETET ACCESSORY CASE | LOGIC | Main Assy | N | 12 | DRS TECHNOLOGIES | Yes | Yes
E07 | W115 | 5995015521418 | 250075-001 | CABLE ASSEMBLY HHT ETHERNET AND POWER SPLIT | LOGIC | 6625014945573 | N | CNR | DRS TECHNOLOGIES | No | Yes
E07 | W115 | 6150015579022 | 250079-001 | CABLE ASSEMBLY ETET HHT | LOGIC | 6625014945573 | N | CNR | DRS TECHNOLOGIES | No | Yes
E07 | W115 | 6150015310670 | 20UK3003 | CABLE POWER | LOGIC | 6625014945573 | N | CNR | DRS TECHNOLOGIES | No | Yes
E07 | W115 | 6150015310669 | 250005-001 | GPIB CABLE | LOGIC | 6625014945573 | N | CNR | DRS TECHNOLOGIES | No | Yes
E07 | W115 | 5995015310664 | 240012-001 | ADAPTER TNC(F) to TNC(F) | LOGIC | 6625014945573 | N | CNR | DRS TECHNOLOGIES | No | Yes
E07 | W115 | 6625015310663 | 240050-001 | ADAPTER PTNC(M) to PTNC(M) | LOGIC | 6625014945573 | N | CNR | DRS TECHNOLOGIES | No | Yes
E07 | W115 | 6680992608155 | DI-550 | DATA ANALYSER SET | LOGIC | Main Assy | N | 12 | SKF | Yes | Yes
E07 | W115 | 6680996314980 | D1-550 | DATA COLLECTOR | LOGIC | 6680992608155 | N | 12 | SKF | Yes | Yes
E07 | Z4 | 6130991294535 | ICU-1 | CHARGER BATTERY | LOGIC | 6680992608155 | N | CNR | SKF | No | No
E07 | W115 | 6130996403765 | PSU-1 | POWER SUPPLY | LOGIC | 6680992608155 | N | CNR | SKF | No | Yes
E07 | Z4 | 5995998845746 | CA-15 | CABLE ASSEMBLY SPECIAL PURPOSE ELECTRICAL | LOGIC | 6680992608155 | N | CNR | SKF | No | No
E07 | Z9BAT | 6140991968062 | BP-4 | BATTERY PACK | LOGIC | 6680992608155 | N | CNR | SKF | No | No
E07 | Z4 | 6680994885933 | STR-1 | STRAP CARRYING | LOGIC | 6680992608155 | N | CNR | SKF | No | No
E07 | Z4 | 5995995992721 | MC-UK | CABLE ASSEMBLY SPECIAL PURPOSE ELECTRICAL | LOGIC | 6680992608155 | N | CNR | SKF | No | No
E07 | Z4 | 5995991322010 | CA-11 | CABLE ASSEMBLY SPECIAL PURPOSE ELECTRICAL | LOGIC | 6680992608155 | N | CNR | SKF | No | No
E07 | W115 | 7021999945956 | CMC-400-RN | DATA COLLECTOR | LOGIC | N | N | 12 | SKF | Yes | Yes
E07 | W115 | 6625991477371 | SSE20-MOD | DIGITAL ANALYSER SET | LOGIC | Main Assy | N | 12 | PHOENIX DATACOM | Yes | Yes | 0296E
E07 | W115 | 6625995797961 | SSE20 | DIGITAL ANALYSER | LOGIC | 6625991477371 | N | 12 | PHOENIX DATACOM | Yes | Yes | 0296E
E07 | Z4 | 6130993554329 | SS138 | BATTERY CHARGER | LOGIC | 6625991477371 | N | CNR | PHOENIX DATACOM | No | No
E07 | Z4 | 6150998338490 | SA145-UK | MAINS LEAD | LOGIC | 6625991477371 | N | CNR | PHOENIX DATACOM | No | No
E07 | W115 | 6625993691418 | SSE20 MOD/001 | CABLE AND ADAPTOR SET | LOGIC | 6625991477371 | N | CNR | PHOENIX DATACOM | No | Yes
E07 | W115 | 6625993017300 | SS101 | CARRY CASE | LOGIC | 6625991477371 | N | CNR | PHOENIX DATACOM | No | Yes
E07 | W115 | 6625012853481 | 560A | NETWORK ANALYSER | NETWORK ANALYSERS | N | N | 12 | ANRITSU | Yes | Yes
E07 | W115 | 4920014945553 | 20UKL200 | EWETET UNIT 2 SCALER NETWORK ANALYSER | NETWORK ANALYSERS | Main Assy | N | 12 On Site | DRS TECHNOLOGIES | Yes | Yes
E07 | W115 | 6625014787678 | 54147A | SCALER NETWORK ANALYSER | NETWORK ANALYSERS | 4920014945553 | N | 12 On Site | DRS TECHNOLOGIES | Yes | Yes | 0292E
E07 | W115 | 6625992541565 | HEW8753A | NETWORK ANALYZER | NETWORK ANALYSERS | N | N | 12 | HEWLETT PACKARD | Yes | Yes | 0337E
E07 | W115 | 6625998761471 | HEW1660E | LOGIC ANALYZER | LOGIC | N | N | 12 | HEWLETT PACKARD | Yes | Yes
E07 | W115 | 6625993958107 | AGI8753ES | NETWORK ANALYSER | NETWORK ANALYSERS | N | N | 12 | HEWLETT PACKARD | Yes | Yes
E07 | W115 | 5995999582000 | AGI85133-60016 | FLEXABLE TEST PORT CABLE | NETWORK ANALYSERS | N | N | 12 | AGILENT TECHNOLOGIES | Yes | Yes
E07 | W115 | 6625011943821 | HEW346B +Opt 001 | NOISE SOURCE | NETWORK ANALYSERS | N | N | 12 | HEWLETT PACKARD | Yes | Yes
E07 | W115 | 6625013741328 | AGI8757D | SCALAR ANALYSER | NETWORK ANALYSERS | N | N | 12 | AGILENT TECHNOLOGIES | Yes | Yes | 0640E
E07 | W115 | 6625015293891 | FLUDTX1200 | DTX CABLE ANALYSER | NETWORK ANALYSERS | Main Assy | N | 12 | FLUKE | Yes | Yes | 0593E
E07 | W115 | 6625015293548 | DTX 1200 | CABLE ANALYSER SET (Qty 1) | NETWORK ANALYSERS | 6625015293891 | N | 12 | FLUKE | Yes | Yes | 0593E
E07 | Z4 | 6625015291962 | DTX-PLA001 | ADAPTOR LINK Qty 2) | NETWORK ANALYSERS | 6625015293891 | N | CNR | FLUKE | No | No
E07 | Z4 | 6625015291961 | DTX-1200SR | SMART REMOTE (Qty 1) | NETWORK ANALYSERS | 6625015293891 | N | CNR | FLUKE | No | No
E07 | Z4 | 6625015291963 | DTX-CHA001 | CHANNEL ADAPTOR (Qty 2) | NETWORK ANALYSERS | 6625015293891 | N | CNR | FLUKE | No | No
E07 | Z4 | 6625015291964 | DSP-PM06 | ADAPTER MICROCIRCUIT PROGRAMMER (Qty 2) | NETWORK ANALYSERS | 6625015293891 | N | CNR | FLUKE | No | No
E07 | W115 | 6625015294417 | DTX-TSET HEADSET | HEADSET ELECTRICAL (Qty 2) | NETWORK ANALYSERS | 6625015293891 | N | CNR | FLUKE | No | Yes
E07 | W115 | 6625015294415 | DTX-ACUM | POWER SUPPLY plus Mains Cable (Qty 2 of 2) | NETWORK ANALYSERS | 6625015293891 | N | CNR | FLUKE | No | Yes
E07 | W115 | 6625015294416 | DTX-USB | ADAPTER CABLE BREAKOUT (Qty 1) | NETWORK ANALYSERS | 6625015293891 | N | CNR | FLUKE | No | Yes
E07 | Z4 | 6145015291965 | DTX-SER | ADAPTOR CABLE (Qty 1) | NETWORK ANALYSERS | 6625015293891 | N | CNR | FLUKE | No | No
E07 | N/A | N/A | DTX-CASE | SOFT CASE AND CASE STRAP (Qty 1) | NETWORK ANALYSERS | 6625015293891 | N | CNR | FLUKE | No | No
E07 | N/A | N/A | DTX-STRP | CARRY STRAPS FOR ANALYSER AND SMART REMOTE (Qty 1) | NETWORK ANALYSERS | 6625015293891 | N | CNR | FLUKE | No | No
E07 | W115 | 6625015406227 | AGIE5062A | NETWORK ANALYSER | NETWORK ANALYSERS | N/A | N | 12 | AGILENT TECHNOLOGIES | Yes | Yes
E07 | W115 | 6625015520006 | AGIN5230A | PNA-L MICROWAVE NTWK ANALYSER | NETWORK ANALYSERS | N/A | N | 12 | AGILENT TECHNOLOGIES | Yes | Yes
E07 | W115 | 6625015821205 | ANRMS2036A | 2-PORT VNA MASTER | NETWORK ANALYSERS | Main Assy | N | 12 | ANRITSU | Yes | Yes
E07 | W115 | 6625015823084 | MA24104A | IN-LINE HIGH POWER SENSOR | NETWORK ANALYSERS | 6625015821205 | N | 12 | ANRITSU | Yes | Yes
E07 | W115 | 5995015194555 | 15NNF50-1.5C | CABLE | NETWORK ANALYSERS | 6625015821205 | N | CNR | ANRITSU | No | Yes
E07 | W115 | 6130991521165 | 2000-1374 | BATTERY CHARGER | NETWORK ANALYSERS | 6625015821205 | N | CNR | ANRITSU | No | Yes
E07 | Z4 | 6625015584206 | 760-243-R | TRANSIT CASE | NETWORK ANALYSERS | 6625015821205 | N | CNR | ANRITSU | No | No
E07 | W115 | 6625015819647 | MS2036A | VECTOR NETWORK ANALYSER | NETWORK ANALYSERS | 6625015821205 | N | 12 | ANRITSU | Yes | Yes
E07 | W115 | 6625015830918 | MA24106A | TRUE RMS USB POWER SENSOR | NETWORK ANALYSERS | 6625015821205 | N | 12 | ANRITSU | Yes | Yes
E07 | W115 | 6625015823093 | ODTF-1 | OPTICAL DTF MODULE | NETWORK ANALYSERS | 6625015821205 | N | 12 | ANRITSU | Yes | Yes
E07 | W115 | 5895992125597 | 42N50A-30 | AATTENUATOR 30dB | NETWORK ANALYSERS | 6625015821205 | N | 12 | ANRITSU | Yes | Yes
E07 | W115 | 5935012227464 | 34NN50A | ADAPTOR | NETWORK ANALYSERS | 6625015821205 | N | CNR | ANRITSU | No | Yes
E07 | W115 | 5935014615223 | 34NFNF50 | ADAPTOR | NETWORK ANALYSERS | 6625015821205 | N | CNR | ANRITSU | No | Yes
E07 | W115 | 6625992415682 | FIR6000A | COMMUNICATIONS ANALYSER | NETWORK ANALYSERS | N/A | N | 12 | TTC | Yes | Yes
E07 | W115 | 6625996629295 | IFR6240F | FAULT LOCATOR | NETWORK ANALYSERS | N | N | 12 | AEROFLEX | Yes | Yes
E07 | NK | NIV | D2000PRO | ISDN ANALYSER & TESTER | LOGIC | N | N | 12 | AETHRA | Yes | No
E07 | NK | NIV | DSP-2000SR | REMOTE UNIT | NETWORK ANALYSERS | N | N | 12 | Fluke | Yes | No
E07 | NK | NIV | DTX1800 | CABLE ANALYSER SET | NETWORK ANALYSERS | N | N | 12 | Fluke | Yes | No
E07 | NK | NIV | Tico 735 | RATE METER | LOGIC | N | N | 12 | HENGSTLER | Yes | No
E07 |  | UNKNOWN | DTX-1800 | Cable Analyser | LOGIC | N | N | 12 | Fluke Networks | Yes | No
E07 |  | NIVDSG/0527 | HST-3000C | ISDN Tester | LOGIC | N | N | 12 | Acterna | Yes | No
E07 |  | NIVDSG/0527 | HST-3000 SIM TI/CU | Ethernet Module | LOGIC | N | N | 12 | Acterna | Yes | No
E07 |  | HNGTICO735 | C628-40000 | Rate Meter | LOGIC | N | N | 12 | Veeder-Root | Yes | No
E07 |  | AGTE5070B | E5070B | ENA Series Network Analyzer | NETWORK ANALYSERS | N | N | 12 | Agilent | Yes | No
E07 |  | 3072012 | J2300E | PROTOCOL ANALYSER | LOGIC | N | N | 12 | HP | Yes | No
E07 |  | 4204591 | MD6430A | DATA ANALYSER TESTER | LOGIC | N | N | 12 | ANTITSU | Yes | No
E07 | O668 | 6625013290518 | HEW1652B | LOGIC ANALYZER | LOGIC | N | N | 12 |  | Yes | No
E07 | O880 | 6625013372802 | TEK1502C | TDR TEST SET | LOGIC | N | N | 12 |  | Yes | No
E07 |  | 6625014711247 | FLUDSP-2000 | CABLE ANALYSER | LOGIC | N | N | 12 |  | Yes | No
E07 | 6625 | 6625992123284 | AGIE9340A | PERSONAL LOGIC ANALYSER | LOGIC | N | N | 12 |  | Yes | No
E07 |  | NIV | 1660E | LOGIC ANALYSER | LOGIC | N | N | 12 | HP | Yes | No
E07 |  | NIV | MTT-27 | TRANSMISSION TESTING MODULE | LOGIC | N | N | 12 | SUNSET | Yes | No
E07 |  | NIV | R-2001D | COMMS SYSTEM ANALYSER | LOGIC | N | N | 12 | MOTOROLA | Yes | No
E07 |  | 6625998337555 | AGIE8363B | VECTOR NETWORK ANALYSER | NETWORK ANALYSERS | N | N | 12 | AGILENT TECHNOLOGIES | Yes | No
E07 |  | 6625992128284 | AGIE9340A | LogicWave PC LOGIC ANALYSER | LOGIC | N | N | 12 | AGILENT TECHNOLOGIES | Yes | No
E07 |  | 6625999307280 | HEW1661CS | LOGIC STATE ANALYSER | LOGIC | N | N | 12 | HEWLETT PACKARD | Yes | No
E07 |  | 6625014585217 | HEW8720D | VECTOR NETWORK ANALYSER | NETWORK ANALYSERS | N | N | 12 | N/KN/KN/KN/KN/K | Yes | No
E07 |  | 6625014716560 | HEW8753D | NETWORK ANALYSER | NETWORK ANALYSERS | N | N | 12 | HEWLETT PACKARD | Yes | No
E07 |  | 6625013176057 | HEW8757C | SCALAR ANALYSER | NETWORK ANALYSERS | N | N | 12 | HEWLETT PACKARD | Yes | No
E07 | 110MR | 6625013364552 | HEW8757E | SCALAR ANALYSER | NETWORK ANALYSERS | N | N | 12 | HEWLETT PACKARD | Yes | No
E07 |  | 100000 | TTC42522 | INTERFACE V.35/RS-449/X.21 | LOGIC | N | N | 12 | TELECOMS TECHNIQUES CORP. | Yes | No
E07 |  | 6625994928563 | WANPFA-35 | 2 M/BIT TESTER | NETWORK ANALYSERS | N | N | 12 | WANDEL AND GOLTERMANN | Yes | No

## Lot E08
Sub Set | DMC | NSN (Full 13 no spaces) | Part No | DESCRIPTION | Group | Comprising Item | Special Conditions ( EMC, ITAR ,ATEX) | Cal period | OEM | Calibration | Repair | CSOR | Q1 Std Calibration Price | Q2 Std Repair & Calibration price | Q3 Service provided In-House or Sub-Con | Q4 Item covered under Schedule of UKAS Accreditation by the LAB carrying out the Work. | Q5 If service is provided at Sub-Con please specify supplier detail | Q6 UKAS Calibration Price | Q7 UKAS Repair and Calibration Price | Q8 Service provided In-House or Sub-Con | Q9 Item covered under Schedule of UKAS Accreditation by the LAB carrying out the Work. | Q10 If service is provided at Sub-Con please specify supplier detail. | Comments
E08 | W115 | 6625014647876 | 53132A OPT 010 | COUNTER | FREQUENCY | N | N | 12 | KEYSIGHT | Yes | Yes
E08 | W115 | 6625991665497 | S266 | FREQUENCY STANDARD SET | FREQUENCY | Main Assy | N | 12 | FLUKE | Yes | Yes
E08 | W115 | 5985991273241 | 910R-01 | GPS ANTENNA | FREQUENCY | 6625991665497 | N | CNR | FLUKE | No | Yes
E08 | W115 | 5995998654114 | 910R-02 | CABLE 20 METRE FOR GPS ANTENNA | FREQUENCY | 6625991665497 | N | CNR | FLUKE | No | Yes
E08 | W115 | 6625998581244 | 910R-S266 | FREQUENCY STANDARD | FREQUENCY | 6625991665497 | N | CNR | FLUKE | No | Yes
E08 | W115 | 6625997864628 | 1998 | FREQUENCY COUNTER | FREQUENCY | Main Assy | N | 12 | THALES | Yes | Yes | 0111E
E08 | Z4 | 5995996498050 | 23-3416 | CABLE ASSY POWER ELECT | FREQUENCY | 6625997864628 | N | CNR | RACAL | No | No
E08 | Z4 | 6625998313971 | 15-7008 | POUCH STOWAGE | FREQUENCY | 6625997864628 | N | CNR | RACAL | No | No
E08 | W115 | 5920993526626 | NONE | FUSE LINK 250Ma | FREQUENCY | 6625997864628 | N | CNR | RACAL | No | Yes
E08 | W115 | 5920997913495 | 23-0052 | FUSE LINK 500Ma SURGE | FREQUENCY | 6625997864628 | N | CNR | RACAL | No | Yes
E08 | W115 | 5920999503898 | NONE | FUSE 13GHz (PACK OF 5) | FREQUENCY | 6625997864628 | N | CNR | RACAL | No | Yes
E08 | Z4 | 6625997811571 | 15-5004 | DUST COVER | FREQUENCY | 6625997864628 | N | CNR | RACAL | No | No
E08 | W115 | 6625992446301 | 1998 | FREQUENCY COUNTER BARE ITEM | FREQUENCY | 6625997864628 | N | 12 | RACAL | Yes | Yes
E08 | W115 | 6625992722789 | MF2414B | MICROWAVE FREQUENCY COUNTER | FREQUENCY | N | N | 12 | ANRITSU | Yes | Yes | 0549E
E08 | W115 | 6625994622240 | 8841C-01 | MONITOR, RADIO FREQUENCY | FREQUENCY | N | N | 24 | NARDA | Yes | Yes | 0270E
E08 | W115 | 6625998400956 | HP3586C OPT908 | SELECTIVE LEVEL METER | FREQUENCY | N | N | 12 | KEYSIGHT | Yes | Yes
E08 | W115 | 6625996235830 | 451 | PULSE COUNTER | FREQUENCY | N | N | 12 | RACAL | Yes | Yes
E08 | W115 | 6625997811669 | 6145 | PULSE MODULATOR | MODULATION METER | N | N | 12 | AEROFLEX | Yes | Yes
E08 | W115 | 6625010814156 | 8901A Opt 3&10 | MODULATION ANALYSER | MODULATION METER | N | N | 12 | KEYSIGHT | Yes | Yes
E08 | Z4 | 6625998342667 | A7-MX | FREQUENCY | FREQUENCY | N | N | 12 | QUARTZLOCK (UK) LTD | Yes | No
E08 | Z4 | 6625991222343 | 6233A | Scalar Detector | FREQUENCY | N | N | 12 | IFR | Yes | No
E08 | W115 | 6625997804898 | 1250 | FREQUENCY RESPONSE ANALYSER | FREQUENCY | N | N | 12 | SOLATRON GROUP LTD | Yes | Yes | 0277E
E08 | W115 | 6625997879023 | 1250A | FREQUENCY RESPONSE ANALYSER | FREQUENCY | N | N | 12 | SOLATRON GROUP LTD | Yes | Yes | 0277E
E08 | W115 | 6625013378124 | HP5361B | FREQUENCY COUNTER | FREQUENCY | N | N | 12 | KEYSIGHT | Yes | Yes
E08 | W115 | 5895991481389 | LF1-400 | CONVERTER, FREQUENCY, ELECTRONIC | FREQUENCY | N | N | 24 | MAGNUS-POWER | Yes | Yes
E08 | W115 | 6625996603701 | HP3325A OPT 001 909 | FREQUENCY SYNTHESISER | FREQUENCY | N | N | 12 | KEYSIGHT | Yes | Yes | 0252E
E08 | W115 | 6625005314752 | HEW5345A | COUNTER FREQUENCY | FREQUENCY | N | N | 12 | HEWLETT PACKARD | Yes | Yes
E08 | W115 | 6625012388830 | HEW8901B | MODULATION ANALYZER | MODULATION METER | N | N | 12 | HEWLETT PACKARD | Yes | Yes
E08 | W115 | 6625013036545 | HUN1000 | TRACKER | FREQUENCY | N | N | 12 | HUNTRON INSTRUMENTS Ltd | Yes | Yes
E08 | W115 | 6625994496886 | TEKFG5010 | FUNCTION GENERATOR | FREQUENCY | N | N | 12 | TEKTRONIX | Yes | Yes | 0514E
E08 | W115 | 6625996459235 | MI-TF2169 | PULSE MODULATOR | MODULATION METER | N | N | 12 | AEROFLEX | Yes | Yes
E08 | W115 | 6625996485826 | HEW86222B | RF PLUG-IN UNIT 0.01-2.4GHZ | FREQUENCY | N | N | 12 | HEWLETT PACKARD | Yes | Yes
E08 | W115 | 6625996549929 | MI-TF2300BM | MODULATION METER | MODULATION METER | N | N | 12 | AEROFLEX | Yes | Yes
E08 | W115 | 6625997011644 | RAD1991 | UNIVERSAL COUNTER | FREQUENCY | Main Assy | N | 12 | RACAL ELECTRONICS Ltd | Yes | Yes | 0017E
E08 | Z4 | 5995995879592 | 23-9202 | CABLE ASSEMBLY | FREQUENCY | 6625997011644 | N | CNR | RACAL ELECTRONICS Ltd | No | No
E08 | W115 | 6625993002397 | 1991 | COUNTER TIMER UNIVERSAL | FREQUENCY | 6625997011644 | N | 12 | RACAL ELECTRONICS Ltd | Yes | Yes
E08 | 3V7 | 6625994957785 | 15-7003 | POUCH | FREQUENCY | 6625997011644 | N | CNR | RACAL ELECTRONICS Ltd | No | No
E08 | W115 | 6625997570584 | MI-2305 | MODULATION METER | MODULATION METER | N | N | 12 | AEROFLEX | Yes | Yes
E08 | W115 | 6625013935966 | EIP28B | FREQUENCY COUNTER 26.5GHZ | FREQUENCY | N | N | 12 | EIP CORPORATION | Yes | Yes
E08 | W115 | 6625993376164 | PUUCNT-90 | TIMER/COUNTER/ANALYSER | FREQUENCY | Main Assy | N | 12 | PENDULUM INSTS | Yes | Yes | 0591E
E08 | W115 | 6625992127932 | CNT-90 | FREQUENCY COUNTER | FREQUENCY | 6625993376164 | N | 12 | PENDULUM INSTS | Yes | Yes
E08 | W116 | 6625994348349 | WESS109-6-60 | Frequency Meter | FREQUENCY | N/A | N | 36 | WESTON AEROSPACE LTD | Yes | Yes
E08 | Z99TEL | 6625996203593 | SD0241175 | TEST SET ACOUSTIC ACCESSORIES | FREQUENCY | N | N | 12 | RACAL ACOUSTICS LTD | Yes | No
E08 | NONE | NIVDSG/0284 | 8657A | SIGNAL GENERATOR | FREQUENCY | N | N | 12 | KEYSIGHT | Yes | No
E08 | NONE | NIVN IV DSG0381 | 8902G | SWR ACCESSORY KIT | FREQUENCY | N | N | 12 | N/K | Yes | No
E08 | NONE | NIVN IV DSG0476 | SV106 | HUMAN VIBRATION METER | FREQUENCY | N | N | 12 | SVENTEK | Yes | No
E08 | A807 | 6625014687901 | 53150A | Frequency Counter | FREQUENCY | N | N | 12 | Agilent | Yes | No
E08 |  | 100000 | HEW5327B | COUNTER | FREQUENCY | N | N | 12 | HEWLETT PACKARD | Yes | No
E08 |  | 6625010336625 | MI TF2304 | FM/AM MODULATION METER | MODULATION METER | N | N | 12 | MARCONI INSTRUMENTS | Yes | No

## Lot E09
Sub Set | DMC | NSN (Full 13 no spaces) | Part No | DESCRIPTION | Group | Comprising Item | Special Conditions ( EMC, ITAR ,ATEX) | Cal period | OEM | Calibration | Repair | CSOR | Q1 Std Calibration Price | Q2 Std Repair & Calibration price | Q3 Service provided In-House or Sub-Con | Q4 Item covered under Schedule of UKAS Accreditation by the LAB carrying out the Work. | Q5 If service is provided at Sub-Con please specify supplier detail | Q6 UKAS Calibration Price | Q7 UKAS Repair and Calibration Price | Q8 Service provided In-House or Sub-Con | Q9 Item covered under Schedule of UKAS Accreditation by the LAB carrying out the Work. | Q10 If service is provided at Sub-Con please specify supplier detail. | Comments
E09 | W115 | 6625990844655 | JL/AO-12750 | PORTABLE MICROWAVE SIGNAL SOURCE | SIGNAL GENERATORS | N | N | 12 | JOYCE-LOEBL | Yes | Yes | 0354E
E09 | W115 | 6625012566124 | 7618E or 346B | NOISE GENERATOR | SIGNAL GENERATORS | N | N | 12 | KEYSIGHT | Yes | Yes | 0263E
E09 | W115 | 6625996657585 | E8257C | SIGNAL GENERATOR | SIGNAL GENERATORS | N | N | 12 | KEYSIGHT | Yes | Yes
E09 | W115 | 6625123502537 | SMR40 | SWEEP GENERATOR | SIGNAL GENERATORS | N | N | 36 | ROHDE & SCHWARZ | Yes | Yes
E09 | W115 | 4920990964281 | A124/56210-001A | REFLECTION ANALYSER | SIGNAL GENERATORS | N | N | 12 | BAE | Yes | Yes
E09 | W115 | 5841991969870 | 226/904/14A | SWEEPER SYNTHESIZED | SIGNAL GENERATORS | N | N | 12 | RACAL | Yes | Yes
E09 | W115 | 6625997421119 | 1306CD | CABLE LOCATOR SET | SIGNAL GENERATORS | Main Assy | N | 12 | MOD | Yes | Yes | 0354E
E09 | W115 | 6625997727960 | 10/1306CD | CAT CABLE AVOIDING TOOL | SIGNAL GENERATORS | 6625997421119 | N | 12 | MOD | Yes | Yes | 0354E
E09 | W115 | 6625997727962 | 10/1506GD | GENERATOR TRANSMITTER LOCATOR | SIGNAL GENERATORS | 6625997421119 | N | 12 | MOD | Yes | Yes | 0354E
E09 | W115 | 6625991100875 | 1246AU + HDWR | DEVELOPMENT SYSTEM VXI | SIGNAL GENERATORS | Main Assy | N | 12 | RACAL | Yes | Yes
E09 | W115 | 6625994392403 | 1396 | VXI Function Generator | SIGNAL GENERATORS | 6625991100875 | N | 12 | RACAL | Yes | Yes
E09 | W115 | 6625998065021 | 1361 | VXI 1361 DMM | SIGNAL GENERATORS | 6625991100875 | N | 12 | RACAL | Yes | Yes
E09 | W115 | 6625997058891 | 8701 | VXI MODULATION METER | SIGNAL GENERATORS | 6625991100875 | N | 12 | RACAL | Yes | Yes
E09 | W115 | 6625997406004 | 2251A | VXI COUNTER TIMER | SIGNAL GENERATORS | 6625991100875 | N | 12 | RACAL | Yes | Yes
E09 | W115 | 6625014586128 | TSG95+OPTA2 | SIGNAL GENERATOR | SIGNAL GENERATORS | N | N | 12 | TEKTRONIX | Yes | Yes
E09 | W115 | 6625015098751 | DSP-4300 | Cable analyser/SR Remote Unit | SIGNAL GENERATORS | N | N | 12 | FLUKE | Yes | Yes
E09 | W115 | 6625991855192 | AM70 | Digital Audio Analyzer/Generator | SIGNAL GENERATORS | N | N | 12 | NARDA | Yes | Yes
E09 | W115 | 6625997397581 | 2018A | Signal Generator | SIGNAL GENERATORS | N | N | 12 | AEROFLEX | Yes | Yes
E09 | W115 | 6695997052571 | YCB/CS | PADDED BAG | SIGNAL GENERATORS | 6625993032142 | N | CNR | C Scope International | No | Yes
E09 | W115 | 6625995471775 | FEDVPO602 | OSCILLATOR | SIGNAL GENERATORS | N | N | 12 | FEEDBACK INSTRUMENTS LTD | Yes | Yes | 0264E
E09 | W115 | 6625991803636 | MS2721B SET | HANDHELD SPECTRUM ANALYSER SET | SPECTRUM ANALYSER | Main Assy | N | 12 | ANRITSU | Yes | Yes
E09 | Z4 | 6625994832460 | 40-168 | ADAPTOR AC TO DC | SPECTRUM ANALYSER | 6625991803636 | N | CNR | ANRITSU | No | No
E09 | Z4 | 7025992651366 | 2000-181 | CABLE ETHERNET | SPECTRUM ANALYSER | 6625991803636 | N | CNR | ANRITSU | No | No
E09 | Z4 | 7050015582224 | 2000-1520-R | FLASH DRIVE | SPECTRUM ANALYSER | 6625991803636 | N | CNR | ANRITSU | No | No
E09 | Z4 | 6150015583803 | 806-141 | CIG LIGHTER 12V DC ADAPTOR | SPECTRUM ANALYSER | 6625991803636 | N | CNR | ANRITSU | No | No
E09 | Z4 | 6625015582243 | MS2721B | HANDHELD SPECTRUM ANALYSER | SPECTRUM ANALYSER | 6625991803636 | N | 12 | ANRITSU | Yes | No
E09 | Z4 | 5935992129312 | 1091-27 | ADAPTOR N(m) TO SMA (f) | SPECTRUM ANALYSER | 6625991803636 | N | CNR | ANRITSU | No | No
E09 | Z4 | 5935996666575 | 1091-172 | ADAPTOR N(m) TO BNC(f) | SPECTRUM ANALYSER | 6625991803636 | N | CNR | ANRITSU | No | No
E09 | Z4 | 5995015583802 | 3-2000-1498 | USB TYPE A TO MINI B CABLE | SPECTRUM ANALYSER | 6625991803636 | N | CNR | ANRITSU | No | No
E09 | Z4 | 5995015584207 | 3-806-152 | ETHERNET CABLE | SPECTRUM ANALYSER | 6625991803636 | N | CNR | ANRITSU | No | No
E09 | Z4 | 6625015584203 | 65729 | SOFT CARRY CASE | SPECTRUM ANALYSER | 6625991803636 | N | CNR | ANRITSU | No | No
E09 | Z4 | 6625015584206 | 760-243-R | TRANSIT CASE | SPECTRUM ANALYSER | 6625991803636 | N | CNR | ANRITSU | No | No
E09 | W115 | 6625992501112 | SDA 601 | HANDHELD ANALYSER | SPECTRUM ANALYSER | N | N | 12 | TEKTRONIX | Yes | Yes
E09 | W115 | 6625995858489 | MS2711B | HANDHELD SPECTRUM ANALYSER | SPECTRUM ANALYSER | Main Assy | N | 12 | ANRITSU | Yes | Yes
E09 | W115 | 6150992331236 | UK/3P IEC | CABLE ASSEMBLY MAINS POWER | SPECTRUM ANALYSER | 6625995858489 | N | CNR | ANRITSU | No | Yes
E09 | W115 | 6625992381604 | 3170/1020 | TEST SET CASE | SPECTRUM ANALYSER | 6625995858489 | N | CNR | ANRITSU | No | Yes
E09 | W115 | 6625999791528 | MS2711B | SPECTRUM ANALYSER (HAND HELD) | SPECTRUM ANALYSER | 6625995858489 | N | 12 | ANRITSU | Yes | Yes
E09 | W115 | 6130014582772 | 3170/11016 | CHARGE ASSEMBLY MAINS | SPECTRUM ANALYSER | 6625995858489 | N | CNR | ANRITSU | No | Yes
E09 | W115 | 5935014583634 | 806-62 | ADAPTOR 12V CIGAR LIGHTER | SPECTRUM ANALYSER | 6625995858489 | N | CNR | ANRITSU | No | Yes
E09 | W115 | 6625993577752 | HEW8564E | SPECTRUM ANALYSER | SPECTRUM ANALYSER | N | N | 12 | AGILENT TECHNOLOGIES LTD | Yes | Yes
E09 | W115 | 6625994490232 | AGIE4407B | SPECTRUM ANALYSER | SPECTRUM ANALYSER | N | N | 12 | AGILENT TECHNOLOGIES LTD | Yes | Yes
E09 | W115 | 6625995052314 | ANRMS2721A | HANDHELD SPECTRUM ANALYSER SET | SPECTRUM ANALYSER | Main Assy | N | 12 | ANRITSU | Yes | Yes
E09 | W115 | 6625015272906 | MS2721A | SPECTRUM ANALYSER (BARE ITEM) | SPECTRUM ANALYSER | 6625995052314 | N | 12 | ANRITSU | Yes | Yes
E09 | Z4 | 6625997483656 | 61382 | SOFT CARRY CASE | SPECTRUM ANALYSER | 6625995052314 | N | CNR | ANRITSU | No | No
E09 | Z4 | 7025993490132 | 2000-1358 | COMPACT FLASH CARD | SPECTRUM ANALYSER | 6625995052314 | N | CNR | ANRITSU | No | No
E09 | Z4 | 5985997491119 | 2000-1361 | ANTENNA PORTABLE | SPECTRUM ANALYSER | 6625995052314 | N | CNR | ANRITSU | No | No
E09 | Z4 | 7025998605368 | 2000-1360 | CABLE USB | SPECTRUM ANALYSER | 6625995052314 | N | CNR | ANRITSU | No | No
E09 | Z4 | 5935014583634 | 806-62 | ADAPTOR 12V CIGAR LIGHTER | SPECTRUM ANALYSER | 6625995052314 | N | CNR | ANRITSU | No | No
E09 | Z4 | 8145015386478 | 760-235 | HARD TRANSIT CASE | SPECTRUM ANALYSER | 6625995052314 | N | CNR | ANRITSU | No | No
E09 | Z4 | 5935992129312 | 1091-27 | ADAPTOR N(m) to SMA(f) | SPECTRUM ANALYSER | 6625995052314 | N | CNR | ANRITSU | No | No
E09 | Z4 | 5935996666575 | 1091-172 | ADAPTOR N(m) to BNC(f) | SPECTRUM ANALYSER | 6625995052314 | N | CNR | ANRITSU | No | No
E09 | Z5TST | 6625992543317 | S362E | SPECTRUM ANALYSER | SPECTRUM ANALYSER | N | N | 12 | ANRITSU EMEA LTD | Yes | No
E09 | W115 | 6625011861046 | 800T-40/5K-5-3 | OSCILLATOR | SIGNAL GENERATORS | N | N | 12 | CALIFORNIA INSTRUMENTS CORP | Yes | Yes | 0603E
E09 | W115 | 6625993824377 | 89410AUK1 | VECTOR SIGNAL ANALYSER | SIGNAL ANALYSER | Main Assy | N | 12 | KEYSIGHT | Yes | Yes | 0534E
E09 | W115 | 6625014488576 | 89410A | 10 MHz VECTOR SIGNAL ANALYSER | SPECTRUM ANALYSER | 6625993824377 | N | 12 | KEYSIGHT | Yes | Yes
E09 | W115 | 6625990006555 | 95032-599, 2032 opt 01,02,06 | SIGNAL GENERATOR | SIGNAL GENERATORS | N | N | 24 | AEROFLEX | Yes | Yes | 0304E
E09 | W115 | 6625997889303 | E8257D | PSG ANALOG SIGNAL GENERATOR | SIGNAL GENERATORS | N | N | 12 | AGILENT | Yes | Yes
E09 | W115 | 6625012648588 | 8341B | SYNTHESISED SWEEPER | SIGNAL GENERATORS | N | N | 12 | AGILENT | Yes | Yes
E09 | W115 | 6625014587522 | 83731B | SYNTHESIZED SIGNAL GENERATOR | SIGNAL GENERATORS | N | N | 12 | AGILENT | Yes | Yes | 0306E
E09 | W115 | 6625010833706 | 8566A | SPECTRUM ANALYSER | SPECTRUM ANALYSER | N | N | 12 | AGILENT | Yes | Yes
E09 | W115 | 6625008718012 | 334A | DISTORTION ANALYSER | SPECTRUM ANALYSER | N | N | 12 | AGILENT | Yes | Yes | 0395E
E09 | W115 | 6625996604277 | 83731A | SYNTHESIZED SIGNAL GENERATOR | SIGNAL GENERATORS | N | N | 24 | AGILENT | Yes | Yes | 0306E
E09 | W115 | 6625014494670 | 8563E | SPECTRUM ANALYSER | SPECTRUM ANALYSER | N | N | 12 | AGILENT | Yes | Yes | 0398E
E09 | W115 | 6625123499872 | SMR20 | SIGNAL GENERATOR | SIGNAL GENERATORS | N | N | 36 | ROHDE & SCHWARZ | Yes | Yes | 0301E
E09 | W115 | 6625997263301 | E4407B opt 1DR,A4H,UK9 AYT | Spectrum Analyser | SPECTRUM ANALYSER | Main Assy | N | 12 | AGILENT | Yes | Yes
E09 | 3V7 | 5995009046314 | N/K | CABLE ASSY RF | SPECTRUM ANALYSER | 6625997263301 | N | CNR | AGILENT | No | No
E09 | Z4 | 6150000408446 | 8120-1351 | MAINS LEAD | SPECTRUM ANALYSER | 6625997263301 | N | CNR | AGILENT | No | No
E09 | Z42 | 6150991271125 | 8120-5148 | N to SMA CABLE | SPECTRUM ANALYSER | 6625997263301 | N | CNR | AGILENT | No | No
E09 | W115 | 5935008479683 | 1250-1250 | ADAPTOR N to SMA | SPECTRUM ANALYSER | 6625997263301 | N | CNR | AGILENT | No | Yes
E09 | Z4 | 5935007615765 | 1250-0780 | ADAPTOR BNC to N | SPECTRUM ANALYSER | 6625997263301 | N | CNR | AGILENT | No | No
E09 | W115 | 6625014494671 | HP8560E Opts 002 & H03 | SPECTRUM ANALYSER | SPECTRUM ANALYSER | N | N | 24 | AGILENT | Yes | Yes
E09 | W115 | 6625998637085 | E4407B+9 extra options | SPECTRUM ANALYSER | SPECTRUM ANALYSER | N | N | 12 | AGILENT TECHNOLOGIES UK LIMITED | Yes | Yes | 0302E
E09 | W115 | 6625014637927 | DS345-01 | ARBITRARY WAVEFORM GENERATOR - 30MHz | SIGNAL GENERATORS | N | N | 12 | STANFORD RESEARCH SYSTEMS INC.!DBA SRS | Yes | Yes | 0506E
E09 | W115 | 6625015623051 | 33220A Opt 001 | ARBITRARY WAVEFORM GENERATOR | SIGNAL GENERATORS | N | N | 12 | AGILENT TECHNOLOGIES | Yes | Yes
E09 | W115 | 4920997485831 | HP3325A | FUNCTION GENERATOR | SIGNAL GENERATORS | N | N | 12 | HEWLETT-PACKARD LIMITED | Yes | Yes | 0252E
E09 | W115 | 6625995435163 | J3BS1 | SIGNAL GENERATOR SET | SIGNAL GENERATORS | N | N | 12 | GOULD NICOLET TECHNOLOGIES | Yes | Yes | 0118E
E09 | W115 | 6625998016596 | APN62 | SIGNAL GENERATOR | SIGNAL GENERATORS | Main Assy | N | 36 | RHODE & SHWARTZ | Yes | Yes | 0120E
E09 | 3V7 | 6625992554591 | 396-9720-00 | PROTECTIVE COVER | SIGNAL GENERATORS | 6625998016596 | N | CNR | RHODE & SHWARTZ | No | No
E09 | W115 | 5995992554589 | 0844-9652-00 | CABLE ASSY | SIGNAL GENERATORS | 6625998016596 | N | CNR | RHODE & SHWARTZ | No | Yes
E09 | Z4 | 6625992554592 | 0396-9936-00 | ACCESSORIES CASE | SIGNAL GENERATORS | 6625998016596 | N | CNR | RHODE & SHWARTZ | No | No
E09 | W115 | 6625998016597 | APN62 | SIGNAL GENERATOR | SIGNAL GENERATORS | 6625998016596 | N | 36 | RHODE & SHWARTZ | Yes | Yes | 0120E
E09 | W115 | 6625996342805 | TF2167 | Signal Generator Amplifier | SIGNAL GENERATORS | N | N | 12 | AEROFLEX | Yes | Yes | 0572E
E09 | W115 | 4920014945557 | 20UKL300 | EWETET UNIT 3 SPECTRUM ANALYSER | SPECTRUM ANALYSER | Main Assy | N | 12 On Site | DRS TECHNOLOGIES | Yes | Yes
E09 | W115 | 6625014782479 | 8563EC opt 006,909 | SPECTRUM ANALYSER | SPECTRUM ANALYSER | 4920014945557 | N | 12 On Site | DRS TECHNOLOGIES | Yes | Yes
E09 | W115 | 4920015233866 | 20UKR100-002 | EWETET UNIT 4 (SIGNAL MODULATOR & RF SWITCH) | SIGNAL GENERATORS | Main Assy | N | 12 On Site | DRS TECHNOLOGIES | Yes | Yes
E09 | W115 | 6625993958524 | 33220A OPT 01 &1CM | ARBRITARY WAVEFORM FUNCTON GENERATOR | SIGNAL GENERATORS | 4920015233866 | N | 12 On Site | DRS TECHNOLOGIES | Yes | Yes | 0299E
E09 | W115 | 4920014945563 | 20UKR200 | EWETET UNIT 5 RF SYTHESISER No1 | SIGNAL GENERATORS | Main Assy | N | 12 On Site | DRS TECHNOLOGIES | Yes | Yes
E09 | W115 | 5820998800203 | MG3692A | SIGNAL SYNTHESISER | SIGNAL GENERATORS | 4920014945563 | N | 12 On Site | DRS TECHNOLOGIES | Yes | Yes | 0307E
E09 | W115 | 6625014785560 | 68347B opt 1,2A,6,19 | SIGNAL SYTHESISER | SIGNAL GENERATORS | 4920014945563 | N | 12 On Site | DRS TECHNOLOGIES | Yes | Yes | 0305E
E09 | W115 | 4920015344172 | 20UKR200-001 | EWETET UNIT 5 (RF SYNTHESISER NO 1) HIGH POWER | SIGNAL GENERATORS | Main Assy | N | 12 On Site | DRS TECHNOLOGIES | Yes | Yes
E09 | W115 | 6625015206234 | MG3692A | MICROWAVE SIGNAL SYNTHESISER | SIGNAL GENERATORS | 4920015344172 | N | 12 | DRS TECHNOLOGIES | Yes | Yes
E09 | W115 | 6625991336101 | MG3692B with Options 1A, 2A, 5, 6, 9K & 25A | MICROWAVE SIGNAL SYNTHESISER | SIGNAL GENERATORS | 4920015344172 | N | 12 | DRS TECHNOLOGIES | Yes | Yes
E09 | W115 | 4920014945566 | 20UKR300 | EWETET UNIT 6 RF SYTHESISER No2 | SIGNAL GENERATORS | Main Assy | N | 12 On Site | DRS TECHNOLOGIES | Yes | Yes
E09 | W115 | 4920015344146 | 20UKR300-001 | EWETET UNIT 6 (RF SYNTHESISER NO 2) HIGH POWER | SIGNAL GENERATORS | Main Assy | N | 12 On Site | DRS TECHNOLOGIES | Yes | Yes
E09 | W115 | 6625015206234 | MG3692A | MICROWAVE SIGNAL SYNTHESISER | SIGNAL GENERATORS | 4920015344146 | N | 12 | DRS TECHNOLOGIES | No | Yes
E09 | W115 | 6625991336101 | MG3692B with Options 1A, 2A, 5, 6, 9K & 25A | MICROWAVE SIGNAL SYNTHESISER | SIGNAL GENERATORS | 4920015344146 | N | 12 | DRS TECHNOLOGIES | Yes | Yes
E09 | W115 | 6625010197890 | HEW8620C | SWEEP OSCILLATOR | SIGNAL GENERATORS | N | N | 12 | HEWLETT PACKARD | Yes | Yes
E09 | W115 | 6625011388303 | HEW8663A | SYNTHESISED SIGNAL GENERATOR | SIGNAL GENERATORS | N | N | 12 | HEWLETT PACKARD | Yes | Yes
E09 | W115 | 6625012450141 | HEW3561A | DYNAMIC SIGNAL ANALYZER | SPECTRUM ANALYSER | N | N | 12 | HEWLETT PACKARD | Yes | Yes | 0217E
E09 | W115 | 6625993032142 | ZCSSG-33 | SIGNAL GENERATOR | SIGNAL GENERATORS | Main Assy | N | 12 | C-SCOPE INTERNATIONAL LTD | Yes | Yes
E09 | Z4 | 6695997052751 | YCB/CS | PADDED BAG | SIGNAL GENERATORS | 6625993032142 | N | CNR | C-SCOPE INTERNATIONAL LTD | No | No
E09 | W115 | 6625995881287 | HEW8672A | SYNTHESIZED SIGNAL GENERATOR | SIGNAL GENERATORS | Main Assy | N | 12 | HEWLETT PACKARD | Yes | Yes
E09 | W115 | 6625010372043 | HEW8672A | FREQUENCY SYNTHESISER | SIGNAL GENERATORS | 6625995881287 | N | 12 | HEWLETT PACKARD | Yes | Yes
E09 | W115 | 6625997935924 | HEW8657B | SIGNAL GENERATOR | SIGNAL GENERATORS | N | N | 12 | HEWLETT PACKARD | Yes | Yes | 0206E
E09 | W115 | 6695999747460 | ZCSCAT-33 | CABLE AVOIDANCE TOOL | SIGNAL GENERATORS | Main Assy | N | 12 | C-SCOPE INTERNATIONAL LTD | Yes | Yes
E09 | Z4 | 6695997052751 | YCB/CS | PADDED CARRY BAG | SIGNAL GENERATORS | 6695999747460 | N | CNR | C-SCOPE INTERNATIONAL LTD | No | No
E09 | W115 | 6625015118675 | AGIE4446A | 44 GHz SPECTRUM ANALYSER | SPECTRUM ANALYSER | N/A | N | 12 | AGILENT TECHNOLOGIES | Yes | Yes
E09 | W115 | 6625016006774 | ANRMS2711E option008 | SPECTRUM ANALYSER | SPECTRUM ANALYSER | Main Assy | N | 12 | ANRITSU | Yes | Yes | 0325E
E09 | W115 | 6625015177171 | MS2711D | HAND-HELD PORTABLE SPECTRUM ANALYSER | SPECTRUM ANALYSER | 6625016006774 | N | 12 | ANRITSU | Yes | Yes
E09 | Z4 | 5935014760965 | 806-141 | 12 VOLT DC ADAPTOR | SPECTRUM ANALYSER | 6625016006774 | N | CNR | ANRITSU | No | No
E09 | W115 | 6625993351637 | AGIE4402Bopt UKB,1DRA4H,UK9 AYT | SPECTRUM ANALYSER | SPECTRUM ANALYSER | N/A | N | 12 | AGILENT TECHNOLOGIES | Yes | Yes | 0131E
E09 | W115 | 6625993419162 | ROHSMB100A | SIGNAL GENERATOR | SIGNAL GENERATORS | N/A | N | 12 | RHODE & SHWARTZ | Yes | Yes
E09 | W115 | 6625995830917 | AGIE8257D-520 | ANALOGUE SIGNAL GENERATOR | SIGNAL GENERATORS | Main Assy | N | 24 | AGILENT TECHNOLOGIES | Yes | Yes
E09 | W115 | 6625996670714 | E8257D-0PT 520 1E1 007 UNW UNT & HSM | SIGNAL GENERATOR | SIGNAL GENERATORS | 6625995830917 | N | 24 | AGILENT TECHNOLOGIES | Yes | Yes
E09 | W115 | 6625998460621 | 9300-2465 | SOFT CARRY CASE | SIGNAL GENERATORS | 6625995830917 | N | CNR | AGILENT TECHNOLOGIES | No | Yes
E09 | Z4 | 6150012726795 | 8121-1579 | RIGHT ANGLED MAINS LEAD | SIGNAL GENERATORS | 6625995830917 | N | CNR | AGILENT TECHNOLOGIES | No | No
E09 | N/K | 5935011901892 | 5061-5311 | CONNECTOR SAVER | SIGNAL GENERATORS | 6625995830917 | N | CNR | AGILENT TECHNOLOGIES | No | No
E09 | W115 | 6625995938474 | AGIE4402B UKB,1DR,A4H,1DN,UK9 AYT | SPECTRUM ANALYSER | SPECTRUM ANALYSER | Main Assy | N | 12 | AGILENT TECHNOLOGIES | Yes | Yes | 0131E
E09 | 3V7 | 5995009046314 | 10502A | CABLE ASSEMBLY | SPECTRUM ANALYSER | 6625995938474 | N | CNR | AGILENT TECHNOLOGIES | No | No
E09 | W115 | 6625994886386 | E4402B | SPECTRUM ANALYSER | SPECTRUM ANALYSER | 6625995938474 | N | 12 | AGILENT TECHNOLOGIES | Yes | Yes
E09 | N/A | N/A | OPT UK9 | FRONT COVER | SPECTRUM ANALYSER | 6625995938474 | N | CNR | AGILENT TECHNOLOGIES | No | No
E09 | N/A | N/A | OPT AYT | CARRY BAG | SPECTRUM ANALYSER | 6625995938474 | N | CNR | AGILENT TECHNOLOGIES | No | No
E09 | Z4 | 5935991166927 | 1250-0780 | N-BNC ADAPTORr (qty 2) | SPECTRUM ANALYSER | 6625995938474 | N | CNR | AGILENT TECHNOLOGIES | No | No
E09 | Z4 | 615000408446 | 8120-1351 | MAINS LEAD | SPECTRUM ANALYSER | 6625995938474 | N | CNR | AGILENT TECHNOLOGIES | No | No
E09 | W115 | 6625999259571 | AGIE4438C OPT501, 1, 1E5, 005, 601 | 1GHz ESG VECTOR SIG GENERATOR | SIGNAL GENERATORS | N | N | 24 | AGILENT TECHNOLOGIES | Yes | Yes
E09 | W115 | 6625999742297 | ANRMG3691A + OPT 02A,05,13A.24 | SIGNAL GENERATOR | SIGNAL GENERATORS | N | N | 12 | ANRITSU | Yes | Yes
E09 | W115 | 6625123376613 | ROHSMY01 | SIGNAL GENERATOR | SIGNAL GENERATORS | N | N | 12 | RHODE & SHWARTZ | Yes | Yes
E09 | W115 | 6625993654539 | MS2711D SET | SPECTRUM ANALYSER | SPECTRUM ANALYSER | Main Assy | N | 12 | ANRITSU | Yes | Yes
E09 |  |  | 48258 | Soft Carry Case | SPECTRUM ANALYSER | 6625993654539 | N | CNR | ANRITSU | No | No
E09 |  |  | 40-163 | AC-DC Adaptor | SPECTRUM ANALYSER | 6625993654539 | N | CNR | ANRITSU | No | No
E09 |  |  | 806-62 | Automotive Cigarette Lighter 12 v DC Adaptor | SPECTRUM ANALYSER | 6625993654539 | N | CNR | ANRITSU | No | No
E09 |  |  | 633-27 | Rechargable NiMH Battery | SPECTRUM ANALYSER | 6625993654539 | N | CNR | ANRITSU | No | No
E09 |  |  | 551-1691 | USB to Serial Adaptor | SPECTRUM ANALYSER | 6625993654539 | N | CNR | ANRITSU | No | No
E09 |  |  | 800-441 | 9 Pin D-SB Cable | SPECTRUM ANALYSER | 6625993654539 | N | CNR | ANRITSU | No | No
E09 | W115 | 6625991530937 | FSL3 | SPECTRUM ANALYSER | SPECTRUM ANALYSER | N/A | N | 12 | RHODE & SHWARTZ | Yes | Yes
E09 | W115 | 6625014712025 | IFR6823 | SCALAR ANALYSER | SPECTRUM ANALYSER | N/A | N | 12 | IFR SYSTEMS INC. | Yes | Yes
E09 |  | NIVDSG/0232 | GR2050 | SYNTH RF GENERATOR | SIGNAL GENERATORS | N | N | 12 | AIM-TTI | Yes | No
E09 |  | NIV | 1164.6407.03 | ESPI Test Receiver | SPECTRUM ANALYSER | N | N | 12 | Rohde & Schwarz | Yes | No
E09 |  | NIV | MS2702A | SPECTRUM ANALYSER | SPECTRUM ANALYSER | N | N | 12 | ANRITSU | Yes | No
E09 |  | NIV | 2850S | DIGITAL TRANSMISSION ANALYZER | SPECTRUM ANALYSER | N | N | 12 | MARCONI INSTRUMENTS | Yes | No
E09 |  | NIV | MS2034A | VNA MASTER | SPECTRUM ANALYSER | N | N | 12 | ANRITSU | Yes | No
E09 |  | - | GFG-8215A | Function Generator | SIGNAL GENERATORS | N | N | 12 | GW Instek | Yes | No
E09 |  | NIVDSG/0190 | N5183A Option 520 | MXG Analog Signal Generator | SIGNAL GENERATORS | N | N | 12 | Agilent | Yes | No
E09 |  | NIVDSG/0373 | EZM | Spectrum Monitor | SPECTRUM ANALYSER | N | N | 12 | Rohde & Schwarz | Yes | No
E09 | TKTP | 6625997656951 | 6625-99-765-6951 | Generator Set Test Unit | SIGNAL GENERATORS | N | N | 12 | Factair | Yes | No
E09 |  | 3090238 | SMG | SIGNAL GENERATOR | SIGNAL GENERATORS | N | N | 12 |  | Yes | No
E09 |  | 6625123090238 | ROHSMG | SIGNAL GENERATOR | SIGNAL GENERATORS | N | N | 12 |  | Yes | No
E09 |  | 6625997994993 | BTST510 | CABLE FAULT LOCATOR (TDR) | SIGNAL GENERATORS | N | N | 12 |  | Yes | No
E09 |  | NIV | 9103 | SPECTRUM ANALYSER | SPECTRUM ANALYSER | N | N | 12 | WILTEK | Yes | No
E09 |  | NIV | GFG-8215A | FUNCTION GENERATOR | SIGNAL GENERATORS | N | N | 12 | INSTEK | Yes | No
E09 |  | NIV | ORION | TV & VIDEO PATTERN GEN | SIGNAL GENERATORS | N | N | 12 | BLACK STAR | Yes | No
E09 |  | NIVDSG/0448 | ISKGFG-8215A | FUNCTION GENERATOR | SIGNAL GENERATORS | N | N | 12 |  | Yes | No
E09 |  | NIVDSG/0045 | HEWE4432B | VECTOR SIGNAL GENERATOR | SIGNAL GENERATORS | N | N | 12 | HEWLETT PACKARD | Yes | No
E09 |  | 6625013618981 | HEW8645A | AGILE SIGNAL GENERATOR | SIGNAL GENERATORS | N | N | 12 | HEWLETT PACKARD | Yes | No
E09 |  | NIV | HEWE4431A | DIGITAL SIGNAL GENERATOR | SIGNAL GENERATORS | N | N | 12 | HEWLETT PACKARD | Yes | No
E09 |  | 6625011530937 | FSL3 | SPECTRUM ANALYSER | SPECTRUM ANALYSER | N | N | 12 | ROHDE AND SCHWARZ | Yes | No
E09 |  | 6625993680503 | TEKTSG95 | HANDHELD TV GENERATOR | SIGNAL GENERATORS | N | N | 12 | TEKTRONIX | Yes | No
E09 |  | Q | HEW8657A | SIGNAL GENERATOR 1040MHz | SIGNAL GENERATORS | N | N | 12 | HEWLETT PACKARD | Yes | No

## Lot E10
Sub Set | DMC | NSN (Full 13 no spaces) | Part No | DESCRIPTION | Group | Comprising Item | Special Conditions ( EMC, ITAR ,ATEX) | Cal period | OEM | Calibration | Repair | CSOR | Q1 Std Calibration Price | Q2 Std Repair & Calibration price | Q3 Service provided In-House or Sub-Con | Q4 Item covered under Schedule of UKAS Accreditation by the LAB carrying out the Work. | Q5 If service is provided at Sub-Con please specify supplier detail | Q6 UKAS Calibration Price | Q7 UKAS Repair and Calibration Price | Q8 Service provided In-House or Sub-Con | Q9 Item covered under Schedule of UKAS Accreditation by the LAB carrying out the Work. | Q10 If service is provided at Sub-Con please specify supplier detail. | Comments
E10 | W115 | 6625014738833 | 8870-23 | AMMETER | MULTIMETERS | N | N | 12 | NARDA | Yes | Yes
E10 | W115 | 6625998821328 | T&R100ADM | RELAY TEST SYSTEM | MULTIMETERS | N | N | 12 | T&R TEST EQUIPMENT LTD | Yes | Yes
E10 | W115 | 6625010799347 | HEW8900C | POWER METER | MULTIMETERS | N | N | 12 | AGILENT TECHNOLOGIES LTD | Yes | Yes
E10 | W116 | 6625994291184 | 084-80AD-EJNT-LW1800 | AMMETER 0 - 50 AMP DC | MULTIMETERS | N | N | 36 | CROMPTON | Yes | Yes
E10 | W115 | 6625015408526 | TR-2019B | CURRENT CLAMP | CLAMPS | N | N | 12 | DRANETZ BMI | Yes | Yes
E10 | W115 | 6625993833548 | FLUI30 | CURRENT CLAMP | CLAMPS | N | N | 12 | FLUKE | Yes | Yes
E10 | W115 | 6625992573744 | 18064 | VOLTMETER DIGITAL 100KV DC | MULTIMETERS | N | N | 12 | WALLIS | Yes | Yes | 0582E
E10 | W115 | 6625993009468 | LLT1 | LIVE LINE TESTER | MULTIMETERS | N | N | 12 | SPIRENT COMMUNICATIONS SCOTLAND LIMITED | Yes | Yes
E10 | W115 | 6625013801319 | 4285A | PRECISION LCR METER | MULTIMETERS | N | N | 12 | KEYSIGHT | Yes | Yes
E10 | W115 | 6625015587293 | 9231 RF | RF VOLTMETER | MULTIMETERS | N | N | 12 | BOONTON ELECTRONICS | Yes | Yes
E10 | W115 | 6625993443879 | 374A910 | AIRFIELD GROUND LIGHTING VOLTAGE DETECTOR SET | MULTIMETERS | Main Assy | N | 12 | SEAWARD | Yes | Yes
E10 | W115 | 6625999742758 | AGL-5 | AIRFIELD GROUND LIGHTING VOLTAGE DETECTOR | MULTIMETERS | 6625993443879 | N | CNR | SEAWARD | No | Yes
E10 | W115 | 6625998365578 | PP3-LLT | PROVING UNIT AIRFILED GROUND LIGHTING VOLTAGE DETECTOR AGL 5 | MULTIMETERS | 6625993443879 | N | CNR | SEAWARD | No | Yes
E10 | W115 | 6625999583604 | N/K | CARRYING CASE AGL 5 | MULTIMETERS | 6625993443879 | N | CNR | SEAWARD | No | Yes
E10 | W115 | 6625997119780 | B131 | MULTIMETER | MULTIMETERS | N | N | 12 | MEGGER | Yes | Yes | 0165E
E10 | W115 | 6625013882623 | 8060A/C90 | Multimeter | MULTIMETERS | N | N | 12 | FLUKE | Yes | Yes
E10 | W115 | 6625015008998 | 8508A/01 | Digital Multimeter with Option 01 | MULTIMETERS | N | N | 12 | FLUKE | Yes | Yes
E10 | W115 | 6625997971999 | KD1E/15D | VOLTAGE INDICATOR | MULTIMETERS | Main Assy | N | 12 | Electroservices Ltd | Yes | Yes
E10 | W115 | 6625997811645 | PH3 or 112A913 | TESTER INDICATOR ELECTRICAL POTENTIAL | MULTIMETERS | 6625997971999 | N | 12 | SEAWARD | Yes | Yes
E10 | Z4 | 6515994726562 | FP5000 | PROBE | MULTIMETERS | N | N | 12 | AMPLIFIER RESEARCH | Yes | No
E10 | W115 | 6625994771603 | ANH-1B | CURRENT INJECTION TEST SET | MULTIMETERS | N | N | 12 | TERASAKI ELECTRICAL CO. | Yes | Yes
E10 | W115 | 6625995418367 | DCM304A | PORTABLE ELECTRIC VOLTMETER | MULTIMETERS | Main Assy | N | 12 | HUNTING HIVOLT LIMITED | Yes | Yes | 0468E
E10 | Z4 | 6626995418370 | 3-211526 | EARTH LEAD ASSEMBLY | MULTIMETERS | 6625995418367 | N | CNR | HUNTING HIVOLT LIMITED | No | No
E10 | Z4 | 6625995418369 | 38526 | EARTH LEAD ASSEMBLY | MULTIMETERS | 6625995418367 | N | CNR | HUNTING HIVOLT LIMITED | No | No
E10 | W115 | 6625997285965 | No 8 Mk 6 or 7 | TEST SET MULTIRANGE | MULTIMETERS | Main Assy | N | 24 | MEGGER | Yes | Yes | 0015E
E10 | 3V7 | 6625994001542 | 6131-340 | MK2A TEST LEAD SET PLUG END 7 8 | MULTIMETERS | 6625997285965 | N | CNR | MEGGER | No | No
E10 | W115 | 6625997793249 | 7150N | ELECTRONIC MULTIMETER | MULTIMETERS | Main Assy | N | 12 | WESTON AEROSPACE LTD | Yes | Yes | 0029E
E10 | 3V7 | 6625994001542 | 6131-340 | MK2A TEST LEAD SET PLUG END 7 8 | MULTIMETERS | 6625997793249 | N | CNR | MEGGER | No | No
E10 | W115 | 6625997727963 | KD1E | ELECTRICAL POTENTIAL INDICATOR | MULTIMETERS | N | N | 12 | SEAWARD | Yes | Yes
E10 | W115 | 6625997865771 | DT109 | BOND RESISTANCE TEST SET | MULTIMETERS | Main Assy | N | 12 | DYTECNA LIMITED | Yes | Yes
E10 | W115 | 6625997865180 | DT109 | BOND RESISTANCE TEST SET | MULTIMETERS | 6625997865771 | N | 12 | DYTECNA LIMITED | Yes | Yes
E10 | W115 | 6625999675910 | 9301A | RF Millivoltmeter | MULTIMETERS | N | N | 12 | AEROFLEX | Yes | Yes | 0272E
E10 | W115 | 6625991510786 | URVD | RF MILLIVOLTMETER | MULTIMETERS | Main Assy | N | 12 | RHODE & SHWARTZ | Yes | Yes
E10 | Z4 | 6625123318815 | 0395.2996.00 | CASE ACCESSORY | MULTIMETERS | 6625991510786 | N | CNR | RHODE & SHWARTZ | No | No
E10 | Z4 | 6625121952989 | 0241.0620.00 | CABLE ASSY EARTH | MULTIMETERS | 6625991510786 | N | CNR | RHODE & SHWARTZ | No | No
E10 | Z4 | 5940121956091 | 0241.0688.00 | SLEEVE EARTH | MULTIMETERS | 6625991510786 | N | CNR | RHODE & SHWARTZ | No | No
E10 | Z4 | 6150121952069 | 0243.9053.00 | STRIP EARTH | MULTIMETERS | 6625991510786 | N | CNR | RHODE & SHWARTZ | No | No
E10 | Z4 | 6625123318550 | 0265.4631.00 | TIP HOOK | MULTIMETERS | 6625991510786 | N | CNR | RHODE & SHWARTZ | No | No
E10 | Z4 | 6625123318551 | 0265.4648.00 | TIP SOLDER | MULTIMETERS | 6625991510786 | N | CNR | RHODE & SHWARTZ | No | No
E10 | Z4 | 6625121752210 | 241.1110.02 | ADAPTOR TEST BNC | MULTIMETERS | 6625991510786 | N | CNR | RHODE & SHWARTZ | No | No
E10 | Z4 | 5940121969314 | 0241.1278.00 | FERRULE ELECTRICAL CONDUCTOR | MULTIMETERS | 6625991510786 | N | CNR | RHODE & SHWARTZ | No | No
E10 | Z4 | 5910121752566 | 0241.1510.02 | ATTENUATOR FIXED 20dB | MULTIMETERS | 6625991510786 | N | 12 | RHODE & SHWARTZ | Yes | No
E10 | Z4 | 5910121752567 | 0241.1710.02 | ATTENUATOR FIXED 40dB | MULTIMETERS | 6625991510786 | N | 12 | RHODE & SHWARTZ | Yes | No
E10 | Z4 | 6625993401971 | 827.6236.00 | COVER | MULTIMETERS | 6625991510786 | N | CNR | RHODE & SHWARTZ | No | No
E10 | Z4 | 6625997844129 | 828.4114.00 | CASE ACCESSORY | MULTIMETERS | 6625991510786 | N | CNR | RHODE & SHWARTZ | No | No
E10 | Z4 | 6625997113719 | 292.5370.01 | KIT ACCESSORY | MULTIMETERS | 6625991510786 | N | 12 | RHODE & SHWARTZ | Yes | No | 0501E | 0588E
E10 | Z4 | 6625994251715 | URY-Z7 | PROBE RF | MULTIMETERS | 6625991510786 | N | CNR | RHODE & SHWARTZ | No | No
E10 | Z4 | 5985997844128 | URY-250 | ADAPTOR 50 OHM | MULTIMETERS | 6625991510786 | N | CNR | RHODE & SHWARTZ | No | No
E10 | Z4 | 6625997844127 | URY Z7 | PROBE KIT | MULTIMETERS | 6625991510786 | N | 12 | RHODE & SHWARTZ | Yes | No
E10 | Z4 | 6625997844125 | 0351.7111.55 | INSERTION UNIT (10V) | MULTIMETERS | 6625991510786 | N | CNR | RHODE & SHWARTZ | No | No
E10 | Z4 | 6625997844126 | 0351.7063.55 | INSERTION UNIT (100V) | MULTIMETERS | 6625991510786 | N | CNR | RHODE & SHWARTZ | No | No
E10 | Z4 | 6625993176131 | SE80520 | LOAD 50 Ohms BNC | MULTIMETERS | 6625991510786 | N | CNR | RHODE & SHWARTZ | No | No
E10 | W115 | 6625993005578 | SE80530 | LOAD 75 Ohms BNC | MULTIMETERS | 6625991510786 | N | CNR | RHODE & SHWARTZ | No | Yes
E10 | Z4 | 5985994341298 | SE 80540 | LOAD 50 OHM N TYPE | MULTIMETERS | 6625991510786 | N | CNR | RHODE & SHWARTZ | No | No
E10 | W115 | 6150123254165 | 1363.3020.01.01.2500 or 606.7013.00 | CABLE ASSEMBLY | MULTIMETERS | 6625991510786 | N | CNR | RHODE & SHWARTZ | No | Yes
E10 | Z4 | 5935008942451 | R&S 309-710 & RS 112-1827 | CONNECTOR BNC to BNC | MULTIMETERS | 6625991510786 | N | CNR | RHODE & SHWARTZ | No | No
E10 | W115 | 6625993481012 | URVD | RF MILLIVOLTMETER | MULTIMETERS | 6625991510786 | N | 12 | RHODE & SHWARTZ | Yes | Yes
E10 | W115 | 6625994614650 | TE-ATS1EX | Armament Test Set - Complete Set | MULTIMETERS | Main Assy | N | 24 | TEST-FUCHS ING.FRITZ FUCHS GMBH | Yes | Yes | 0588E
E10 | Z4 | 6625991478408 | GM729041 | SHOULDER STRAP FOR ATS1EX | MULTIMETERS | 6625994614650 | N | CNR | TEST-FUCHS ING.FRITZ FUCHS GMBH | No | No
E10 | Z4 | 8145123652346 | M-44-012-00.0-M-18-1970 | SHIPPING & STORAGE CONTAINER (CASE) | MULTIMETERS | 6625994614650 | N | CNR | TEST-FUCHS ING.FRITZ FUCHS GMBH | No | No
E10 | W115 | 6625223958619 | ATS1EX | Armament Test Set | MULTIMETERS | 6625994614650 | N | 24 | TEST-FUCHS ING.FRITZ FUCHS GMBH | Yes | Yes
E10 | Z4 | 6130123652054 | 5C07092 | CHARGER BATTERY | MULTIMETERS | 6625994614650 | N | CNR | TEST-FUCHS ING.FRITZ FUCHS GMBH | No | No
E10 | W115 | 6625014726891 | 89-IV/MOD | Multimeter Kit | MULTIMETERS | Main Assy | N | 12 | FLUKE | Yes | Yes | 0014E
E10 |  | 6625993621519 | C20/MOD | HARD CARRY CASE | MULTIMETERS | 6625014726891 | N | CNR | FLUKE | No | No
E10 | Z4 | 5920998525772 | DMM-B-11A | FUSE 11A | MULTIMETERS | 6625014726891 | N | CNR | FLUKE | No | No
E10 | Y3BAT | 6135991956708 | MN1500 | BATTERY NON RECHARGEABLE | MULTIMETERS | 6625014726891 | N | CNR | FLUKE | No | No
E10 | Z4 | 5920992196247 | DMM-B-44/100 | FUSE 440 mA | MULTIMETERS | 6625014726891 | N | CNR | FLUKE | No | No
E10 | Z4 | 6625997251872 | TL75 | LEAD SET TEST | MULTIMETERS | 6625014726891 | N | CNR | FLUKE | No | No
E10 | Z4 | 5999998499718 | AC72 | CROCODILE CLIPS | MULTIMETERS | 6625014726891 | N | CNR | FLUKE | No | No
E10 | W115 | 6625007274706 | 3400A | VOLTMETER TRUE RMS | MULTIMETERS | N | N | 12 | KEYSIGHT | Yes | Yes | 0253E
E10 | W115 | 6625997655260 | 404S | MILLIVOLTMETER | MULTIMETERS | N | N | 12 | TIME ELECTRONICS LIMITED | Yes | Yes | 0614E
E10 | W115 | 6625996669304 | 1653MIT/SET | MULTIFUNCTION INSTALLATION TESTER SET | MULTIMETERS | Main Assy | N | 12 | FLUKE | Yes | Yes | 0249E
E10 | W115 | 6625171164190 | 1653 | INSTALLATION TESTER | MULTIMETERS | 6625996669304 | N | 12 | FLUKE | Yes | Yes
E10 | W115 | 6625015277901 | TP165X | PROBE | MULTIMETERS | 6625996669304 | N | CNR | FLUKE | No | Yes
E10 | W115 | 5995993022264 | TL165X STD | LEAD SET ELECTRICAL | MULTIMETERS | 6625996669304 | N | CNR | FLUKE | No | Yes
E10 | Z4 | 8145015530973 | C1600 | CARRYING CASE HARD | MULTIMETERS | 6625996669304 | N | CNR | FLUKE | No | No
E10 | Z4 | 5995995744717 | MTC1363 | CABLE ASSEMBLY SPECIAL PURPOSE ELECTRICAL | MULTIMETERS | 6625996669304 | N | CNR | FLUKE | No | No
E10 | W115 | 6625994843565 | 1653B | Multi Function Installation Tester | MULTIMETERS | Main Assy | N | 12 | FLUKE | Yes | Yes | 0249E
E10 | W115 | 6625015277901 | TP165X | PROBE | MULTIMETERS | 6625994843565 | N | CNR | FLUKE | No | Yes
E10 | Z4 | 5995993022264 | TL165X STD | LEAD SET ELECTRICAL | MULTIMETERS | 6625994843565 | N | CNR | FLUKE | No | No
E10 | Z4 | 6625993236916 | 3301338 | ZERO ADAPTER | MULTIMETERS | 6625994843565 | N | CNR | FLUKE | No | No
E10 | Z4 | 8145015530973 | C1600 | CARRYING CASE HARD | MULTIMETERS | 6625994843565 | N | CNR | FLUKE | No | No
E10 | Z4 | 5995995744717 | MTC1363 | CABLE ASSEMBLY SPECIAL PURPOSE ELECTRICAL | MULTIMETERS | 6625994843565 | N | CNR | FLUKE | No | No
E10 | W115 | 6625991057049 | AVO 8 | MULTIMETER SET AVO 8 | MULTIMETERS | N | N | 12 | AVO MEGGER INSTRUMENTS LTD | Yes | Yes
E10 | W115 | 5820994111230 | ZA866 | OVERLOAD RELAY TEST SET | MULTIMETERS | N | N | 18 | AVO MEGGER INSTRUMENTS LTD | Yes | Yes
E10 | W115 | 6625010921197 | SMP260 | MULTIMETER | MULTIMETERS | N | N | 12 | SIMPSON ELECTRIC LTD | Yes | Yes
E10 | W115 | 6625013703691 | NAL213 | PHASE ANGLE VOLTMETER | MULTIMETERS | N | N | 12 | NAI TECHNOLOGIES LTD | Yes | Yes
E10 | W115 | 6625992705402 | MEGDCM24R | DIGITAL CLAMP METER | CLAMPS | N | N | 12 | AVO MEGGER INSTRUMENTS LTD | Yes | Yes
E10 | W115 | 6625994581096 | RBNKTS1630 | DIGITAL MULTIFUNCTION TESTER | MULTIMETERS | Main Assy | N | 12 | ROBIN ELECTRONICS | Yes | Yes | 0080E
E10 | W115 | 6625992514694 | MIT01 | INSTALLATION TEST LEAD | MULTIMETERS | 6625994581096 | N | CNR | ROBIN ELECTRONICS | No | Yes
E10 | W115 | 6625997236629 | MIT02 | EARTH RESISTANT TEST LEAD KIT | MULTIMETERS | 6625994581096 | N | CNR | ROBIN ELECTRONICS | No | Yes
E10 | W115 | 6625996871837 | KTS1630 | INSTALLATION TESTER | MULTIMETERS | 6625994581096 | N | 12 | ROBIN ELECTRONICS | Yes | Yes
E10 | W115 | 6625997308912 | MEZMX4900-MOD | INSTALLATION TESTER | MULTIMETERS | Main Assy | N | 12 | METRIX ELECTRONICS PLC | Yes | Yes | 0426E
E10 | Z4 | 6625993354955 | MX4900CC | CARRY CASE | MULTIMETERS | 6625997308912 | N | CNR | METRIX ELECTRONICS PLC | No | No
E10 | W115 | 6625991311863 | MX4900 | INSTALLATION TESTER (Bare Item) | MULTIMETERS | 6625997308912 | N | 12 | METRIX ELECTRONICS PLC | Yes | Yes
E10 | W115 | 6625997985917 | TIM9814 | VOLTAGE CALIBRATOR | MULTIMETERS | N | N | 6 | TIME ELECTRONICS LIMITED | Yes | Yes | 0436E
E10 | W115 | 6625998510380 | LEMUNILAPGEOX | EARTH TESTER | MULTIMETERS | N | N | 12 | LEM UK | Yes | Yes
E10 | W115 | 6625999941693 | 10/T631/9-KIT | TIME DOMAIN REFLECTOR | MULTIMETERS | Main Assy | N | 12 | BICOTEST LTD | Yes | Yes | 0208E
E10 | Z4 | 6130993014010 | 3/00600005/01 | BATTERY CHARGER | MULTIMETERS | 6625999941693 | N | CNR | BICOTEST LTD | No | No
E10 | W115 | 6625998167229 | 17/313-025-65 | TEST LEAD 3M 75R | MULTIMETERS | 6625999941693 | N | CNR | BICOTEST LTD | No | Yes
E10 | W115 | 6625997239962 | 17/313-025-66 | TEST LEAD 3M | MULTIMETERS | 6625999941693 | N | CNR | BICOTEST LTD | No | Yes
E10 | W115 | 6625991314887 | 10/T631F | MAINS FILTER EXTENSION LEAD | MULTIMETERS | 6625999941693 | N | CNR | BICOTEST LTD | No | Yes
E10 | W115 | 6625997874281 | T631 | TIME DOMAIN REFLECTOR | MULTIMETERS | 6625999941693 | N | 12 | BICOTEST LTD | Yes | Yes
E10 | W115 | 6625011719937 | HEW3478A | * DIGITAL MULTIMETER | MULTIMETERS | N | N | 12 | HEWLETT PACKARD | Yes | Yes | 0247E
E10 | W115 | 6625012959442 | HEW8508A | VECTOR VOLTMETER | MULTIMETERS | N | N | 12 | HEWLETT PACKARD | Yes | Yes | 0255E
E10 | W115 | 6625123282675 | ROHURV-35 | LEVEL METER | MULTIMETERS | Main Assy | N | 12 | RHODE & SHWARTZ | Yes | Yes | 0026E
E10 | Z4 | 6625121752210 | 241.1110.02 | ADAPTOR TEST BNC | MULTIMETERS | 6625123282675 | N | CNR | RHODE & SHWARTZ | No | No
E10 | Z4 | 5985997844128 | URY-250 | ADAPTOR 50 OHM | MULTIMETERS | 6625123282675 | N | CNR | RHODE & SHWARTZ | No | No
E10 | Z4 | 5985999783411 | URY-Z3 | ADAPTOR 75 OHM | MULTIMETERS | 6625123282675 | N | CNR | RHODE & SHWARTZ | No | No
E10 | Z4 | 5995996498050 | 23-3416 | CABLE ASSY POWER ELECT | MULTIMETERS | 6625123282675 | N | CNR | RHODE & SHWARTZ | No | No
E10 | Z4 | 6625993007553 | 827.6220.00 | COVER FRONT & REAR | MULTIMETERS | 6625123282675 | N | CNR | RHODE & SHWARTZ | No | No
E10 | Z4 | 6625997844127 | URY Z7 | PROBE KIT | MULTIMETERS | 6625123282675 | N | 12 | RHODE & SHWARTZ | Yes | No
E10 | W115 | 6625997542671 | WAV1271 | SELFCAL DIGITAL MULTIMETER | MULTIMETERS | N | N | 12 | FLUKE | Yes | Yes
E10 | W116 | 6130015238651 | CASP2500H | BATTERY CAPACITY TESTER | MULTIMETERS | N | N | 36 | CHRISTIE ELECTRIC | Yes | Yes
E10 | W116 | 6625991175846 | RE 1600 | TEST SET AC FREQUENCY/VOLTAGE/PHASE | MULTIMETERS | N | N | 12 | RICHMOND | Yes | Yes | 0496E
E10 | W116 | 6625991940630 | RE2400 | TEST SET BATTERY | MULTIMETERS | N | N | 36 | CASLET ELECTRONICS LTD | Yes | Yes | 0158E
E10 | W116 | 6625994347793 | EVI 448 15513 | VOLTMETER 0-40V | MULTIMETERS | N | N | 36 | CROMPTON | Yes | Yes
E10 | W116 | 6625994160254 | RE4000C | BATTERY CAPACITY TESTER | MULTIMETERS | Main Assy | N | 12 | CASLET ELECTRONICS LTD | Yes | Yes
E10 | W116 | 6625996541902 | RE2358B | VOLTMETER BOARD ASSEMBLY | MULTIMETERS | 6625994160254 | N | CNR | CASLET ELECTRONICS LTD | No | Yes
E10 | W116 | 6625996541899 | RE2356B | CURRENT AMP BOARD ASSEMBLY | MULTIMETERS | 6625994160254 | N | CNR | CASLET ELECTRONICS LTD | No | Yes
E10 | W116 | 6625996542477 | 350R 90MC | AMMETER - BATTERY CAPACITY TESTER | MULTIMETERS | 6625994160254 | N | CNR | CASLET ELECTRONICS LTD | No | Yes
E10 | W116 | 6625996542478 | 350R 90MC CL1475/PL0075 | VOLTMETER - BATTERY CAPACITY TESTER | MULTIMETERS | 6625994160254 | N | CNR | CASLET ELECTRONICS LTD | No | Yes
E10 | 3V7 | 6150998425109 | DL8420 | CABLE ASSEMBLY SPECIAL PURPOSE ELECTRICAL | MULTIMETERS | 6625994160254 | N | CNR | CASLET ELECTRONICS LTD | No | No
E10 | W116 | 6625991057080 | WED21329 | VOLTAGE DETECTOR MK6 WITH BATTERY | MULTIMETERS | Main Assy | N | 12 | PETARDS JOYCE-LOEBL LTD | Yes | Yes
E10 | 3V7 | 6135994173104 | 402471 | BATTERY _ FOR Mk 6 NO VOLTS DETECTOR | MULTIMETERS | 6625991057080 | N | CNR | PETARDS JOYCE-LOEBL LTD | No | No
E10 | W116 | 6625994414148 | WEB27132 | CASE CARRYING | MULTIMETERS | 6625991057080 | N | CNR | PETARDS JOYCE-LOEBL LTD | No | Yes
E10 | 3V7 | 5330994680531 | WEA21346 | WASHER SEALING | MULTIMETERS | 6625991057080 | N | CNR | PETARDS JOYCE-LOEBL LTD | No | No
E10 | 3V7 | 6625994669682 | WED21334 | CASE CARRYING | MULTIMETERS | 6625991057080 | N | CNR | PETARDS JOYCE-LOEBL LTD | No | No
E10 | 3V7 | 5820994672235 | SIC6143 | CAP RUBBER | MULTIMETERS | 6625991057080 | N | CNR | PETARDS JOYCE-LOEBL LTD | No | No
E10 | 3V7 | 5330994697961 | TECKNIT801145 | GASKET | MULTIMETERS | 6625991057080 | N | CNR | PETARDS JOYCE-LOEBL LTD | No | No
E10 | 3V7 | 5935995434946 | HBS-06A-14-19P | PLUG | MULTIMETERS | 6625991057080 | N | CNR | PETARDS JOYCE-LOEBL LTD | No | No
E10 | 3V7 | 9905996239778 | WEB123175 | PLATE IDENTIFICATION | MULTIMETERS | 6625991057080 | N | CNR | PETARDS JOYCE-LOEBL LTD | No | No
E10 | 3V7 | 5935996242898 | KPT-06F825 | SOCKET | MULTIMETERS | 6625991057080 | N | CNR | PETARDS JOYCE-LOEBL LTD | No | No
E10 | 3V7 | 5970999847632 | BS3858TYPE1C | SLEEVE BLACK | MULTIMETERS | 6625991057080 | N | CNR | PETARDS JOYCE-LOEBL LTD | No | No
E10 | Z4 | 6135995625607 | 402472 | SILVER OXIDE BATTERY (ARMAMENT OHMMETER USE) | MULTIMETERS | 6625991057080 | N | CNR | AEA TECHNOLOGY BATTERY SYSTEMS LTD | No | No
E10 | 4A | 4940996135069 | HCS2051-01-RAF | BONDER CALIBRATION KIT | MULTIMETERS | N | N | 12 | HEATCON COMPOSITE SYSTEMS (EUROPE) LIMITED | Yes | No
E10 | 4XE | 6635992139044 | 3000 | ELECTRICAL CONDUCTIVITY METER | MULTIMETERS | N | N | 12 | HOCKING NDT LTD | Yes | No
E10 | NONE | AVO/ SC ITS/100 | SCITS 100 | SECONDARY CURRENT INJECTION TEST SET | MULTIMETERS | N | N | 12 | SURGETEK | Yes | No
E10 | NONE | NIV 35/7810 | TYPE 2670 | PREAMP TYPE 2670 | MULTIMETERS | N | N | 12 | BKSV | Yes | No
E10 | NONE | NIVDSG/0182 | 4001 | DVA METER | MULTIMETERS | N | N | 12 |  | Yes | No
E10 | NONE | NIVN IV DSG0065 | 100A/100mV | SHUNT | MULTIMETERS | N | N | 12 |  | Yes | No
E10 | NONE | NIVN IV DSG0220 | HVP-251 | PRECISION HIGH VOLTAGE DIVIDER | MULTIMETERS | N | N | 12 | CPSHV | Yes | No
E10 | NONE | NONE | 0.01uF | STANDARD CAPACITOR | MULTIMETERS | N | N | 12 | N/K | Yes | No
E10 |  | NIV | CC-360/24-72-US | Voltage Detector | MULTIMETERS | N | N | 12 | Avo | Yes | No
E10 |  | NIV | PCITS2002/2 | Primary Current Injection Test Set | MULTIMETERS | N | N | 12 | Megger | Yes | No
E10 |  | NIV | 2067 | LF CURRENT PROBE | MULTIMETERS | N | N | 12 | AH SYSTEMS | Yes | No
E10 |  | NIV | 2068 | HF/VHF CURRENT PROBE | MULTIMETERS | N | N | 12 | AH SYSTEMS | Yes | No
E10 |  | NIV | TR-2520 | Current Probe | MULTIMETERS | N | N | 12 | Dranetz BMI | Yes | No
E10 |  | NIV | 70480 | Digital Multimeter | MULTIMETERS | N | N | 12 | Wurth | Yes | No
E10 |  | NIV | 683A | INDICATOR/ALARM | MULTIMETERS | N | N | 12 | IMI SENSORS | Yes | No
E10 | SK5 | 6625015978589 | 77IV | Multimeter | MULTIMETERS | N | N | 12 | Fluke | Yes | No
E10 |  | FLU77IV | 77 Mk IV | Multimeter | MULTIMETERS | N | N | 12 | Fluke | Yes | No
E10 | W307 | 6625123487425 | NAS-Z3 828.6517.02 | Insertion Unit | MULTIMETERS | N | N | 12 | Rohde & Schwarz | Yes | No
E10 | W307 | 6625123602841 | NAS-Z5 828.6717.03 | Insertion Unit | MULTIMETERS | N | N | 12 | Rohde & Schwarz | Yes | No
E10 | W307 | 6625123388092 | NAS-Z2 828.6417.02 | Insertion Unit | MULTIMETERS | N | N | 12 | Rohde & Schwarz | Yes | No
E10 | NOT ON ISIS | 662513862133 | FLUI410 | CURRENT CLAMP | CLAMPS | N | N | 12 |  | Yes | No
E10 | O657 | 6625995149303 | LEMPR2000 | CURRENT CLAMP PROBE | CLAMPS | N | N | 12 |  | Yes | No
E10 |  | NIV | AVO40 | MULTIMETER | MULTIMETERS | N | N | 12 |  | Yes | No
E10 |  | NIVDSG/0031 | CHXF11N | CLAMP MULTIMETER | MULTIMETERS | N | N | 12 |  | Yes | No
E10 |  | OBS | FLU80I-410 | CURRENT CLAMP | CLAMPS | N | N | 12 |  | Yes | No
E10 |  | 100000 | MESMAO70 | MULTIMETER | MULTIMETERS | N | N | 12 | METROTEST | Yes | No
E10 |  | NIVDSG/0039 | RBNAR8003 | DIGITAL MULTIMETER | MULTIMETERS | N | N | 12 | ROBIN | Yes | No
E10 |  | NIVDSG/0438 | ROHESH2-Z1 | CLAMP-ON RF CURRENT CLAMP | CLAMPS | N | N | 12 | ROHDE AND SCHWARZ | Yes | No
E10 |  | NOT SUPPLIED | WUR704 80 | DIGITAL MULTIMETER | MULTIMETERS | N | N | 12 | WURTH | Yes | No
E10 | 7YAM | 6625143804060 | YAM90890-03112 | POCKET TESTER | MULTIMETERS | N | N | 12 | YAMAHA | Yes | No

## Lot E11
Sub Set | DMC | NSN (Full 13 no spaces) | Part No | DESCRIPTION | Group | Comprising Item | Special Conditions ( EMC, ITAR ,ATEX) | Cal period | OEM | Calibration | Repair | CSOR | Q1 Std Calibration Price | Q2 Std Repair & Calibration price | Q3 Service provided In-House or Sub-Con | Q4 Item covered under Schedule of UKAS Accreditation by the LAB carrying out the Work. | Q5 If service is provided at Sub-Con please specify supplier detail | Q6 UKAS Calibration Price | Q7 UKAS Repair and Calibration Price | Q8 Service provided In-House or Sub-Con | Q9 Item covered under Schedule of UKAS Accreditation by the LAB carrying out the Work. | Q10 If service is provided at Sub-Con please specify supplier detail. | Comments
E11 | W115 | 6625992843037 | 283A932 | Portable Appliance Tester | PAT | Main Assy | N | 12 | Seaward Electronic Limited | Yes | Yes | 0529E
E11 | Z4 | 6625996614317 | 44B 101 | FLASH PROBE AND LEAD | PAT | 6625992843037 | N | CNR | Seaward Electronic Limited | No | No
E11 | Z4 | 6625993554084 | 249A908 | EARTH BOND LEAD | PAT | 6625992843037 | N | CNR | Seaward Electronic Limited | No | No
E11 | Z4 | 6625991478449 | 44B113 | COMPUTER DOWNLOAD LEAD | PAT | 6625992843037 | N | CNR | Seaward Electronic Limited | No | No
E11 | Z4 | 6625996715255 | 283972 | DUAL SERIAL PORT ADAPTOR | PAT | 6625992843037 | N | CNR | Seaward Electronic Limited | No | No
E11 | Z4 | 6625999684224 | 298A950 | PAT CARRY BAG | PAT | 6625992843037 | N | CNR | Seaward Electronic Limited | No | No
E11 | Z4 | 6625999089314 | 281A075 | 115V SUPPLY ADAPTOR LEAD | PAT | 6625992843037 | N | CNR | Seaward Electronic Limited | No | No
E11 | W115 | 6625997950904 | 283A910 | PORTABLE APPLIANCE TESTER SEAWARD SUPERNOVA PLUS | PAT | 6625992843037 | N | 12 | Seaward Electronic Limited | Yes | Yes
E11 |  |  | 6080 | Professional Portable Appliance Tester | PAT | N | N | 12 | Transmille | Yes | No
E11 |  |  | PAC 1000 | Portable Appliance Checker | PAT | N | N | 12 | Seaward | Yes | No
E11 |  |  | MI2141 BetaPAT | PAT Tester | PAT | N | N | 12 | Metrel | Yes | No
E11 |  | NIVDSG/0299 | PrimeTest 250+ | PAT Tester | PAT | N | N | 12 | Seaward | Yes | No
E11 |  | NIVDSG/0415 | EasyPat 2100 | Portable Appliance Tester | PAT | N | N | 12 | Martindale | Yes | No
E11 | W115 | 6625992579882 | PAT32 | Portable Appliance Tester | PAT | N | N | 12 | Megger | Yes | Yes
E11 |  | SPAT09201310 | SimplePat | PAT Tester | PAT | N | N | 12 | [Internal] | Yes | No
E11 |  | NIVDSG/0767 | KT73+ | Portable Appliance Tester | PAT | N | N | 12 | Kewtech | Yes | No
E11 |  | NIVDSG/0570 | 6500 | Appliance Tester | PAT | N | N | 12 | Fluke | Yes | No
E11 |  | 100000 | Europa Plus | Portable Appliance Tester | PAT | N | N | 12 | Seaward | Yes | No
E11 |  | 7464474 | OSCAR250 | PAT TESTER | PAT | N | N | 12 | SEAWARD | Yes | No
E11 |  | NIVDSG/0046 | MEYMI2141 | PAT TESTER | PAT | N | N | 12 |  | Yes | No
E11 |  | NIVDSG/0286 | SEAPRIMETEST50 | PAT TESTER | PAT | N | N | 12 | Seaward | Yes | No
E11 |  | NIVDSG/0562 | UUTUT528 | PAT TESTER | PAT | N | N | 12 |  | Yes | No

## Lot E12
Sub Set | DMC | NSN (Full 13 no spaces) | Part No | DESCRIPTION | Group | Comprising Item | Special Conditions ( EMC, ITAR ,ATEX) | Cal period | OEM | Calibration | Repair | CSOR | Q1 Std Calibration Price | Q2 Std Repair & Calibration price | Q3 Service provided In-House or Sub-Con | Q4 Item covered under Schedule of UKAS Accreditation by the LAB carrying out the Work. | Q5 If service is provided at Sub-Con please specify supplier detail | Q6 UKAS Calibration Price | Q7 UKAS Repair and Calibration Price | Q8 Service provided In-House or Sub-Con | Q9 Item covered under Schedule of UKAS Accreditation by the LAB carrying out the Work. | Q10 If service is provided at Sub-Con please specify supplier detail. | Comments
E12 | W115 | 5820997492907 | R-1150-10A | ANTENNA KIT | ANTENNA | N | N | 12 | DYNAMIC SCIENCE INC | Yes | Yes
E12 | W115 | 5985015291372 | CMA5240 | ANTENNA | ANTENNA | N | EMC | 12 | ARA | Yes | Yes
E12 | W115 | 5935997803368 | OE5062 | TIMES MICROWAVE ADAPTOR KIT | ANTENNA | N | N | 12 | CASTLE MICROWAVE LTD | Yes | Yes
E12 | W115 | 5935998312855 | OE5063 | TIME MICROWAVE ADAPTOR KIT | ANTENNA | N | N | 12 | CASTLE MICROWAVE LTD | Yes | Yes
E12 | W115 | 5985015161801 | 3146A | LPDA ANTENNA | ANTENNA | N | EMC | 12 | EMC TEST SYSTEMS | Yes | Yes
E12 | W115 | 5985015162129 | 6507 | LOOP ANTENNA | ANTENNA | N | EMC | 12 | EMC TEST SYSTEMS | Yes | Yes
E12 | W115 | 5985014264309 | 3109 | BICONNICAL ANTENNA | ANTENNA | N | EMC | 12 | EMCO | Yes | Yes
E12 | W115 | 5985015161800 | 3104C | BICONICAL ANTENNA | ANTENNA | N | EMC | 12 | EMCO | Yes | Yes
E12 | W115 | 5985012918048 | 3115 | DOUBLE RIDGED HORN ANTENNA | ANTENNA | N | N | 12 | ETS-LINDGREN LTD | Yes | Yes
E12 | W115 | 4920013964086 | OE5108 | PRECISION ADAPTOR KIT | ANTENNA | N | N | 12 | IMES MICROWAVE SYSTEMS | Yes | Yes
E12 | W115 | 5985123119318 | HE302 | DIPOLE ANTENNA | ANTENNA | N | EMC | 12 | ROHDE & SCHWARZ | Yes | Yes
E12 | Z4 | 5985123218360 | AC008, HL025 + AC008Z | ANTENNA MICROWAVE DIRECTIONAL + TRIPOD | ANTENNA | Main Assy | EMC | 12 | ROHDE & SCHWARZ | Yes | No
E12 | W115 | 5985123556446 | HL025 | ANTENNA | ANTENNA | 5985123218360 | EMC | 12 | ROHDE & SCHWARZ | Yes | Yes
E12 | W115 | 4920013970616 | OE5109 | MICROWAVE ADAPTOR KIT | ANTENNA | N | N | 12 | TIMES MICROWAVE SYSTEMS | Yes | Yes
E12 | W115 | 5985012523665 | AR7-18 | PERIODIC LOG ANTENNA | ANTENNA | N | N | 12 | WATKINS JOHNSON | Yes | Yes
E12 | W115 | 6625014476261 | AT-400 | ANTENNA TESTER | ANTENNA | N | N | 12 | BIRD ELECTRONIC | Yes | Yes
E12 | W115 | 6625014476259 | AT-100 | ANTENNA TESTER | ANTENNA | N | N | 12 | BIRD ELECTRONIC | Yes | Yes
E12 | Z4 | 5985014902605 | 3147P | PERIODIC LOG ANTENNA | ANTENNA | N | EMC | 12 | EMC TEST SYSTEMS | Yes | No
E12 | Z4 | 5985123150269 | HE010 | ACTIVE MONOPOLE | ANTENNA | N | EMC | 12 | ROHDE & SCHWARZ | Yes | No
E12 |  | 6625996403941 | 91892-1 | ANTENNA, REFLECTOR | ANTENNA | N | N | 12 | EATON | Yes | No
E12 | W115 | 6625994474009 | ANRS113BQ | SITE MASTER | ANTENNA | Main Assy | N | 12 | ANRITSU | Yes | Yes | 0547E
E12 | N/K | 6625994029110 | S113BQ | ANTENNA TEST SET | ANTENNA | 6625994474009 | N | 12 | ANRITSU | Yes | No
E12 | Z4 | 5935014760963 | 40-115 | ADAPTOR | ANTENNA | 6625994474009 | N | CNR | ANRITSU | No | No
E12 | Z4 | 5985014584896 | SM/PL-1 | DUMMY LOAD | ANTENNA | 6625994474009 | N | CNR | ANRITSU | No | No
E12 | Z4 | 5935014760965 | 806-141 | 12 VOLT DC ADAPTOR | ANTENNA | 6625994474009 | N | CNR | ANRITSU | No | No
E12 | Z4 | 6625013844417 | 5400-71N50 | DETECTOR UNIT | ANTENNA | 6625994474009 | N | CNR | ANRITSU | No | No
E12 | Z4 | 5985014575939 | 28N50-2 | PRECISION LOAD | ANTENNA | 6625994474009 | N | 12 | ANRITSU | Yes | No
E12 | Z4 | 5985012549468 | 22N50 | OPEN/SHORT | ANTENNA | 6625994474009 | N | 12 | ANRITSU | Yes | No
E12 | W115 | 6625994832460 | 40-168 | ADAPTOR AC to DC | ANTENNA | 6625994474009 | N | CNR | ANRITSU | No | Yes
E12 | Z4 | 6140015269126 | 633-27 | BATTERY STORAGE NiMH | ANTENNA | 6625994474009 | N | CNR | ANRITSU | No | No
E12 | W115 | 6625015502384 | S8X0D/5 | MONITOR RADIO FREQUENCY | ANTENNA | 6625994474009 | N | CNR | ANRITSU | No | Yes
E12 | W115 | 6625015502386 | S8X0D/11NF | PROD TEST | ANTENNA | 6625994474009 | N | CNR | ANRITSU | No | Yes
E12 | W115 | 5985015503159 | SM/PL-1 | DUMMY LOAD ELECTRICAL | ANTENNA | 6625994474009 | N | CNR | ANRITSU | No | Yes
E12 | W115 | 5930015503158 | 40-168 | ADAPTOR SWITCH ACTUATOR | ANTENNA | 6625994474009 | N | CNR | ANRITSU | No | Yes
E12 | Z4 | 1095015271420 | 48258 | CASE SOFT CARRYING | ANTENNA | 6625994474009 | N | CNR | ANRITSU | No | No
E12 | Z4 | 5935015658450 | 66379 | ADAPTOR CONNECTOR | ANTENNA | 6625994474009 | N | CNR | ANRITSU | No | No
E12 | W115 | 5935015636318 | S80D/2 | EXTENSION LOW FREQUENCY | ANTENNA | 6625994474009 | N | CNR | ANRITSU | No | Yes
E12 | W115 | 6625015611068 | S8X0D/22NF | TEST PROBE | ANTENNA | 6625994474009 | N | CNR | ANRITSU | No | Yes
E12 | W115 | 5985015636320 | CWM220NF | SOURCE MODULE | ANTENNA | 6625994474009 | N | CNR | ANRITSU | No | Yes
E12 | Z4 | 6625014233849 | 560-7N50B | DETECTOR RADIO FREQUENCY | ANTENNA | 6625994474009 | N | CNR | ANRITSU | No | No
E12 | W115 | 6625995938197 | SIM-701 | ANTENNA SIMULATOR | ANTENNA | N/A | N | 12 | AEROFLEX | Yes | Yes
E12 |  | 5985995152424 | 6512 | PASSIVE LOOP ANTENNA | ANTENNA | N | EMC | 12 | ETS LINDGREN LTD | Yes | No
E12 | 5985 | 5985998701350 | 3303 | MONOPOLE ANTENNA | ANTENNA | N | EMC | 12 | EMCO | Yes | No
E12 |  | NIV | 3105 | HORN ANTENNA | ANTENNA | N | EMC | 12 | EMCO | Yes | No
E12 |  | NIV | 3117 | HORN ANTENNA | ANTENNA | N | EMC | 12 | ETS LINDGREN LTD | Yes | No
E12 |  | NIV | 3146 | LOG PERIODIC ANTENNA | ANTENNA | N | EMC | 12 | EMCO | Yes | No
E12 |  | NIV | 3148 | LPDA ANTENNA | ANTENNA | N | EMC | 12 | EMCO | Yes | No
E12 |  | NIV | 6502 | ACTIVE LOOP ANTENNA | ANTENNA | N | EMC | 12 | EMCO | Yes | No
E12 |  | NIV | 96001 | HORN ANTENNA | ANTENNA | N | EMC | 12 | AILTECH | Yes | No
E12 |  | NIV | 201125 | OMNI-DIRECTIONAL ANTENNA | ANTENNA | N | EMC | 12 | TECOM | Yes | No
E12 |  | NIV | 201464 | ANTENNA SLANT LINEAR BICON | ANTENNA | N | EMC | 12 | TECOM | Yes | No
E12 |  | NIV | 201093-1 | OMNIDIRECTIONAL ANTENNA | ANTENNA | N | EMC | 12 | TECOM | Yes | No
E12 |  | NIV | 3142B | BICONICAL - LOG / HYBRID ANTENNA | ANTENNA | N | EMC | 12 | EMCO | Yes | No
E12 |  | NIV | 3160-04 | HORN ANTENNA | ANTENNA | N | EMC | 12 | EMCO | Yes | No
E12 |  | NIV | 3160-05 | APPARENT GAIN HORN ANTENNA | ANTENNA | N | EMC | 12 | ETS LINDGREN LTD | Yes | No
E12 |  | NIV | 3160-06 | APPARENT GAIN HORN ANTENNA | ANTENNA | N | EMC | 12 | EMCO | Yes | No
E12 |  | NIV | 3160-07 | HORN ANTENNA | ANTENNA | N | EMC | 12 | EMCO | Yes | No
E12 |  | NIV | 3160-08 | APPARENT GAIN HORN ANTENNA | ANTENNA | N | EMC | 12 | EMCO | Yes | No
E12 |  | NIV | 3160-09 | HORN ANTENNA | ANTENNA | N | EMC | 12 | EMCO | Yes | No
E12 |  | NIV | 3160-10 | HORN ANTENNA | ANTENNA | N | EMC | 12 | EMCO | Yes | No
E12 |  | NIV | 91888-2 | HORN ANTENNA | ANTENNA | N | EMC | 12 | EATON | Yes | No
E12 |  | NIV | 91889-2 | HORN ANTENNA | ANTENNA | N | EMC | 12 | AILTECH | Yes | No
E12 |  | NIV | 91891-2 | ANTENNA | ANTENNA | N | N | 12 | EATON | Yes | No
E12 |  | NIV | 92200-3 | LOOP ANTENNA | ANTENNA | N | EMC | 12 | STODDART ELECTRO SYSTEMS | Yes | No
E12 |  | NIV | 94613-1 | ANTENNA | ANTENNA | N | N | 12 | EATON | Yes | No
E12 |  | NIV | 94614-1 | ANTENNA | ANTENNA | N | N | 12 | EATON | Yes | No
E12 |  | NIV | 94626-1 | HORN ANTENNA | ANTENNA | N | EMC | 12 | EATON | Yes | No
E12 |  | NIV | 94627-1 | HORN ANTENNA 26-40 GHz | ANTENNA | N | EMC | 12 | AILTECH | Yes | No
E12 |  | NIV | AR173 | PERIODIC LOG ANTENNA | ANTENNA | N | EMC | 12 | WATKINS JOHNSON | Yes | No
E12 |  | NIV | AT1000 | PERIODIC LOG ANTENNA | ANTENNA | N | EMC | 12 | AMPLIFIER RESEARCH | Yes | No
E12 |  | NIV | CBL6140 | BICONICAL-LOG / HYBRID ANTENNA | ANTENNA | N | EMC | 12 | CHASE | Yes | No
E12 |  | NIV | HL223 | LOG PERIODIC ANTENNA | ANTENNA | N | EMC | 12 | ROHDE & SCHWARZ UK LTD | Yes | No
E12 |  | NIV | LPB-2520 | BICONNICAL-LOG HYBRID ANTENNA | ANTENNA | N | N | 12 | ARA TECHNOLOGIES | Yes | No
E12 |  | NIV | SAS-200/510 | LPDA ANTENNA | ANTENNA | N | EMC | 12 | AH SYSTEMS | Yes | No
E12 |  | NIV | SAS-200/530 | DIPOLE ANTENNA | ANTENNA | N | EMC | 12 | AH SYSTEMS | Yes | No
E12 |  | NIV | SAS-200/571 | APPARENT GAIN HORN ANTENNA | ANTENNA | N | EMC | 12 | A H SYSTEMS INC | Yes | No
E12 |  | NIV | SAS-510-2 | LPDA ANTENNA | ANTENNA | N | EMC | 12 | AH SYSTEMS | Yes | No
E12 |  | NIV | SAS-521F-2 | BICONICAL-LOG HYBRID ANTENNA | ANTENNA | N | EMC | 12 | AH SYSTEMS | Yes | No
E12 |  | NIV | SAS-530 | DIPOLE ANTENNA | ANTENNA | N | EMC | 12 | AH SYSTEMS | Yes | No
E12 |  | NIV | SAS-550-1B | ACTIVE MONOPOLE ANTENNA | ANTENNA | N | EMC | 12 | AH SYSTEMS | Yes | No
E12 |  | NIV | SAS-560 | LOOP ANTENNA | ANTENNA | N | EMC | 12 | AH SYSTEMS | Yes | No
E12 |  | NIV | SAS-571 | HORN ANTENNA | ANTENNA | N | EMC | 12 | AH SYSTEMS | Yes | No
E12 |  | NIV | SAS-572 | HORN ANTENNA | ANTENNA | N | EMC | 12 | AH SYSTEMS | Yes | No
E12 |  | NIV | SAS-574 | HORN ANTENNA | ANTENNA | N | EMC | 12 | AH SYSTEMS | Yes | No
E12 |  | NIV | WG16 | HORN | ANTENNA | N | N | 12 | MID CENTURY | Yes | No
E12 |  | NIV | SAS-542 | BICONICAL ANTENNA | ANTENNA | N | EMC | 12 | AH SYSTEMS | Yes | No

## Lot E13
Sub Set | DMC | NSN (Full 13 no spaces) | Part No | DESCRIPTION | Group | Comprising Item | Special Conditions ( EMC, ITAR ,ATEX) | Cal period | OEM | Calibration | Repair | CSOR | Q1 Std Calibration Price | Q2 Std Repair & Calibration price | Q3 Service provided In-House or Sub-Con | Q4 Item covered under Schedule of UKAS Accreditation by the LAB carrying out the Work. | Q5 If service is provided at Sub-Con please specify supplier detail | Q6 UKAS Calibration Price | Q7 UKAS Repair and Calibration Price | Q8 Service provided In-House or Sub-Con | Q9 Item covered under Schedule of UKAS Accreditation by the LAB carrying out the Work. | Q10 If service is provided at Sub-Con please specify supplier detail. | Comments
E13 | W115 | 6625005854051 | 1409-T | STANDARD CAPACITOR | CAPACITANCE | N | N | 12 | GEC | Yes | Yes
E13 | W115 | 6625991943139 | 3111 | RESISTOR STANDARD | RESISTANCE METERS | N | N | 12 | TINSLEY H CO | Yes | Yes
E13 | W115 | 6625992692631 | 4720 | RESISTANCE DECADE BOX 9 DIAL 1KOHM TO 611 GOHM | RESISTANCE METERS | N | N | 12 | TINSLEY H CO | Yes | Yes
E13 | W115 | 5985999444320 | M2249 | DUMMY LOAD | RESISTANCE METERS | N | N | 12 | THALES | Yes | Yes
E13 | W115 | 5905994629094 | 1682 | STANDARD RESISTOR | RESISTANCE METERS | N | N | 12 | TINSLEY H CO | Yes | Yes
E13 | W115 | 6625991558692 | 150-ST-FN | DUMMY LOAD ELECTRICAL | RESISTANCE METERS | N | N | 12 | BIRD ELECTRONIC | Yes | Yes | 0655E
E13 | W115 | 6625991057213 | SUL43283 | RESISTOR | RESISTANCE METERS | N | N | 12 | Sullivan HW Ltd | Yes | Yes
E13 | W115 | 6625997796357 | 6111-428 | LOW RESISTANCE OHMMETER | RESISTANCE METERS | N | N | 12 | AVO Megger Instruments Ltd | Yes | Yes
E13 | W115 | 6625999380860 | CLRA217 | EARTH BOND TESTER | RESISTANCE METERS | N | N | 12 | CLARE INSTRUMENTS LTD | Yes | Yes
E13 | W115 | 6625996577855 | TIN5686 | STANDARD RESISTOR | RESISTANCE METERS | N | N | 12 | TINSLEY H CO | Yes | Yes
E13 | W115 | 6625997727963 | KD1E | POTENTIAL INDICATOR | VOLTAGE STANDARDS | N | N | 12 | SEAWARD | Yes | Yes
E13 | W115 | 6625013676063 | 734A | STANDARD REFERENCE DC VOLTAGE | VOLTAGE STANDARDS | Main Assy | N | 12 | FLUKE | Yes | Yes
E13 | W115 | 6625013705576 | 732B | VOLTAGE STANDARD | VOLTAGE STANDARDS | 6625013676063 | N | 12 | FLUKE | Yes | Yes
E13 | W115 | 6625993018191 | PD690 | Proving Unit | VOLTAGE STANDARDS | N | N | 12 | Martindale Electric | Yes | Yes
E13 | W115 | 6625997946897 | 4920 With 4922 | Alternating Voltage Measurement Standard | VOLTAGE STANDARDS | N | N | 12 | Datron | Yes | Yes
E13 | W115 | 6625993991120 | 81081/0200.0 | SAFETY OHMMETER SET (ARMAMENTS) | RESISTANCE METERS | Main Assy | N | 12 | AGI | Yes | Yes | 0023E
E13 | W115 | 6625995014741 | 81081/0300.02 | CARRY CASE FOR SAFETY OHMMETER 1681A | RESISTANCE METERS | 6625993991120 | N | CNR | AGI | No | Yes
E13 | W115 | 6625999875640 | 1681A | SAFETY OHMMETER (BARE ITEM) | RESISTANCE METERS | 6625993991120 | N | 12 | AGI | Yes | Yes
E13 | W115 | 6625995701361 | DSP100 | CAT 5 CABLE TESTER | RESISTANCE METERS | Main Assy | N | 12 | FLUKE | Yes | Yes
E13 | W115 | 6625999263717 | DSP100 | CABLEMETER | RESISTANCE METERS | 6625995701361 | N | 12 | FLUKE | Yes | Yes
E13 | W115 | 6625993134577 | MIT1020 | INSULATION TESTER | RESISTANCE METERS | N | N | 12 | MEGGER | Yes | Yes | 0624E
E13 | W116 | 4920991117968 | QC311 | FUEL GAUGING TEST SET | CAPACITANCE | N | N | 12 | SMITHS | Yes | Yes
E13 | W115 | 6625996471285 | R802 | DECADE RESISTANCE BOX | RESISTANCE METERS | N | N | 12 | AMETEK LLOYD INSTRUMENTS LIMITED | Yes | Yes | 0477E
E13 | W115 | 6625994957821 | SVC 5 | DECADE CAPACITANCE BOX | CAPACITANCE | N | N | 12 | AMETEK LLOYD INSTRUMENTS LIMITED | Yes | Yes
E13 | W115 | 6625996256035 | 43287 | Decade Resistance | RESISTANCE METERS | N | N | 12 | CAMBRIDGE INSTRUMENTS LIMITED | Yes | Yes | 0410E
E13 | W116 | 4920994360556 | 5AIQAA76 | TEST SET GAUGE FUEL CONTENTS | CAPACITANCE | N | N | 12 | SMITHS | Yes | Yes
E13 | W116 | 4920996254776 | QC287 | TEST SET FUEL CONTENTS | CAPACITANCE | N | N | 18 | SMITHS | Yes | Yes
E13 | W115 | 6625995215908 | SD1226-010 (CT 558) | THYRISTOR TEST SET | RESISTANCE METERS | Main Assy | N | 18 | ATB LAURENCE SCOTT LIMITED | Yes | Yes | 0137E
E13 | W116 | 6625995215910 | SD1226-002 | TEST STAND SEMI CONDUCTOR | RESISTANCE METERS | 6625995215908 | N | CNR | ATB LAURENCE SCOTT LIMITED | No | Yes
E13 | W115 | 6150998646450 | 162647-A2 | 20 Meter Extension Lead | RESISTANCE METERS | N | N | 12 | DM SYSTEMS AND TEST LIMITED | Yes | Yes
E13 | W115 | 5905996327624 | 5502 | DECADE RESISTANCE BOX | RESISTANCE METERS | N | N | 12 | CAM METRIC HOLDINGS | Yes | Yes | 0459E
E13 | W115 | 5905996327625 | 5503 | DECADE RESISTANCE BOX | RESISTANCE METERS | N | N | 12 | CAM METRIC HOLDINGS | Yes | Yes | 0460E
E13 | W115 | 5905996327627 | 8802 | DECADE RESISTANCE BOX | RESISTANCE METERS | N | N | 12 | CAM METRIC HOLDINGS | Yes | Yes | 0411E
E13 | W115 | 6625990381642 | RBB5C | DECADE RESISTOR | RESISTANCE METERS | N | N | 12 | CROPICO LIMITED | Yes | Yes | 0054E
E13 | W115 | 6625997620917 | 8000 | Resitor Decade Schlumberger 1041 | RESISTANCE METERS | N | N | 12 | TIME ELECTRONICS LIMITED | Yes | Yes | 0518E
E13 | W115 | 6625998397291 | 18B MK2 | MEGOHMMETER SET | RESISTANCE METERS | Main Assy | N | 12 | AVO MEGGER INSTRUMENTS LTD | Yes | Yes | 0573E
E13 | W115 | 6625997798465 | 18B MK2 | BRIDGE TESTER | RESISTANCE METERS | 6625998397291 | N | 12 | AVO MEGGER INSTRUMENTS LTD | Yes | Yes | 0573E
E13 | W115 | 6625014804218 | OSTPRS-800 | MEGOHMMETER | RESISTANCE METERS | N | N | 12 | VERMASON | Yes | Yes
E13 | W115 | 6625996648258 | DAT1071 | DIGITAL VOLTMETER | VOLTAGE STANDARDS | N | N | 12 | FLUKE | Yes | Yes
E13 | W115 | 6625997632517 | MEGBT51 | DIGITAL MILLIOHMMETER | RESISTANCE METERS | N | N | 12 | AVO MEGGER INSTRUMENTS LTD | Yes | Yes
E13 | W115 | 6625997698916 | RFL828 | AC/DC V-A SCOURCE | VOLTAGE STANDARDS | Main Assy | N | 6 | WESSEX ELECTRONICS | Yes | Yes
E13 | W115 | 6625011741694 | 828 | VOLTAGE STANDARD | VOLTAGE STANDARDS | 6625997698916 | N | 6 | WESSEX ELECTRONICS | Yes | Yes
E13 | W115 | 6625997635591 | TELS8241/1&2 | DIVIDER UNIT 1001 | VOLTAGE STANDARDS | 6625997698916 | N | 6 | WESSEX ELECTRONICS | Yes | Yes
E13 | Z4 | 5995996498050 | 23-3416 | CABLE ASSY POWER ELECTRICAL | VOLTAGE STANDARDS | 6625997698916 | N | CNR | WESSEX ELECTRONICS | No | No
E13 | W115 | 6625999502497 | AGL1681 | SAFETY OHM METER | RESISTANCE METERS | Main Assy | N | 12 | AGI | Yes | Yes | 0023E
E13 | W115 | 6150997606695 | 162613-A2 | TEST LEAD | RESISTANCE METERS | 6625999502497 | N | CNR | AGI | No | Yes
E13 | Z4 | 6150992999742 | 162614-A2 | CABLE ASSEMBLY | RESISTANCE METERS | 6625999502497 | N | CNR | AGI | No | No
E13 | Z4 | 6625994401009 | 901398-A2 | TEST LEAD | RESISTANCE METERS | 6625999502497 | N | CNR | AGI | No | No
E13 | Z4 | 6150992442864 | 162609-A2 | CABLE ASSEMBLY | RESISTANCE METERS | 6625999502497 | N | CNR | AGI | No | No
E13 | Z4 | 5210996669160 | 137733-A4 | KEY SOCKET HEAD SCREW | RESISTANCE METERS | 6625999502497 | N | CNR | AGI | No | No
E13 | NK | NIV | TPS-2000 D SERIES | Power Supply | VOLTAGE STANDARDS | N | N | 12 | Topward | Yes | No
E13 | NK | NIV | 792A | TRANSFER STANDARD | VOLTAGE STANDARDS | N | N | 12 | FLUKE | Yes | No
E13 | Z4HMTE | 6625015117839 | 3605 | AC WITHSTAND VOLTAGE TESTER | VOLTAGE STANDARDS | N | N | 12 | ASSOCIATED RESEARCH INC | Yes | No
E13 | NK | NIV | HPG 25 | HIGH VOLTAGE GENERATOR | VOLTAGE STANDARDS | N | N | 12 | SEBA DYNATRONICS | Yes | No
E13 |  | NIVDSG/0435 | 27711A-1 | Charge Converter | VOLTAGE STANDARDS | N | N | 12 | Endevco | Yes | No
E13 | TKTP | 6625997656951 | 0527V-001 | Generator Test Test | VOLTAGE STANDARDS | N | N | 12 | Factair | Yes | No
E13 |  |  | 253-0727 | Wrist Strap Tester | RESISTANCE METERS | N | N | 12 | RS Components | Yes | No
E13 | W115 | 6625991046569 | 1659 | Standard Resistor | RESISTANCE METERS | N | N | 12 | Tinsley | Yes | Yes
E13 |  |  | 742A-1M | Standard Resistor | RESISTANCE METERS | N | N | 12 | Fluke | Yes | No
E13 |  |  | 742A-10K | Standard Resistor | RESISTANCE METERS | N | N | 12 | Fluke | Yes | No
E13 |  |  | 742A-1K | Standard Resistor | RESISTANCE METERS | N | N | 12 | Fluke | Yes | No
E13 |  |  | 742A-100 | Standard Resistor | RESISTANCE METERS | N | N | 12 | Fluke | Yes | No
E13 |  |  | 742A-10 | Standard Resistor | RESISTANCE METERS | N | N | 12 | Fluke | Yes | No
E13 |  |  | 742A-1 | Standard Resistor | RESISTANCE METERS | N | N | 12 | Fluke | Yes | No
E13 | 4XS | 5985012660884 | HEW85027C | DIRECTIONAL BRIDGE | RESISTANCE METERS | N | N | 12 |  | Yes | No
E13 | 10S | 6625012477283 | HEW85027A | DIRECTIONAL BRIDGE | RESISTANCE METERS | N | N | 12 |  | Yes | No
E13 |  | 6625993603447 | HEW85025A | CO-AXIAL DETECTOR | RESISTANCE METERS | N | N | 12 |  | Yes | No
E13 |  | NIV | 0.1OHM | STANDARD RESISTOR | RESISTANCE METERS | N | N | 12 | CAMBRIDGE | Yes | No
E13 |  |  | WIL560-97N50-1 | SWR AUTOTESTER | RESISTANCE METERS | N | N | 12 | WILTRON | Yes | No
E13 |  | 6625996510674 | TIN5615 | STANDARD RESISTOR | RESISTANCE METERS | N | N | 12 | TINSLEY | Yes | No
E13 |  | NIVDSG/0381 | WIL60A50 | SWR BRIDGE | RESISTANCE METERS | N | N | 12 | WILTRON | Yes | No

## Lot E14
Sub Set | DMC | NSN (Full 13 no spaces) | Part No | DESCRIPTION | Group | Comprising Item | Special Conditions ( EMC, ITAR ,ATEX) | Cal period | OEM | Calibration | Repair | CSOR | Q1 Std Calibration Price | Q2 Std Repair & Calibration price | Q3 Service provided In-House or Sub-Con | Q4 Item covered under Schedule of UKAS Accreditation by the LAB carrying out the Work. | Q5 If service is provided at Sub-Con please specify supplier detail | Q6 UKAS Calibration Price | Q7 UKAS Repair and Calibration Price | Q8 Service provided In-House or Sub-Con | Q9 Item covered under Schedule of UKAS Accreditation by the LAB carrying out the Work. | Q10 If service is provided at Sub-Con please specify supplier detail. | Comments
E14 | W115 | 6625012665575 | VM-7 | PRECISION 30MHz RECEIVER | RADIO TEST SET | 5985015546964 | N | 12 | TEGAM | Yes | Yes
E14 | W115 | 6130014137636 | 8852 | FREQUENCY CONVERTER | RADIO TEST SET | 5985015546964 | N | 12 | TEGAM | Yes | Yes
E14 | W115 | 6625015389668 | 187-4001 | ACCESSORY KIT ATTENUATION MEASUREMENT SYSTEM | RADIO TEST SET | 5985015546964 | N | 12 | TEGAM | Yes | Yes
E14 | W115 | 6625998073882 | TEKWFM601A | WAVEFORM VECTOR MONITOR | WAVEFORM ANALYSERS | N | N | 12 | TEKTRONIX | Yes | Yes
E14 | W115 | 6625010695582 | ATC600A | TEST SET DME TRANSPONDER | RADIO TEST SET | N | N | 12 | AEROFLEX | Yes | Yes
E14 | W115 | 6625015164656 | IFR 4000 Opt 1 | NAVIGATION COMMUNICATIONS RAMP TEST SET | RADIO TEST SET | N | N | 12 | AEROFLEX | Yes | Yes
E14 | W115 | 6625993100447 | QB23 | PHASE SPLITTER | RADIO TEST SET | N | N | 12 | CHELTON LIMITED T/A COBHAM ANTENNA SYSTEMS | Yes | Yes
E14 | W115 | 6625994418941 | EB9-14487 | TEST SET TYPE 8287 | RADIO TEST SET | N | N | 12 | SELEX | Yes | Yes
E14 | W115 | 6625999733590 | ESMI | EMI TEST RECEIVER | RADIO TEST SET | N | EMC | 12 | ROHDE & SCHWARZ | Yes | Yes
E14 | W115 | 5985015606013 | VM7 or 8850-MOD | VM7 ATTENUATION & SIGNAL CALIBRATOR | RADIO TEST SET | Main Assy | N | 12 | TEGAM | Yes | Yes
E14 | W115 | 5985015548136 | 8853 | FREQUENCY CONVERTER | RADIO TEST SET | 5985015606013 | N | 12 | TEGAM | Yes | Yes
E14 | W115 | 5985015546964 | 8850-18 | ATTENUATION MEASUREMENT SYSTEM | RADIO TEST SET | 5985015606013 | N | 12 | TEGAM | Yes | Yes
E14 | W115 | 6625999513969 | 6047M or DRL6056A | RADAR TEST SET | RADIO TEST SET | N | N | 12 | THALES | Yes | Yes
E14 | W115 | 5841991129525 | DRLAIR/318/A | IF TEST SET | RADIO TEST SET | N | N | 12 | THALES | Yes | Yes
E14 | W115 | 6940996384139 | D/RL/AIR/95309/ASB | SIMULATOR RADAR SIGNAL TEST SET | RADIO TEST SET | N | N | 12 | THALES | Yes | Yes
E14 | W115 | 6625999432323 | D1996 | RESONATOR UNIT | RADIO TEST SET | N | N | 24 | WAYNE KERR LTD | Yes | Yes
E14 | W115 | 5996995804124 | 2692-A-OS4 | ON-SITE CALIBRATION OF NEXUS CONDITION AMPLIFIER | RADIO TEST SET | N | N | 12 | BRUEL & KJAER UK LTD | Yes | Yes
E14 | W115 | 4920997637069 | BD 2650A | TEST SET TACAN DME | RADIO TEST SET | Main Assy | N | 24 | BRADLEY ELECTRONICS | Yes | Yes | 0596E
E14 | W115 | 5995996461924 | 150539A2 | MAINS LEAD | RADIO TEST SET | 4920997637069 | N | CNR | BRADLEY ELECTRONICS | No | Yes
E14 | W115 | 5995996461925 | 150540-A2 | CABLE ASSEMBLY | RADIO TEST SET | 4920997637069 | N | CNR | BRADLEY ELECTRONICS | No | Yes
E14 | W115 | 6625996467619 | 150505A1 | BATTERY PACK | RADIO TEST SET | 4920997637069 | N | CNR | BRADLEY ELECTRONICS | No | Yes
E14 | W115 | 5825997637070 | 161425 | CASE,TEST SET | RADIO TEST SET | 4920997637069 | N | CNR | BRADLEY ELECTRONICS | No | Yes
E14 | W115 | 5825997637067 | 161421 | TACAN TEST SET | RADIO TEST SET | 4920997637069 | N | 12 | BRADLEY ELECTRONICS | Yes | Yes
E14 | W115 | 6625996462345 | 151111 | ANTENNA | RADIO TEST SET | 4920997637069 | N | CNR | BRADLEY ELECTRONICS | No | Yes
E14 | W115 | 5935996496667 | 150598 | HN FEMALE TO N FEMALE ADAPTOR | RADIO TEST SET | 4920997637069 | N | CNR | BRADLEY ELECTRONICS | No | Yes
E14 | W115 | 5935996496668 | 150599 | AN FEMALE TO BNC MALE ADAPTOR | RADIO TEST SET | 4920997637069 | N | CNR | BRADLEY ELECTRONICS | No | Yes
E14 | W115 | 6625014687633 | IFF 701 | IFF TRANSPONDER TEST E2016SET | RADIO TEST SET | Main Assy | N | 12 | AEROFLEX | Yes | Yes | 0535E
E14 | W115 | 5999014972061 | 1407-3550-900 | CARRY STRAP | RADIO TEST SET | 6625014687633 | N | CNR | AEROFLEX | No | Yes
E14 | W115 | 6145014971753 | 6057-2069-600 | CABLE SPECIAL PURPOSE ELECTRICAL | RADIO TEST SET | 6625014687633 | N | CNR | AEROFLEX | No | Yes
E14 | W115 | 5985014971754 | 7005-3540-800 | ANTENNA | RADIO TEST SET | 6625014687633 | N | CNR | AEROFLEX | No | Yes
E14 | W115 | 6150993755646 | 6041-2000-400 | MAINS CABLE | RADIO TEST SET | 6625014687633 | N | CNR | AEROFLEX | No | Yes
E14 | W115 | 5995015248853 | 6046-3580-800 | CRYPTO CABLE | RADIO TEST SET | 6625014687633 | N | CNR | AEROFLEX | No | Yes
E14 | W115 | 5820014954916 | BRX900 | I BAND CONVERTER | RADIO TEST SET | N | N | 12 | AEROFLEX | Yes | Yes
E14 | W115 | 6625014684809 | IFF701 TI | IFF TRANSPONDER TEST SET | RADIO TEST SET | Main Assy | ITAR | 12 | AEROFLEX | Yes | Yes | 0590E
E14 | W115 | 5999014972061 | 1407-3550-900 | CARRY STRAP | RADIO TEST SET | 6625014684809 | ITAR | CNR | AEROFLEX | No | Yes
E14 | W115 | 6145014971753 | 6057-2069-600 | CABLE SPECIAL PURPOSE ELECTRICAL | RADIO TEST SET | 6625014684809 | ITAR | CNR | AEROFLEX | No | Yes
E14 | W115 | 5985014971754 | 7005-3540-800 | ANTENNA | RADIO TEST SET | 6625014684809 | ITAR | CNR | AEROFLEX | No | Yes
E14 | W115 | 5920002808342 | 5106-4501-000 | FUSE CARTRIDGE | RADIO TEST SET | 6625014684809 | ITAR | CNR | AEROFLEX | No | Yes
E14 | W115 | 6150993755646 | 6041-2000-400 | MAINS CABLE | RADIO TEST SET | 6625014684809 | ITAR | CNR | AEROFLEX | No | Yes
E14 | W115 | 6150015304567 | 6041-3583-000 | DC PIGTAIL CABLE | RADIO TEST SET | 6625014684809 | ITAR | CNR | AEROFLEX | No | Yes
E14 | W115 | 5995015248853 | 6046-3580-800 | CRYPTO CABLE | RADIO TEST SET | 6625014684809 | ITAR | CNR | AEROFLEX | No | Yes
E14 | W115 | 6625992159360 | IFF 701 TI | IFF TRANSPONDER TEST SET COMES WITH AC1006 SPACER | RADIO TEST SET | Main Assy | ITAR | 12 | AEROFLEX | Yes | Yes | 0589E
E14 | W115 | 6145014971753 | 6057-2069-600 | CABLE SPECIAL PURPOSE ELECTRICAL | RADIO TEST SET | 6625992159360 | ITAR | CNR | AEROFLEX | No | Yes
E14 | W115 | 5985014971754 | 7005-3540-800 | ANTENNA | RADIO TEST SET | 6625992159360 | ITAR | CNR | AEROFLEX | No | Yes
E14 | W115 | 6150993755646 | 6041-2000-400 | MAINS CABLE | RADIO TEST SET | 6625992159360 | ITAR | CNR | AEROFLEX | No | Yes
E14 | W115 | 6150015306667 | 7007-3582-800 | DC IN & OUT CABLE | RADIO TEST SET | 6625992159360 | ITAR | CNR | AEROFLEX | No | Yes
E14 | W115 | 6150015304567 | 6041-3583-000 | DC PIGTAIL CABLE | RADIO TEST SET | 6625992159360 | ITAR | CNR | AEROFLEX | No | Yes
E14 | W115 | 6145014971755 | 6046-3581-800 | CRYPTO CABLE | RADIO TEST SET | 6625992159360 | ITAR | CNR | AEROFLEX | No | Yes
E14 | W115 | 5920015304568 | 5106-0000-062 | FUSE CARTRIDGE (200MM 16 AMP 230 VOLT) | RADIO TEST SET | 6625992159360 | ITAR | CNR | AEROFLEX | No | Yes
E14 | W115 | 6625013070512 | 8000000218-1 | TEST SET RADAR | RADIO TEST SET | N | N | 12 | NAVCOM DEFENSE ELECTRONICS INC. | Yes | Yes
E14 | W115 | 6625999509817 | CMS36 | RADIO AGILE FREQUENCY TET SET | RADIO TEST SET | Main Assy | N | 36 | ROHDE & SCHWARZ | Yes | Yes
E14 | W115 | 6150123254165 | 1363.3020.01.01.2500 or 606.7013.00 | CABLE ASSEMBLY | RADIO TEST SET | 6625999509817 | N | CNR | ROHDE & SCHWARZ | No | Yes
E14 | W115 | 4920997584804 | A02773803 | TACAN CONTROL DISPLAY | RADIO TEST SET | N | N | 24 | SELEX | Yes | Yes
E14 | W115 | 6625013446545 | DTS200B-2 | TACAN Simulator Test Set | RADIO TEST SET | N | N | 12 | AERONAUTICAL INSTRUMENT AND RADIO!COMPANY | Yes | Yes
E14 | W115 | 6625991760723 | BD2650A-EMC | TEST SET TACAN DME | RADIO TEST SET | Main Assy | N | 12 | G & E Bradley Ltd | Yes | Yes
E14 | W115 | 5995996461924 | 150539A2 | MAINS LEAD | RADIO TEST SET | 6625991760723 | N | CNR | G & E Bradley Ltd | No | Yes
E14 | W115 | 5995996461925 | 150540-A2 | CABLE ASSEMBLY | RADIO TEST SET | 6625991760723 | N | CNR | G & E Bradley Ltd | No | Yes
E14 | W115 | 6625996467619 | 150505A1 | BATTERY PACK | RADIO TEST SET | 6625991760723 | N | CNR | G & E Bradley Ltd | No | Yes
E14 | W115 | 5825997637070 | 161425 | CASE,TEST SET | RADIO TEST SET | 6625991760723 | N | CNR | G & E Bradley Ltd | No | Yes
E14 | W115 | 5825997637067 | 161421 | TACAN TEST SET | RADIO TEST SET | 6625991760723 | N | CNR | G & E Bradley Ltd | No | Yes
E14 | W115 | 6625996462345 | 151111 | ANTENNA | RADIO TEST SET | 6625991760723 | N | CNR | G & E Bradley Ltd | No | Yes
E14 | W115 | 5935996496667 | 150598 | HN FEMALE TO N FEMALE ADAPTOR | RADIO TEST SET | 6625991760723 | N | CNR | G & E Bradley Ltd | No | Yes
E14 | W115 | 5935996496668 | 150599 | AN FEMALE TO BNC MALE ADAPTOR | RADIO TEST SET | 6625991760723 | N | CNR | G & E Bradley Ltd | No | Yes
E14 | W115 | 6625014406313 | FLUPM5420 | TV PATTERN GENERATOR | RADIO TEST SET | N | N | 12 | FLUKE | Yes | Yes
E14 | W115 | 6625994103797 | IFR2945A | RF COMMS ANALYSER | RADIO TEST SET | Main Assy | N | 12 | AEROFLEX | Yes | Yes
E14 | W115 | 6625996639008 | 2945A | TEST SET COMMUNICATIONS | RADIO TEST SET | 6625994103797 | N | 12 | AEROFLEX | Yes | Yes
E14 | W116 | 6625996231079 | 006-0032-00 | SQUAWK NAUT TEST SET | RADIO TEST SET | N | N | 12 | RAYTHEON SYSTEMS LIMITED | Yes | Yes
E14 | Z4 | 5985014575939 | 28N50-2 | PRECISION LOAD | RADIO TEST SET | N | N | 12 | ANRITSU | Yes | No
E14 | Z4 | 6515995172222 | UW-3 | ULTRASOUND WATTMETER | RADIO TEST SET | N | N | 12 | MINISTRY OF DEFENCE (ARMY) ASCA (CES POLICY) | Yes | No
E14 | Z4 | 6625015560200 | 5010T | DIRECTIONAL POWER SENSOR | RADIO TEST SET | N | N | 12 | BIRD ELECTRONIC CORP | Yes | No
E14 | W115 | 4920015344146 | 20UKR300-001 | EWETET UNIT 6 (RF SYNTHESISER NO 2) HIGH POWER | RADIO TEST SET | Main Assy | N | 12 | DRS TECHNOLOGIES | Yes | Yes
E14 | W115 | 6625015206234 | MG3692A | MICROWAVE SIGNAL SYNTHESISER | RADIO TEST SET | 4920015344146 | N | 12 | ANRITSU | Yes | Yes
E14 | W115 | 4920015344172 | 20UKR200-001 | EWETET UNIT 5 (RF SYNTHESISER NO 1) HIGH POWER | RADIO TEST SET | Main Assy | N | 12 | DRS TECHNOLOGIES | Yes | Yes
E14 | W115 | 6625991336101 | MG3692B | MICROWAVE SIGNAL SYNTHESISER | RADIO TEST SET | 4920015344172 | N | 12 | ANRITSU | Yes | Yes
E14 | W115 | 6625015206234 | MG3692A | MICROWAVE SIGNAL SYNTHESISER | RADIO TEST SET | 4920015344172 | N | 12 | ANRITSU | Yes | Yes
E14 | W115 | 5841991129527 | D/RL/AIR/314/A | SIMULATOR | RADIO TEST SET | N | N | 12 | RACAL | Yes | Yes
E14 | W115 | 6625004881731 | T-11A | TEST SET DME RAMP TESTER T 11A | RADIO TEST SET | N | N | 6 | TEL-INSTRUMENTS ELECTRONICS CORP | Yes | Yes | 0089E
E14 | W115 | 6625123720750 | ESU 26 1302.6005.26 | EMI TEST RECEIVER | RADIO TEST SET | Main Assy | N | 12 | RHODE & SHWARTZ | Yes | Yes
E14 | W115 | 6625123720760 | ESU-B24 1157.2100.06 | PREAMPLIFIER OPTION | RADIO TEST SET | 6625123720750 | N | 12 | RHODE & SHWARTZ | Yes | Yes
E14 | W115 | 6625123721346 | FSU-B9 1142.8994.02 | GENERATOR SIGNAL | RADIO TEST SET | 6625123720750 | N | 12 | RHODE & SHWARTZ | Yes | Yes
E14 | W115 | 6625123719354 | FSU-B12 1142.9349.02 | OUTPUT ATTENUATOR | RADIO TEST SET | 6625123720750 | N | 12 | RHODE & SHWARTZ | Yes | Yes
E14 | W115 | 6625123546352 | FSP-B10 1129.7246.02 | EXTERNAL GENERATOR CONTROL | RADIO TEST SET | 6625123720750 | N | 12 | RHODE & SHWARTZ | Yes | Yes
E14 | W115 | 6625123662492 | FSU-B4, 1144.9000.02 | ELECTRICAL METER SUBASSEMBLY | RADIO TEST SET | 6625123720750 | N | 12 | RHODE & SHWARTZ | Yes | Yes
E14 | W115 | 7030123719071 | ESU K53 1305.8509.02 | SOFTWARE KIT | RADIO TEST SET | 6625123720750 | N | CNR | RHODE & SHWARTZ | No | Yes
E14 | W115 | 7030123719136 | EMC32-E+ 1501.9590.02 | SOFTWARE EMC32 | RADIO TEST SET | 6625123720750 | N | CNR | RHODE & SHWARTZ | No | Yes
E14 | W115 | 7050123719885 | ESU-B18, 1303.400.06 | REMOVEABLE HARD DRIVE | RADIO TEST SET | 6625123720750 | N | CNR | RHODE & SHWARTZ | No | Yes
E14 | W115 | 7050123719888 | ESU-B19, 1303.0600.06 | MEMORY PORTABLE SOLID STATE | RADIO TEST SET | 6625123720750 | N | CNR | RHODE & SHWARTZ | No | Yes
E14 | W115 | 6625994547121 | MOD UK 001 | TEMPEST TEST RECEIVER SET | RADIO TEST SET | Main Assy | N | 12 | RHODE & SHWARTZ | Yes | Yes | 0594E
E14 | W115 | 6625123666527 | IN 1080.3508.32+FSET3&FSE-B16 | FSET 22 TEST RECEIVER | RADIO TEST SET | 6625994547121 | N | 12 | RHODE & SHWARTZ | Yes | Yes
E14 | W115 | 6625996200369 | 21A200-1/D105225 | TESTER HEADSET | RADIO TEST SET | N | N | 12 | RACAL | Yes | Yes | 0487E
E14 | W115 | 6625996560305 | PV1716 | TEST SET RADAR ALTIMETER | RADIO TEST SET | N | N | 12 | BAE SYSTEMS | Yes | Yes
E14 | W115 | 6625996591500 | MEASL 277-8024-001 | INDICATOR UNIT | RADIO TEST SET | N | N | 12 | SELEX GALILEO LIMITED | Yes | Yes
E14 | W115 | 6625997702661 | 2955-324L | TEST SET RADIO | RADIO TEST SET | Main Assy | N | 12 | AEROFLEX | Yes | Yes | 0241E
E14 | W115 | 6625991524238 | 46662-353Y | CASE TEST SET | RADIO TEST SET | 6625997702661 | N | CNR | AEROFLEX | No | Yes
E14 | W115 | 6625995985312 | 2955A | TEST SET RADIO | RADIO TEST SET | 6625997702661 | N | 12 | AEROFLEX | Yes | Yes
E14 | W115 | 6625999010885 | 2955-910L | RADIO COMMUNICATIONS TEST SET (BARE ITEM) | RADIO TEST SET | 6625997702661 | N | 12 | AEROFLEX | Yes | Yes
E14 | W115 | 6130997495545 | 54462-023W | BATTERY POWER SUPPLY | RADIO TEST SET | 6625997702661 | N | CNR | AEROFLEX | No | Yes
E14 | W115 | 6625993204815 | 4215-10052-40-T | TEST SET CASE | RADIO TEST SET | 6625997702661 | N | CNR | AEROFLEX | No | Yes
E14 | W115 | 6625997738498 | 52955-900A | RADIO TEST SET | RADIO TEST SET | N | N | 12 | AEROFLEX | Yes | Yes | 0241E
E14 | W115 | 6625997940189 | 21A 400/6 | HEADSET TESTER | RADIO TEST SET | Main Assy | N | 12 | RACAL | Yes | Yes | 0273E
E14 | W115 | 6625997263349 | 13D/200/2 | ADAPTOR THROAT MIC | RADIO TEST SET | 6625997940189 | N | 12 | RACAL | Yes | Yes
E14 | W115 | 6625998401424 | 2955B | RADIO TEST SET | RADIO TEST SET | Main Assy | N | 12 | MARCONI | Yes | Yes | 0391E
E14 | W115 | 6625997544914 | 2955B | TEST SET RADIO | RADIO TEST SET | 6625998401424 | N | 12 | MOD | Yes | Yes
E14 | W115 | 6625993204815 | 4215-10052-40-4-T | TEST SET CASE | RADIO TEST SET | 6625998401424 | N | CNR | MOD | No | Yes
E14 | W115 | 6625999477820 | T-EMKA7-2 | TEST SET RADAR | RADIO TEST SET | N | N | 18 | BAE SYSTEMS | Yes | Yes
E14 | W115 | 6625999850747 | 3500/MOD/TK | RADIO TEST KIT | RADIO TEST SET | Main Assy | N | 12 | AEROFLEX | Yes | Yes
E14 | W115 | 6625994989095 | 3500 | RADIO TEST SET | RADIO TEST SET | 6625999850747 | N | 12 | AEROFLEX | Yes | Yes
E14 | W115 | 5985994929305 | AC27013 | DIRECTIONAL COUPLER | RADIO TEST SET | 6625999850747 | N | CNR | AEROFLEX | No | Yes
E14 | W115 | 5985992416765 | AC27012 | ADAPTER ANTENNA | RADIO TEST SET | 6625999850747 | N | CNR | AEROFLEX | No | Yes
E14 | W115 | 6625993868191 | AC27004 | CASE TEST SET | RADIO TEST SET | 6625999850747 | N | CNR | AEROFLEX | No | Yes
E14 | W115 | 6625992798286 | 2968 | TETRA RADIO TEST SET | RADIO TEST SET | N | N | 12 | AEROFLEX | Yes | Yes | 0368E
E14 | W115 | 6625999756483 | 3920 | DIGITAL RADIO TEST SET | RADIO TEST SET | N | N | 12 | AEROFLEX | Yes | Yes
E14 | W115 | 5985009117235 | 787D | DIRECTIONAL DETECTOR | RADIO TEST SET | N | N | 12 | KEYSIGHT | Yes | Yes
E14 | W115 | 6625998591661 | MTS300A | STIMULATOR PORTABLE RADAR | RADIO TEST SET | Main Assy | N | 12 | APT RADAR SYSTEMS LTD | Yes | Yes
E14 | Z4 | 6130014446825 | DBO54160-1 | EXTERNAL POWER SUPPLY | RADIO TEST SET | 6625998591661 | N | CNR | APT RADAR SYSTEMS LTD | No | No
E14 | W115 | 5998998322857 | LPD02 | 2MB PCMCIA FLASH DISK CARD | RADIO TEST SET | 6625998591661 | N | CNR | APT RADAR SYSTEMS LTD | No | Yes
E14 | W115 | 6625999682058 | XBO 53996-1 | ADAPTOR KIT | RADIO TEST SET | 6625998591661 | N | CNR | APT RADAR SYSTEMS LTD | No | Yes
E14 | W115 | 7021990520277 | E020107 | COMPUTER DIGITAL PORTPROGRAMM | RADIO TEST SET | 6625998591661 | N | CNR | APT RADAR SYSTEMS LTD | No | Yes
E14 | W115 | 6135014446824 | DB054070-2 | BATTERY ASSEMBLY | RADIO TEST SET | 6625998591661 | N | CNR | APT RADAR SYSTEMS LTD | No | Yes
E14 | W115 | 6625997976535 | ASH7700AA | VOR ILS TEST SET | RADIO TEST SET | Main Assy | N | 12 | SEDGEWALL COMMUNICATION GROUP LTD | Yes | Yes | 0036E
E14 | W115 | 6625991674810 | 0175CA | MARKER TESTER | RADIO TEST SET | 6625997976535 | N | CNR | SEDGEWALL COMMUNICATION GROUP LTD | No | Yes
E14 | W115 | 6625998203161 | 0180CA | VOR TESTER | RADIO TEST SET | 6625997976535 | N | CNR | SEDGEWALL COMMUNICATION GROUP LTD | No | Yes
E14 | W115 | 6625996627830 | 0190CA | LOCALISER TESTER | RADIO TEST SET | 6625997976535 | N | CNR | SEDGEWALL COMMUNICATION GROUP LTD | No | Yes
E14 | W115 | 6625993395323 | 019CA | GLIDESCOPE TESTER | RADIO TEST SET | 6625997976535 | N | CNR | SEDGEWALL COMMUNICATION GROUP LTD | No | Yes
E14 | W115 | 6625994233584 | ASH7010AA | TRANSIT CASE | RADIO TEST SET | 6625997976535 | N | CNR | SEDGEWALL COMMUNICATION GROUP LTD | No | Yes
E14 | W115 | 5985998525252 | FP50-20 | ATTENUATOR 20db | RADIO TEST SET | 6625997976535 | N | 12 | SEDGEWALL COMMUNICATION GROUP LTD | Yes | Yes
E14 | W115 | 5841999547516 | RR-D-826630 | RADAR TEST SET | RADIO TEST SET | N | N | 12 | THALES | Yes | Yes
E14 | W115 | 6625999434149 | CP193480 | TEST SET UHF TYPE 15056 | RADIO TEST SET | Main Assy | N | 12 | BAE SYSTEMS | Yes | Yes
E14 | W115 | 6625999433488 | CP193681 | TEST SET UHF TYPE 15077 | RADIO TEST SET | 6625999434149 | N | 12 | BAE SYSTEMS | Yes | Yes
E14 | Z4 | 6625999434146 | CP193862 | CONNECTOR SET | RADIO TEST SET | 6625999434149 | N | CNR | BAE SYSTEMS | No | No
E14 | W115 | 6625992222957 | K1423/608-1-13340C | TEST OSCILLATOR | RADIO TEST SET | N | N | 12 | DRA MALVERN | Yes | Yes
E14 | W115 | 6625999235613 | CT549 | HEADSET TEST SET | RADIO TEST SET | Main Assy | N | 48 | MOD | Yes | Yes
E14 | W115 | 6625994308515 | N/K | CORD INSTRUMENT FOR HEAD SET TEST SET | RADIO TEST SET | 6625999235613 | N | CNR | MOD | No | Yes
E14 | W115 | 6625992156878 | CMS33A | UNIVERSAL COMMUNICATIONS TESTER | RADIO TEST SET | Main Assy | N | 36 | RHODE & SHWARTZ | Yes | Yes | 0367E
E14 | 10WJW | 5920123001710 | 606313600 | FUSE, CARTRIDGE 10A | RADIO TEST SET | 6625992156878 | N | CNR | RHODE & SHWARTZ | No | No
E14 | W115 | 5820123384916 | CMS Z34 | REMOTE CONTROL UNIT with 5m CABLE | RADIO TEST SET | 6625992156878 | N | CNR | RHODE & SHWARTZ | No | Yes
E14 |  | 5985123413808 | CMS Z44 | CARRYING CASE | RADIO TEST SET | 6625992156878 | N | CNR | RHODE & SHWARTZ | No | No
E14 |  | 5985123384780 | CMS Z35 | ANTENNA BASE WITH FRONT COVER COMPLETE WITH 15m CABLE & ANTENNA | RADIO TEST SET | 6625992156878 | N | CNR | RHODE & SHWARTZ | No | No
E14 | Z4 | 5831995648782 | NAS Z5 | VSWR INSERTION UNIT COMPLETE WITH 5m VSWR CABLE | RADIO TEST SET | 6625992156878 | N | CNR | RHODE & SHWARTZ | No | No
E14 | W115 | 5820123384915 | CMS33 | RADIO COMMS TEST SET | RADIO TEST SET | Main Assy | N | 36 | RHODE & SHWARTZ | Yes | Yes | 0367E
E14 | 10WJW | 5920123001710 | 606313600 | FUSE, CARTRIDGE 10A | RADIO TEST SET | 5820123384915 | N | CNR | RHODE & SHWARTZ | No | No
E14 | W115 | 5820123384916 | CMS Z34 | REMOTE CONTROL UNIT with 5m CABLE | RADIO TEST SET | 5820123384915 | N | CNR | RHODE & SHWARTZ | No | Yes
E14 |  | 5985123413808 | CMS Z44 | CARRYING CASE | RADIO TEST SET | 5820123384915 | N | CNR | RHODE & SHWARTZ | No | No
E14 |  | 5985123384780 | CMS Z35 | ANTENNA BASE WITH FRONT COVER COMPLETE WITH 15m CABLE & ANTENNA | RADIO TEST SET | 5820123384915 | N | CNR | RHODE & SHWARTZ | No | No
E14 | Z4 | 5831995648782 | NAS Z5 | VSWR INSERTION UNIT COMPLETE WITH 5m VSWR CABLE | RADIO TEST SET | 5820123384915 | N | CNR | RHODE & SHWARTZ | No | No
E14 | W115 | 6625992992297 | 2001006 | TACAN RAMP TEST SET | RADIO TEST SET | N | N | 12 | MPD WIRELESS INC - REPUBLIC ELECTRONICS DIV | Yes | Yes
E14 | W115 | 6625997774432 | 220 | TEST OSCILLATOR | RADIO TEST SET | N | N | 12 | TECHTEST LIMITED | Yes | Yes
E14 | W115 | 6625992150934 | HP8902A Opt 04 | MEASURING RECIEVER | MEASURING RECEIVER | N | N | 12 | HEWLETT-PACKARD LIMITED | Yes | Yes | 0317E
E14 | W115 | 6625010877258 | HEW339A | DISTORTION MEASURING SET | DISTORTION METERS | N | N | 12 | HEWLETT PACKARD | Yes | Yes
E14 | W115 | 6625994589757 | HEW8920B | RF COMMS TEST SET | RADIO TEST SET | N | N | 12 | HEWLETT PACKARD | Yes | Yes
E14 | W115 | 6625995372004 | MI-TF2331A | DISTORTION FACTOR METER | DISTORTION METERS | N | N | 18 | AEROFLEX | Yes | Yes | 0236E
E14 | W115 | 6625999333719 | MI-TF2333 | TEST SET TRANSMISSION LINE | RADIO TEST SET | N | N | 12 | AEROFLEX | Yes | Yes
E14 | W115 | 4920991685333 | ATC1400A OPT I-1402 | TRANSPONDER/DME TEST SET | Radio Test Set | N | N | 12 | AEROFLEX | Yes | Yes
E14 | W115 | 4920992999846 | ATC1400A OPT T1401 | TACAN TEST SET | Radio Test Set | N | ITAR | 12 | AEROFLEX | Yes | Yes
E14 | W115 | 5820013924459 | R110B | WIDE RANGE AM/FM RECEIVER | MEASURING RECEIVER | N | N | 12 | DYNAMIC SCIENCES INTERNATIONAL | Yes | Yes
E14 | W115 | 6625994001761 | TEKVM700A | * VIDEO MEASUREMENT SET | MEASURING RECEIVER | N | N | 12 | TEKTRONIX | Yes | Yes
E14 | W115 | 6625015617078 | IFR6000 | MODE A/C/S TRANSPONDER/DME SET | Radio Test Set | N/A | N | 12 | AEROFLEX | Yes | Yes
E14 | W115 | 6625015726346 | 3515A | MILITARY RADIO TEST SET | Radio Test Set | Main Assy | ITAR | 12 | AEROFLEX | Yes | Yes
E14 | W115 | 6625015835736 | 3515A c/w Opt 01, 02, 05, 25, AC27006 | AEROFLEX 3515A COMPOSITE ASSEMBLY | Radio Test Set | 6625015726346 | ITAR | 12 | AEROFLEX | Yes | Yes
E14 | W115 | 6625015775110 | 1412-0006-007 | SOFT SIDE CARRYING CASE | Radio Test Set | 6625015726346 | ITAR | CNR | AEROFLEX | No | Yes
E14 | Z4 | 6130015717258 | 7110-6200-200 | EXTERNAL DC POWER SUPPLY | Radio Test Set | 6625015726346 | ITAR | CNR | AEROFLEX | No | No
E14 | W115 | 6150015866376 | 6041-0001-000 | POWER CABLE UK 13A | Radio Test Set | 6625015726346 | ITAR | CNR | AEROFLEX | No | Yes
E14 | W115 | 5995015720145 | 6041-6282-100 | POWER CABLE (DC NATO ADAPTER) | Radio Test Set | 6625015726346 | ITAR | CNR | AEROFLEX | No | Yes
E14 | W115 | 6625015775101 | 7005-6244-700 | HANDSET | Radio Test Set | 6625015726346 | ITAR | CNR | AEROFLEX | No | Yes
E14 | W115 | 5955015725070 | 6041-5680-800 (AC27016) | CABLE (TNC) (M-M) (48IN) | Radio Test Set | 6625015726346 | ITAR | CNR | AEROFLEX | No | Yes
E14 | W115 | 5995015725042 | 6041-4284-400 (AC 25026) | 2 X CABLE (BNC) M-M) (48IN) | Radio Test Set | 6625015726346 | ITAR | CNR | AEROFLEX | No | Yes
E14 | W115 | 6625015835752 | 7001-6245-400 | ACCESSORY KIT | Radio Test Set | 6625015726346 | ITAR | CNR | AEROFLEX | No | Yes
E14 | W115 | 6625015775044 | 1000-6200-700 | ACCESSORY CASE | Radio Test Set | 6625015726346 | ITAR | CNR | AEROFLEX | No | Yes
E14 | W115 | 6110015727127 | 7005-6242-900 | COMM BREAKOUT BOX | Radio Test Set | 6625015726346 | ITAR | CNR | AEROFLEX | No | Yes
E14 | W115 | 5940015775996 | 2200-0410-700 (AC25027) | ADAPTER (BNC-F TO TNC-M) QTY 5 | Radio Test Set | 6625015726346 | ITAR | CNR | AEROFLEX | No | Yes
E14 | Z4 | 5920015835757 | 5106-000-057 | FUSE, SPARE 95A 23VDC, TYPE F) QTY 2 | Radio Test Set | 6625015726346 | ITAR | CNR | AEROFLEX | No | No
E14 | Z4 | 6625015725285 | 2901-0000-054 | VSWR CALIBRATOR SHORT-OPEN-1X>AD | Radio Test Set | 6625015726346 | ITAR | CNR | AEROFLEX | No | No
E14 | Z4 | 5940015827835 | 2200-0412-800 (AC27002) | ADAPTER (N-F TO BNC-F) | Radio Test Set | 6625015726346 | ITAR | CNR | AEROFLEX | No | No
E14 | W115 | 5940015779121 | 2113-0000-004 (AC27003) | ADAPTER (N-M TO BNC-F) | Radio Test Set | 6625015726346 | ITAR | CNR | AEROFLEX | No | Yes
E14 | W115 | 5940015835765 | 2200-0412-400 (AC27002) | ADAPTER (N-M TO TNC-M) | Radio Test Set | 6625015726346 | ITAR | CNR | AEROFLEX | No | Yes
E14 | W115 | 5940015779128 | 2200-0412-700 | ADAPTER (N-F TO BNC-M) | Radio Test Set | 6625015726346 | ITAR | CNR | AEROFLEX | No | Yes
E14 | Z4 | 5985015718515 | 1201-0909-901 | ANTENNA(BNC) (2-3MHZ) | Radio Test Set | 6625015726346 | ITAR | CNR | AEROFLEX | No | No
E14 | Z4 | 5985015718511 | 1201-7617-101 | ANTENNA(BNC) (30-90MHZ) | Radio Test Set | 6625015726346 | ITAR | CNR | AEROFLEX | No | No
E14 | Z4 | 5985015718514 | 1201-7616-901 | ANTENNA(BNC) (450MHZ) | Radio Test Set | 6625015726346 | ITAR | CNR | AEROFLEX | No | No
E14 | Z4 | 5985015777821 | 2901-0000-049 (AC27002) | ATTENUATOR (20 dB/50 W) | Radio Test Set | 6625015726346 | ITAR | CNR | AEROFLEX | No | No
E14 | W115 | 5985015777838 | 2901-0000-051 (AC27003) | ATTENUATOR (20 dB/150 W) | Radio Test Set | 6625015726346 | ITAR | CNR | AEROFLEX | No | Yes
E14 | W115 | 6625015832774 | APM-424(V)5 | INTEROGATOR/TRANSPONDER TS | Radio Test Set | N/A | ITAR | 12 | AEROFLEX | Yes | Yes
E14 | A888 | 5950133965598 | 62XT346R-1E | CROSS COUPLER | RADIO TEST SET | N | N | 12 | MICROWAVE DEVELOPMENT LABORATORIES INC | Yes | No
E14 | 126HJ | 6625014375315 | HI-1501 | MICROWAVE SURVEY METER | RADIO TEST SET | N | N | 12 | HOLADAY INDUSTRIES INC | Yes | No
E14 | 9AS9 | 6625997011526 | 1170-001 | APU READER | RADIO TEST SET | N | N | 12 | CURTIS INSTRUMENTS (UK) LTD | Yes | No
E14 | NONE | NIVN IV NIV/NIV | A1404WPC | PRECISION N TYPE CONNECTOR | RADIO TEST SET | N | N | 12 | N/K | Yes | No
E14 | AECOMS | 6625014499540 | R2670A | COMMUNICATIONS SYSTEM ANALYZER | RADIO TEST SET | N | N | 12 | MOTOROLA SOLUTIONS, INC. | Yes | No
E14 |  | NIV | Falcon | Cordless Hand-Held Radar | RADIO TEST SET | N | N | 12 | Kustom Electronics | Yes | No
E14 |  | NIV | 8716 | Monitor | RADIO TEST SET | N | N | 12 | Narda | Yes | No
E14 | 26AH | 6625013928941 | T-47C | Transponder IFF Test Set | RADIO TEST SET | N | N | 12 | TEL Instruments Electronic Corp | Yes | No
E14 |  | NIV | LANTEK 6 | CABLE TESTER | WAVEFORM ANALYSERS | N | N | 12 | IDEAL INDUSTRIES | Yes | No
E14 |  | NIV | 1020ED | GROUND IMEPANCE & SAFETY ANALYZER | WAVEFORM ANALYSERS | N | N | 12 | ECOS ELECTRONICS CORP | Yes | No
E14 |  | NIV | CLT2 | CABLE TESTER | WAVEFORM ANALYSERS | N | N | 12 | BI COMMUNICATIONS | Yes | No
E14 |  | 6625010092906 | NAV401L | VOR/ILS Test Set | RADIO TEST SET | N | N | 12 | IFR | Yes | No
E14 |  | 6625999783774 | 802.2020.54 | Radio Comms Tester | RADIO TEST SET | N | N | 12 | Rohde & Schwarz | Yes | No
E14 |  |  | DSP-2000 | Cable Analyzer | WAVEFORM ANALYSERS | N | N | 12 | Fluke | Yes | No
E14 |  |  | DSP-2000SR | Smart Remote | WAVEFORM ANALYSERS | N | N | 12 | Fluke | Yes | No
E14 |  | 3372802 | 1502C | Metallic TDR Cable Tester | WAVEFORM ANALYSERS | N | N | 12 | Tektronix | Yes | No
E14 |  |  | RD400PXL | Precision Locator | WAVEFORM ANALYSERS | N | N | 12 | Radiodetection Ltd | Yes | No
E14 |  | 6625932106594 | RD400SDTx | Transmitter | WAVEFORM ANALYSERS | N | N | 12 | Radiodetection Ltd | Yes | No
E14 | J550 | 6625123384818 | CMS 54 840.0009.54 | Radiocommunications Service Monitor | RADIO TEST SET | N | N | 12 | Rohde & Schwarz | Yes | No
E14 | W115 | 5895999044297 | 6230A | Scalar Detector | WAVEFORM ANALYSERS | N | N | 12 | IFR | Yes | Yes
E14 |  |  | 560-97NF50-1 | SWR Autotester | WAVEFORM ANALYSERS | N | N | 12 | Wiltron | Yes | No
E14 |  | 2520319 | 4935A | TRANSMISSION TEST SET | RADIO TEST SET | N | N | 12 |  | Yes | No
E14 | C | 6625012520319 | HEW4935A | TRANSMISSION TEST SET | RADIO TEST SET | N | N | 12 |  | Yes | No
E14 | C | 6625013805252 | HEW4934A | T/S DATA TRANSMISSION LINE | RADIO TEST SET | N | N | 12 |  | Yes | No
E14 |  | 6625129071078 | FLUPM6669 | COUNTER | WAVEFORM ANALYSERS | N | N | 12 |  | Yes | No
E14 |  | NIV | C.A.T. | CABLE AVOIDANCE TOOLS | WAVEFORM ANALYSERS | N | N | 12 | C-SCOPE | Yes | No
E14 |  | NIV | CMA3000 | TELECOMMS TEST SET | RADIO TEST SET | N | N | 12 | ANTITSU | Yes | No
E14 |  | NIV | ESPI | TEST RECEIVER | RADIO TEST SET | N | N | 12 | R & S | Yes | No
E14 |  | NIV | ESV-Z1 | VHF CURRENT PROBE | RADIO TEST SET | N | N | 12 | ROHDE & SCHWARZ | Yes | No
E14 |  | 6625999679641 | 56581-001T | TLMS TEST HEAD 20GHZ | WAVEFORM ANALYSERS | N | N | 12 | MARCONI INSTRUMENTS | Yes | No
E14 |  | NIV | FSH-Z2 | VSWR BRIDGE + POWER DIVIDER | WAVEFORM ANALYSERS | N | N | 12 | ROHDE AND SCHWARZ | Yes | No
E14 |  | 5985012570285 | WIL560-7K50 | RF DETECTOR | WAVEFORM ANALYSERS | N | N | 12 | WILTRON | Yes | No
E14 |  | NIVDSG/0042 | EATUT2-20/29 | PARTIAL DISCHARGE DETECTOR | WAVEFORM ANALYSERS | N | N | 12 | EA TECHNOLOGY INSTRUMENTS LTD | Yes | No
E14 |  | 6625993603447 | HEW85025A | DETECTOR | WAVEFORM ANALYSERS | N | N | 12 | HEWLETT PACKARD | Yes | No
E14 |  | 6625012473963 | HEW85044A | TRANS/REFLECT TEST SET | WAVEFORM ANALYSERS | N | N | 12 | HEWLETT PACKARD | Yes | No
E14 |  | 6625014353348 | HEW8920B | RADIO COMMS TEST SET | RADIO TEST SET | N | N | 12 | HEWLETT PACKARD | Yes | No
E14 |  | 6625991222343 | IFR6233A | SCALAR DETECTOR | WAVEFORM ANALYSERS | N | N | 12 | IFR SYSTEMS INC. | Yes | No
E14 |  | 5985013965598 | MDL62XT346R-1E | CROSS COUPLER | WAVEFORM ANALYSERS | N | N | 12 | MDL | Yes | No
E14 |  | 6625014420954 | TEUT-49CF | TCAS/RAMP TEST SET | RADIO TEST SET | N | N | 12 | TEL-INSTRUMENT ELECTRONICS | Yes | No

## Lot E15
Sub Set | DMC | NSN (Full 13 no spaces) | Part No | DESCRIPTION | Group | Comprising Item | Special Conditions ( EMC, ITAR ,ATEX) | Cal period | OEM | Calibration | Repair | CSOR | Q1 Std Calibration Price | Q2 Std Repair & Calibration price | Q3 Service provided In-House or Sub-Con | Q4 Item covered under Schedule of UKAS Accreditation by the LAB carrying out the Work. | Q5 If service is provided at Sub-Con please specify supplier detail | Q6 UKAS Calibration Price | Q7 UKAS Repair and Calibration Price | Q8 Service provided In-House or Sub-Con | Q9 Item covered under Schedule of UKAS Accreditation by the LAB carrying out the Work. | Q10 If service is provided at Sub-Con please specify supplier detail. | Comments
E15 | W115 | 6625010203946 | 11664A | DETECTOR ADAPTOR | POWER | N | N | 12 | KEYSIGHT | Yes | Yes
E15 | W115 | 6625013288046 | 4421 | POWER METER | POWER | N | N | 12 | BIRD ELECTRONIC | Yes | Yes
E15 | W115 | 6625013854918 | HP 5347A+OPT 002070 | T101 P-METER | POWER | N | N | 12 | KEYSIGHT | Yes | Yes
E15 | W115 | 6625014696011 | EMP2000 | POWER METER | POWER | N | N | 12 | MOLEECTRON DETECTOR INC | Yes | Yes
E15 | W115 | 6625991266298 | EPM1000 | POWER METER | POWER | N | N | 12 | SELEX | Yes | Yes
E15 | W115 | 5895994854197 | 5010 | BIRD DUEL ELEMENT SECTION | POWER | N | N | 12 | BIRD ELECTRONIC | Yes | Yes
E15 | W115 | 6625995100601 | T625 | CABLE FAULT LOCATOR | POWER | Main Assy | N | 12 | BICOTEST LIMITED | Yes | Yes
E15 | Z4 | 6625992620225 | T625 | TEST LEAD SET | POWER | 6625995100601 | N | CNR | BICOTEST LIMITED | No | No
E15 | W115 | 6625993826259 | 6914 | POWER SENSOR | POWER | N | N | 12 | AEROFLEX | Yes | Yes
E15 | W115 | 6625997995889 | 6910 | POWER SENSOR | POWER | N | N | 12 | AEROFLEX | Yes | Yes | 0237E
E15 | W115 | 5985014739334 | DC3010 | DIRECTIONAL COUPLER | POWER | N | N | 12 | AMPLIFIER RESEARCH | Yes | Yes
E15 | W115 | 6625992331198 | 5000 | POWER METER | POWER | N | N | 36 | BIRD ELECTRONIC | Yes | Yes
E15 | W115 | 6625013275030 | 4021 | POWER SENSOR | POWER | N | N | 12 | BIRD ELECTRONIC | Yes | Yes
E15 | W115 | 6625013275031 | 4022 | DIRECTIONAL POWER SENSOR | POWER | N | N | 12 | BIRD ELECTRONIC | Yes | Yes
E15 | W115 | 5985014854197 | 5010T | DIRECTIONAL POWER SENSOR | POWER | N | N | 12 | BIRD ELECTRONIC | Yes | Yes
E15 | W115 | 6625993762280 | 4300 | RF POWER METER | POWER | N | N | 12 | BOONTON ELECTRONICS | Yes | Yes
E15 | W115 | 6625994356650 | QB8M | VSWR TEST SET | POWER | N | N | 12 | CHELTON LIMITED T/A COBHAM ANTENNA SYSTEMS | Yes | Yes
E15 | W115 | 6625013472983 | HP8990A | PEAK POWER ANALYZER | POWER | N | N | 12 | KEYSIGHT | Yes | Yes
E15 | W115 | 6625013474904 | 84812A | PEAK POWER SENSOR | POWER | N | N | 12 | KEYSIGHT | Yes | Yes
E15 | W115 | 6130013135547 | 6032A | SYSTEM POWER SUPPLY | POWER | N | N | 12 | KEYSIGHT | Yes | Yes
E15 | W115 | 6625991962648 | HL1116A | PEAK POWER CALIBRATOR | POWER | N | N | 12 | NAVCOM DEFENCE ELECTRONICS | Yes | Yes
E15 | W115 | 6625123401362 | NRVZ51 | POWER SENSOR THERMAL | POWER | N | N | 12 | ROHDE & SCHWARZ | Yes | Yes
E15 | W115 | 6625123404381 | OLP-10 | OPTICAL POWER METER | POWER | N | N | 12 | WANDEL & GOLTERMANN | Yes | Yes
E15 | W115 | 6625011669370 | 84811A | POWER SENSOR | POWER | N | N | 12 | KEYSIGHT | Yes | Yes
E15 | W115 | 6625014647962 | PP4300 | POWER SUPPLY ANALYSER | POWER | N | N | 12 | DRANETZ BMI | Yes | Yes
E15 | W115 | 6625121834077 | PSU0290.8014.02 | RF RELAY MONITOR MATRIX PSU | POWER | N | N | 12 | ROHDE & SCHWARZ | Yes | Yes
E15 | W115 | 6625004882923 | 10KH1 | BIRD WATTMETER ELEMENT | POWER | N | N | 36 | BIRD ELECTRONIC | Yes | Yes
E15 | W115 | 6625014939529 | ML2437A | POWER METER | POWER | Main Assy | N | 12 | ANRITSU | Yes | Yes | 0530E
E15 | W115 | 6625996798203 | ML24004-12 | FRONT COVER | POWER | 6625014939529 | N | CNR | ANRITSU | No | Yes
E15 | W115 | 6625010799347 | 8900C | PEAK POWER METER | POWER | N | N | 12 | KEYSIGHT | Yes | Yes
E15 | W115 | 4920997566954 | W041-26-0502-AS | ACCESSORY KIT (TOR GR) | POWER | Main Assy | N | 12 | AWARE SIMULATION LIMITED | Yes | Yes
E15 | W115 | 4920998200826 | W041-26-0202-AS | RF HEAD 2 FREQ ASSY | POWER | 4920997566954 | N | CNR | AWARE SIMULATION LIMITED | No | Yes
E15 | W115 | 5865996284897 | W041-26-0510-AS | CASE ASSY | POWER | 4920997566954 | N | CNR | AWARE SIMULATION LIMITED | No | Yes
E15 | W115 | 4920997525570 | W041-26-0316-AS | EXTENSION TUBE ASSEMBLY | POWER | 4920997566954 | N | CNR | AWARE SIMULATION LIMITED | No | Yes
E15 | W115 | 4920997889265 | W041-26-0315-AS | BASE TUBE ASSEMBLY | POWER | 4920997566954 | N | CNR | AWARE SIMULATION LIMITED | No | Yes
E15 | W115 | 4920994615659 | W041-26-0420-AS | CONTROL CABLE ASSY | POWER | 4920997566954 | N | CNR | AWARE SIMULATION LIMITED | No | Yes
E15 | W115 | 4920990218448 | W041-26-0504-AS | ACCESSORY KIT HERC TRISTAR SENTRY MERLIN) PRFSS CONTROL UNIT | POWER | Main Assy | N | 12 | AWARE SIMULATION LIMITED | Yes | Yes
E15 | W115 | 4920995510077 | W041-26-0204AS | RF HEAD ASSY | POWER | 4920990218448 | N | CNR | AWARE SIMULATION LIMITED | No | Yes
E15 | W115 | 5865996284897 | W041-26-0510-AS | CASE ASSY | POWER | 4920990218448 | N | CNR | AWARE SIMULATION LIMITED | No | Yes
E15 | W115 | 4920997525570 | W041-26-0316-AS | EXTENSION TUBE ASSEMBLY | POWER | 4920990218448 | N | CNR | AWARE SIMULATION LIMITED | No | Yes
E15 | W115 | 4920997889265 | W041-26-0315-AS | BASE TUBE ASSEMBLY | POWER | 4920990218448 | N | CNR | AWARE SIMULATION LIMITED | No | Yes
E15 | W115 | 4920994615659 | W041-26-0420-AS | CONTROL CABLE ASSY | POWER | 4920990218448 | N | CNR | AWARE SIMULATION LIMITED | No | Yes
E15 | W115 | 6625014236599 | 8502 | Peak Power Meter | POWER | Main Assy | N | 12 | GIGA-TRONICS INCORPORATED | Yes | Yes | 0586E
E15 | W115 | 6625997005702 | 16934 | PEAK POWER SENSOR | POWER | 6625014236599 | N | 12 | AEROFLEX | Yes | Yes
E15 | W115 | 6130993759475 | PCR2000LA | Power Supply | POWER | N | N | 12 | KIKUSUI ELECTRONICS | Yes | Yes
E15 | W115 | 6625012882454 | 91703221 | POWER SENSOR | POWER | N | N | 12 | BOONTON ELECTRONICS | Yes | Yes
E15 | W115 | 6130999859606 | TSX3510P | POWER SUPPLY | POWER | N | N | 12 | THURLBY THANDER | Yes | Yes
E15 | W115 | 6625015003267 | 4231A | RF Power Meter | POWER | N | N | 12 | BOONTON ELECTRONICS | Yes | Yes
E15 | W115 | 5895015148185 | 9530 | Active Head | POWER | N | N | 12 | FLUKE | Yes | Yes
E15 | W115 | 6625999169942 | VOLPM3000A | UNIVERSAL POWER ANALYSER | POWER | N | N | 12 | VOLTECH INSTRUMENTS LTD | Yes | Yes
E15 | Z4 | 6625014854120 | DPM-5A | 25-60MHz 5W ELEMENT | POWER | N | N | 36 | BIRD | Yes | No
E15 | Z4 | 6625014854121 | DPM-50B | ELEMENT | POWER | N | N | 36 | BIRD | Yes | No
E15 | Z4 | 6625014854122 | DPM-50A | ELEMENT | POWER | N | N | 36 | BIRD | Yes | No
E15 | Z4 | 6625014854124 | DPM-500H | ELEMENT | POWER | N | N | 36 | BIRD | Yes | No
E15 | Z4 | 6625014854125 | DPM-500A | ELEMENT | POWER | N | N | 36 | BIRD | Yes | No
E15 | Z4 | 6625014854126 | DPM-5B | ELEMENT | POWER | N | N | 36 | BIRD | Yes | No
E15 | Z4 | 6625014854127 | DPM-500B | ELEMENT | POWER | N | N | 36 | BIRD | Yes | No
E15 | Z4 | 6625014854128 | DPM-50H | ELEMENT | POWER | N | N | 36 | BIRD | Yes | No
E15 | Z4 | 6625014854129 | DPM-5H | ELEMENT | POWER | N | N | 36 | BIRD | Yes | No
E15 | Z4 | 6625015560200 | 5010T | DIRECTIONAL POWER SENSOR | POWER | N | N | 12 | BIRD | Yes | No
E15 | Z4 | 6625991475465 | DPM-5C | 100-250MHz 5W ELEMENT | POWER | N | N | 36 | ASPEN ELECTRONICS LTD | Yes | No
E15 | Z4 | 6625992381483 | DPM-50D | ELEMENT | POWER | N | N | 36 | ASPEN ELECTRONICS LTD | Yes | No
E15 | Z4 | 6625992730055 | DPM-5D | 200-500MHz 5W ELEMENT | POWER | N | N | 36 | ASPEN ELECTRONICS LTD | Yes | No
E15 | Z4 | 6625996655703 | DPM-50C | ELEMENT | POWER | N | N | 36 | BIRD | Yes | No
E15 | Z4 | 6625997238447 | DPM-50L1 | ELEMENT | POWER | N | N | 36 | BIRD | Yes | No
E15 | Z4 | 6625998196047 | DPM-50J | ELEMENT | POWER | N | N | 36 | BIRD | Yes | No
E15 | W115 | 4931006858933 | T1080 | COUPLER DIRECTIONAL WAVEGUIDE | POWER | N | N | 24 | NARDA MICROWAVE | Yes | Yes
E15 | W115 | 5985006858933 | T1080 | COUPLER DIRECTIONAL WAVEGUIDE | POWER | N | N | 24 | NARDA MICROWAVE | Yes | Yes
E15 | W115 | 6625995750739 | E-100RC | EDC VOLTAGE SOURCE | POWER | N | N | 12 | LYONS INSTRUMENTS LTD | Yes | Yes
E15 | W115 | 6625997725153 | 6511 | DETECTOR | POWER | N | N | 12 | AEROFLEX | Yes | Yes
E15 | W115 | 6625994066428 | 6960B | POWER METER | POWER | Main Assy | N | 12 | AEROFLEX | Yes | Yes | 0126E
E15 | 3V7 | 5935997819279 | 31BNC-N-50-1 | ADAPTOR CONNECTOR | POWER | 6625994066428 | N | CNR | AEROFLEX | No | No
E15 | 3V7 | 6625996610925 | 54124-022L | STOWAGE COVER | POWER | 6625994066428 | N | CNR | AEROFLEX | No | No
E15 | 3V7 | 6625993006314 | 46884-597A | ACCESSORY POUCH | POWER | 6625994066428 | N | CNR | AEROFLEX | No | No
E15 | Z4 | 5995995511684 | 43138-663 | SENSOR CABLE | POWER | 6625994066428 | N | CNR | AEROFLEX | No | No
E15 | Z4 | 6150999673658 | 54341-012F | MAINS LEAD | POWER | 6625994066428 | N | CNR | AEROFLEX | No | No
E15 | Z4 | 5995994493723 | 43138-154 | DC ELECTRICAL LEAD | POWER | 6625994066428 | N | CNR | AEROFLEX | No | No
E15 | W115 | 6625998402669 | 6960B OPT 1,3,4 | POWER METER | POWER | 6625994066428 | N | 12 | AEROFLEX | Yes | Yes
E15 | Z4 | 5985013982979 | 6534-4 | ATTENUATOR FIXED | POWER | 6625994066428 | N | 12 | AEROFLEX | Yes | No
E15 | W115 | 6625014770908 | E4418B(A) | POWER METER | POWER | N | N | 12 | KEYSIGHT | Yes | Yes
E15 | W115 | 6625992640632 | S820D/MOD/TK | SITE MASTER | POWER | Main Assy | N | 12 | ANRITSU | Yes | Yes
E15 | W115 | 6625015394493 | S820D | FREQUENCY DOMAIN REFLECTOMETER SITEMASTER | POWER | 6625992640632 | N | 12 | ANRITSU | Yes | Yes
E15 | W115 | 6625015502384 | S8X0D/5 | MONITOR RADIO FREQUENCY | POWER | 6625992640632 | N | CNR | ANRITSU | No | Yes
E15 | W115 | 6625015502386 | S8X0D/11NF | PROD TEST | POWER | 6625992640632 | N | CNR | ANRITSU | No | Yes
E15 | W115 | 5985015503159 | SM/PL-1 | DUMMY LOAD ELECTRICAL | POWER | 6625992640632 | N | CNR | ANRITSU | No | Yes
E15 | W115 | 5930015503158 | 40-168 & 40-187-R | ADAPTOR SWITCH ACTUATOR | POWER | 6625992640632 | N | CNR | ANRITSU | No | Yes
E15 | Z4 | 1095015271420 | 48258 | CASE SOFT CARRYING | POWER | 6625992640632 | N | CNR | ANRITSU | No | No
E15 | Z4 | 6625013844417 | 5400-71N50 | DETECTOR UNIT | POWER | 6625992640632 | N | CNR | ANRITSU | No | No
E15 | Z4 | 6140015269126 | 633-27 | BATTERY STORAGE NiMH | POWER | 6625992640632 | N | CNR | ANRITSU | No | No
E15 | Z4 | 5935014760965 | 806-141 | 12 VOLT DC ADAPTOR | POWER | 6625992640632 | N | CNR | ANRITSU | No | No
E15 | Z4 | 5985012549468 | 22N50 | OPEN/SHORT | POWER | 6625992640632 | N | 12 | ANRITSU | Yes | No
E15 | Z4 | 5985014575939 | 28N50-2 | PRECISION LOAD | POWER | 6625992640632 | N | 12 | ANRITSU | Yes | No
E15 | W115 | 6625999026947 | S331A | ANALYSER CABLE & ANTENNA SET | POWER | Main Assy | N | 12 | ANRITSU | Yes | Yes | 0440E
E15 | Z4 | 5935014760963 | 40-115 | ADAPTOR | POWER | 6625999026947 | N | CNR | ANRITSU | No | No
E15 | W115 | 6625999682591 | S331A | ANALYSER ANTENNA & CABLES | POWER | 6625999026947 | N | 12 | ANRITSU | Yes | Yes
E15 | Z4 | 5985014584896 | SM/PL-1 | DUMMY LOAD | POWER | 6625999026947 | N | CNR | ANRITSU | No | No
E15 | Z4 | 5935014760965 | 806-141 | 12 VOLT DC ADAPTOR | POWER | 6625999026947 | N | CNR | ANRITSU | No | No
E15 | Z4 | 5985012549468 | 22N50 | OPEN/SHORT | POWER | 6625999026947 | N | 12 | ANRITSU | Yes | No
E15 | Z4 | 6625013844417 | 5400-71N50 | DETECTOR UNIT | POWER | 6625999026947 | N | CNR | ANRITSU | No | No
E15 | W115 | 6625015560199 | 5000-EX | DIGITAL POWER METER | POWER | Main Assy | N | 12 | BIRD | Yes | Yes
E15 | W115 | 1080015559709 | 5000-030 | CARRY CASE BIRD 5000EX | POWER | 6625015560199 | N | CNR | BIRD | No | Yes
E15 | W115 | 5935015559711 | 4240-405 | BNC ADAPTOR | POWER | 6625015560199 | N | CNR | BIRD | No | Yes
E15 | W115 | 6130015559712 | 5A2226 | MAINS ADAPTOR BIRD 5000EX | POWER | 6625015560199 | N | CNR | BIRD | No | Yes
E15 | W115 | 6625002624073 | 4314 | RF WATTMETER | POWER | N | N | 12 | BIRD | Yes | Yes
E15 | W115 | 6625014299277 | 80350A | PEAK POWER SENSOR | POWER | N | N | 12 | GIGATRONICS | Yes | Yes
E15 | W115 | 6130997460303 | 800T-300-500-0-25-3 | OSCILLATOR UNIT | POWER | N | N | 24 | GARMIN EUROPE | Yes | Yes
E15 | W115 | 6625990015818 | 56923/900 | RF POWER SENSOR | POWER | N | N | 12 | AEROFLEX | Yes | Yes
E15 | W115 | 6625999133579 | WTD 158090 | TEST KIT RF POWER | POWER | Main Assy | N | 12 | QINETIQ LIMITED | Yes | Yes
E15 | W115 | 6625999132931 | WTC 158050 | TEST SET | POWER | 6625999133579 | N | 12 | QINETIQ LIMITED | Yes | Yes
E15 | W115 | 6625015310673 | 900069-001 | RF CONDITIONING UNIT | POWER | N | N | 12 | DRS TECHNOLOGIES | Yes | Yes
E15 | W115 | 5999015313427 | 900061-002 | RF CONDITIONING UNIT | POWER | N | N | 12 | DRS TECHNOLOGIES | Yes | Yes
E15 | W115 | 6625995318990 | TSA101 | WATTMETER ACCESSORY SET A | POWER | Main Assy | N | 36 | BIRD | Yes | Yes | 0011E
E15 | Z4 | 6625008684638 | 250C | BIRD WATTMETER ELEMENT | POWER | 6625995318990 | N | 36 | BIRD | Yes | No | 0375E
E15 | Z4 | 6625995317068 | 1000P | BIRD WATTMETER ELEMENT | POWER | 6625995318990 | N | 36 | BIRD | Yes | No | 0375E
E15 | W115 | 6625006780464 | 100D | BIRD WATTMETER ELEMENT | POWER | 6625995318990 | N | 36 | BIRD | Yes | Yes | 0375E
E15 | Z4 | 6625003077124 | 50D | BIRD WATTMETER ELEMENT | POWER | 6625995318990 | N | 36 | BIRD | Yes | No | 0375E
E15 | Z4 | 6625998266600 | 5A | BIRD WATTMETER ELEMENT | POWER | 6625995318990 | N | 36 | BIRD | Yes | No | 0375E
E15 | Z4 | 6625996252432 | 5B | BIRD WATTMETER ELEMENT | POWER | 6625995318990 | N | 36 | BIRD | Yes | No | 0375E
E15 | Z4 | 6625007674215 | 5C | BIRD WATTMETER ELEMENT | POWER | 6625995318990 | N | 36 | BIRD | Yes | No | 0375E
E15 | W115 | 6625995318989 | TSA 10 | WATTMETER SET | POWER | Main Assy | N | 12 | BIRD | Yes | Yes | 0010E
E15 | W115 | 6625006495070 | BIRD 43 | WATTMETER RF THRULINE | POWER | 6625995318989 | N | 36 | BIRD | Yes | Yes | 0499E
E15 | N/k | 6625009512785 | 1000H | BIRD WATTMETER ELEMENT | POWER | 6625995318989 | N | 36 | BIRD | Yes | No | 0375E
E15 | Z4 | 6625009808255 | 25C | BIRD WATTMETER ELEMENT | POWER | 6625995318989 | N | 36 | BIRD | Yes | No | 0375E
E15 | Z4 | 6625004972912 | 5D | BIRD WATTMETER ELEMENT | POWER | 6625995318989 | N | 36 | BIRD | Yes | No | 0375E
E15 | Z4 | 6625009542784 | 250H | BIRD WATTMETER ELEMENT | POWER | 6625995318989 | N | 36 | BIRD | Yes | No | 0375E
E15 | W115 | 6625008057100 | 100H | BIRD WATTMETER ELEMENT | POWER | 6625995318989 | N | 36 | BIRD | Yes | Yes | 0375E
E15 | Z4 | 6625005815894 | 25D | BIRD WATTMETER ELEMENT | POWER | 6625995318989 | N | 36 | BIRD | Yes | No | 0375E
E15 | W115 | 6625997772930 | BIRD TSA 103 | WATTMETER ACCESSORY SET B | POWER | Main Assy | N | 36 | BIRD | Yes | Yes | 0012E
E15 | 3V7 | 6625002694459 | 100A | BIRD WATTMETER ELEMENT | POWER | 6625997772930 | N | 36 | BIRD | Yes | No | 0375E
E15 | 3V7 | 6625007333702 | 10B | BIRD WATTMETER ELEMENT | POWER | 6625997772930 | N | 36 | BIRD | Yes | No | 0375E
E15 | Z4 | 6625995317066 | 100B | BIRD WATTMETER ELEMENT | POWER | 6625997772930 | N | 36 | BIRD | Yes | No | 0375E
E15 | Z4 | 6625009185709 | 10A | BIRD WATTMETER ELEMENT | POWER | 6625997772930 | N | 36 | BIRD | Yes | No | 0375E
E15 | W115 | 6130010600038 | 503T | POWER SUPPLY AC MAINFRAME (3 Phase) | POWER | N | N | 24 | CALIFORNIA INSTRUMENTS CORP | Yes | Yes
E15 | W115 | 5895015344175 | 900102-001 | RF Conditioning Unit (Typhoon DASS) | POWER | Main Assy | N | 12 | DRS TECHNOLOGIES | Yes | Yes
E15 | W115 | 6120015344163 | 900061-003 | RFCU 2 to 18GHz 24 PORT | POWER | 5895015344175 | N | CNR | DRS TECHNOLOGIES | No | Yes
E15 | W115 | 6625011140085 | HP435A-900 | POWER METER | POWER | N | N | 12 | KEYSIGHT | Yes | Yes
E15 | W115 | 6130010401472 | 1001-T | AC POWER SUPPLY | POWER | N | N | 18 | CALIFORNIA INSTRUMENTS CORP | Yes | Yes
E15 | W115 | 6625990019002 | 9300B | VOLTMETER SET RMS | POWER | N | N | 12 | RACAL | Yes | Yes | 0076E
E15 | W115 | 6130993502095 | PL320QMD | BENCH POWER SUPPLY DUAL | POWER | N | N | 12 | THURLBY THANDER | Yes | Yes
E15 | W115 | 6625998635883 | TSX3510M | POWER SUPPLY UNIT LV GP | POWER | Main Assy | N | 12 | THURLBY THANDER | Yes | Yes | 0041E
E15 | W115 | 6625993910206 | TSX3510M | POWER SUPPLY | POWER | 6625998635883 | N | CNR | THURLBY THANDER | No | Yes | 0041E
E15 | W115 | 6625991042059 | 5QP3198 | PHASE SEQUENCE TESTER | POWER | N | N | 12 | THALES | Yes | Yes | 0464E
E15 | W115 | 6625171141058 | 43B | POWER SUPPLY ANALYSER | POWER | N | N | 12 | FLUKE | Yes | Yes | 0290E
E15 | W115 | 6130991160990 | LK 351F3808 | POWER SUPPLY 28V | POWER | N | N | 12 | VESCO | Yes | Yes
E15 | W115 | 5985008378664 | HEW776D | DUAL DIRECTIONAL COUPLER | DIRECTIONAL COUPLERS | N | N | 24 | HEWLETT PACKARD | Yes | Yes
E15 | W115 | 6130996441036 | FARXA35-2T | POWER SUPPLY | POWER | N | N | 24 | AMERICAN POWER CONVERSION UK LTD (APC) | Yes | Yes | 0130E
E15 | W115 | 6130996523464 | TIM505 | DC CURRENT SOURCE | POWER | N | N | 18 | TIME ELECTRONICS LIMITED | Yes | Yes
E15 | W115 | 5985004902834 | HEW779D | DIRECTIONAL COUPLER | Directional couplers | N | N | 24 | KEYSIGHT | Yes | Yes
E15 | Z4 | 5985011769312 | ARJTT180M | TNC LOAD | Power | N | N | 12 | AEROFLEX | Yes | No
E15 | W115 | 6625008777148 | HEW423B | * CRYSTAL DETECTOR | Power | N | N | 12 | KEYSIGHT | Yes | Yes
E15 | W115 | 6625013736564 | BOO51072A | POWER SENSOR | Power | N | N | 12 | BOONTON ELECTRONICS | Yes | Yes
E15 | W115 | 6625014670439 | AGIE4412A | * POWER SENSOR (ECP-E18A) | Power | N | N | 12 | KEYSIGHT | Yes | Yes
E15 | W115 | 6625014940636 | GIG8541C | POWER METER | Power | N/A | N | 12 | GIGATRONICS | Yes | Yes
E15 | W115 | 6625015544513 | AGI53147A | COUNTER/POWER METER/DVM | Power | N/A | N | 12 | KEYSIGHT | Yes | Yes
E15 | W115 | 6625991063404 | 56911/900 | POWER SENSOR | Power | N/A | N | 12 | AEROFLEX | Yes | Yes
E15 | W115 | 6625991936958 | MI 6932 | POWER SENSOR | Power | N/A | N | 12 | AEROFLEX | Yes | Yes
E15 | W115 | 6625992342493 | HEW8481D | POWER SENSOR | Power | N/A | N | 12 | KEYSIGHT | Yes | Yes | 0246E
E15 | W115 | 6625992821423 | AGIE9300A | POWER SENSOR | Power | N/A | N | 12 | KEYSIGHT | Yes | Yes | 0532E
E15 | W115 | 6625994377782 | MI 6920 | POWER SENSOR | Power | Main Assy | N | 12 | AEROFLEX | Yes | Yes
E15 | Z4 | 5985992842902 | 23448/873 | ATTENUATOR 30dB | Power | 6625994377782 | N | 12 | MARCONI INSTRUMENTS | Yes | No
E15 | W115 | 6625997692973 | AGIN1911A | POWER METER | Power | N | N | 12 | KEYSIGHT | Yes | Yes
E15 | W115 | 6625998888748 | 6913 | POWER SENSOR | Power | N | N | 12 | AEROFLEX | Yes | Yes
E15 | W115 | 6625999739719 | ANRMA2474A | POWER SENSOR | Power | N | N | 12 | ANRITSU | Yes | Yes | 0531E
E15 | W115 | 6625998322890 | 6230A | SCALAR DETECTOR | Power | N/A | N | 12 | AEROFLEX | Yes | Yes
E15 | W115 | 5985012660884 | HEW85027C | DIRECTIONAL BRIDGE | Directional couplers | N/A | N | 12 | HEWLETT PACKARD | Yes | Yes
E15 | W115 | 6625015179470 | HEW8992A | DIGITAL VIDEO POWER ANALYZER | POWER | N/A | N | 12 | HEWLETT PACKARD | Yes | Yes | 0396E
E15 | W116 | 4920010747118 | 294176-1 | TEST SET AUXILARY POWER UNIT | POWER | N | N | 12 | HONEYWELL INTERNATIONAL INC | Yes | Yes
E15 |  | NIV | 325LA | RF POWER AMPLIFIER (ENI325LA) | POWER | N | N | 12 | ELECTRONIC NAVIGATION INDUSTRIES | Yes | No
E15 |  | NIV | 773D | DIRECTIONAL COUPLER | POWER | N | N | 12 | KEYSIGHT | Yes | No
E15 |  | NIV | 5K | 5W 1.1-1.8GHz Element | POWER | N | N | 12 | Bird | Yes | No
E15 |  | NIV | 14108 | Optical Power Meter | POWER | N | N | 12 | Datacom Technologies | Yes | No
E15 |  | NIV | 6233A | Scalar Detector | POWER | N | N | 12 | IFR | Yes | No
E15 |  | NIV | 6425 | Power Sensor | POWER | N | N | 12 | Marconi | Yes | No
E15 |  | NIV | AS-5928 | Attenuator Precision Set | POWER | N | N | 12 | Lucas Weinschel | Yes | No
E15 |  | NIV | PDA1 | Power Disturbance Analyser | POWER | N | N | 12 | Megger | Yes | No
E15 | NK | NIVA00000166 | AX100-20 | Attenuator HI Power | POWER | N | N | 12 | Electro Impulse Lab | Yes | No
E15 |  | NIV | 28S50 | Termination | POWER | N | N | 12 | Wiltron | Yes | No
E15 | 51AD | 5840999201509 | AOP0208S | Microwave Power Amplifier | POWER | N | N | 12 | Wessex Electronics | Yes | No
E15 |  | NIV | TX90 | Microwave Leakage Tester | POWER | N | N | 12 | Robin | Yes | No
E15 |  | NIV | RAHAM94 | RADIATION HAZARD METER PROBE | POWER | N | N | 12 | GENERAL MICROWAVE | Yes | No
E15 |  | NIV | RAHAM495 | RADIATION HAZARD METER | POWER | N | N | 12 | GENERAL MICROWAVE | Yes | No
E15 |  | NIV | 4410-3 | ELEMENT | POWER | N | N | 12 | BIRD | Yes | No
E15 |  | NIV | 4410-4 | ELEMENT | POWER | N | N | 12 | BIRD | Yes | No
E15 | NK | NIVDSG/0042 | UT2-20/29 | Ultra TEV Detector | POWER | N | N | 12 | EA Technology | Yes | No
E15 | 126CK | 6625013914500 | ASS414AAI | High Potential Tester | POWER | N | N | 12 | ARI | Yes | No
E15 |  | 6625997811645 | PH3 | Proving Unit | POWER | N | N | 12 | Seaward | Yes | No
E15 |  | 662599791999 | KD1E/15D | Digital High Voltage Probe/PH3 Proving Unit | POWER | N | N | 12 | Seaward | Yes | No
E15 |  | NO NSN | 4304A-1 | Plug-in Element | POWER | N | N | 12 | Bird | Yes | No
E15 |  | EE DVAMODEL4001 | 4001 | DVA Meter | POWER | N | N | 12 | Environmental Equipments Ltd | Yes | No
E15 |  | NIV-CY-5093 | 1000V | Megger Testing Set | POWER | N | N | 12 | Evershed & Vignoles | Yes | No
E15 |  | BID10K | 10K | Plug-in Element | POWER | N | N | 12 | Bird | Yes | No
E15 |  | 6625219071751 | 4304A | Broadband Directional Thruline Wattmeter | POWER | N | N | 12 | Bird | Yes | No
E15 |  | EIN525LA | 525LA | RF Power Amplifier | POWER | N | N | 12 | ENI | Yes | No
E15 |  | 875955 | N425B | Power Head | POWER | N | N | 12 | General Microwave | Yes | No
E15 |  | 6394338 | 6426 | TFT Power Head | POWER | N | N | 12 | Marconi Instruments | Yes | No
E15 |  | NIVDSG/0628 | 50L2 | Plug-In Element | POWER | N | N | 12 | Bird | Yes | No
E15 |  | - | 50K | Plug-in Element | POWER | N | N | 12 | Bird | Yes | No
E15 |  | 6625993708736 | E4418A | EPM Series Power Meter | POWER | N | N | 12 | Hewlett Packard | Yes | No
E15 |  | NIV35/7239 | 2669C | Falcon Range Preamplifier | POWER | N | N | 12 | Bruel & Kjaer | Yes | No
E15 |  | 4236599 | 8502A | PEAK POWER METER | POWER | N | N | 12 | GIGATONICS | Yes | No
E15 | NIR | 662501426599 | WAV8502 | PEAK POWER METER | POWER | N | N | 12 |  | Yes | No
E15 | Pt No | 662511741694 | WSXRFL828/M | SOURCE | POWER | N | N | 12 |  | Yes | No
E15 | O657 | 6625994774004 | MI-893C | AF POWER METER | POWER | N | N | 12 |  | Yes | No
E15 |  | NIV | 4304A | WATTMETER | POWER | N | N | 12 | BIRD | Yes | No
E15 |  | NIV | 51072A | POWER SENSOR | POWER | N | N | 12 | BOONTON | Yes | No
E15 |  | NIV | A8334 | POWER QUALITY ANALYSER | POWER | N | N | 12 | CHAUVIN ARNOUX | Yes | No
E15 |  | NIV | KDIE | ELECTRICAL POTENTIAL INDICATOR | POWER | N | N | 12 | SEAWARD | Yes | No
E15 |  | NIV | N1921A | WIDE BAND POWER SENSOR | POWER | N | N | 12 | AGILENT | Yes | No
E15 |  | NIVDSG/0040 | HEW34111A | HIGH VOLTAGE PROBE | POWER | N | N | 12 |  | Yes | No
E15 |  | NIVDSG/0049 | AGIE3632A | DC POWER SUPPLY | POWER | N | N | 12 | AGILENT TECHNOLOGIES | Yes | No
E15 |  | 6625011799347 | HEW8900C | PEAK POWER METER | POWER | N | N | 12 | HEWLETT PACKARD | Yes | No

## Lot M01
Sub Set | DMC | NSN (Full 13 no spaces) | Part No | DESCRIPTION | Group | Comprising Item | Special Conditions ( EMC, ITAR ,ATEX) | Cal period | OEM | Calibration | Repair | CSOR | Q1 Std Calibration Price | Q2 Std Repair & Calibration price | Q3 Service provided In-House or Sub-Con | Q4 Item covered under Schedule of UKAS Accreditation by the LAB carrying out the Work. | Q5 If service is provided at Sub-Con please specify supplier detail | Q6 UKAS Calibration Price | Q7 UKAS Repair and Calibration Price | Q8 Service provided In-House or Sub-Con | Q9 Item covered under Schedule of UKAS Accreditation by the LAB carrying out the Work. | Q10 If service is provided at Sub-Con please specify supplier detail. | Comments
M01 | 3V7 | 6680999328516 | AC-7 | ICP ACCELEROMETER, AC-7 | ACCELEROMETRY | N | N | 12 | SKF | Yes | No
M01 | W116 | 6625991260691 | EWAD-VIB-01 | ON-SITE CALIBRATION OF VIBRATION TEST SYSTEM | ACCELEROMETRY | N | N | 12 | LDS TEST AND MEASUREMENT LTD | Yes | Yes
M01 | W116 | 4920991079584 | 6384 OR NDN6258 | FCS MK30 SENSORS TEST SET | ACCELEROMETRY | Main Assy | N | 12 | SMITHS INDUSTRIES | Yes | Yes
M01 | W116 | 5998991424501 | NDN 6384 32 | ELEC CIRCUIT PANEL | ACCELEROMETRY | 4920991079584 | N | CNR | SMITHS INDUSTRIES | No | Yes
M01 | W116 | 4920991191576 | NDN5740-201 | CASE TEST SET | ACCELEROMETRY | 4920991079584 | N | CNR | SMITHS INDUSTRIES | No | Yes
M01 | W116 | 4920992220074 | NDN5705 | REPEATER GYRO MOUNTING PLATFORM | ACCELEROMETRY | 4920991191576 | N | CNR | SMITHS INDUSTRIES | No | Yes
M01 | W116 | 4920991170698 | 7690 | MOUNTING JIG | ACCELEROMETRY | 4920992220074 | N | CNR | SMITHS INDUSTRIES | No | Yes
M01 | W116 | 4920992220073 | NDN5714 | PARALLEL ACCTUATOR TEST RIG | ACCELEROMETRY | 4920991191576 | N | CNR | SMITHS INDUSTRIES | No | Yes
M01 | W116 | 4920992220075 | NDN 5698 | TOOL ASSEMBLY COVER | ACCELEROMETRY | 4920991191576 | N | CNR | SMITHS INDUSTRIES | No | Yes
M01 | W116 | 6625997168006 | NDN6384 | TEST SET SENSORS | ACCELEROMETRY | 4920991079584 | N | CNR | SMITHS INDUSTRIES | No | Yes
M01 | W116 | 5995991079515 | NDN5732 | CASE CABLE ASSEMBLY | ACCELEROMETRY | 4920991079584 | N | CNR | SMITHS INDUSTRIES | No | Yes
M01 | W116 | 4920991079586 | NDN5726 | CABLE ASSEMBLY | ACCELEROMETRY | 5995991079515 | N | CNR | SMITHS INDUSTRIES | No | Yes
M01 | W116 | 4920991079594 | NDN5707 | CABLEFORM ASSEMBLY | ACCELEROMETRY | 5995991079515 | N | CNR | SMITHS INDUSTRIES | No | Yes
M01 | W116 | 4920991079591 | NDN5709 | CABLE ASSEMBLY SPECIAL PURPOSE ELECTRICAL | ACCELEROMETRY | 5995991079515 | N | CNR | SMITHS INDUSTRIES | No | Yes
M01 | W116 | 4920991079590 | NDN5710 | CABLE ASSEMBLY SPECIAL PURPOSE ELECTRICAL | ACCELEROMETRY | 5995991079515 | N | CNR | SMITHS INDUSTRIES | No | Yes
M01 | W116 | 4920991079589 | NDN5711 | CABLE ASSEMBLY SPECIAL PURPOSE ELECTRICAL | ACCELEROMETRY | 5995991079515 | N | CNR | SMITHS INDUSTRIES | No | Yes
M01 | W116 | 4920991079588 | NDN5712 | CABLE ASSEMBLY SPECIAL PURPOSE ELECTRICAL | ACCELEROMETRY | 5995991079515 | N | CNR | SMITHS INDUSTRIES | No | Yes
M01 | W116 | 4920991079587 | NDN5713 | CABLE ASSEMBLY SPECIAL PURPOSE ELECTRICAL | ACCELEROMETRY | 5995991079515 | N | CNR | SMITHS INDUSTRIES | No | Yes
M01 | W116 | 4920992223812 | EDL 2704 | TEST SET CRUISE GUIDE | ACCELEROMETRY | N | N | 36 | ELECTRONIC DESIGNS LTD | Yes | Yes
M01 | W116 | 4920994361393 | TT3000 | TABLE TILT MK3 | ACCELEROMETRY | N | N | 12 | FENNS | Yes | Yes | 0097M
M01 | W116 | 4920996379291 | 1606/4TE | AUTOSTAB TEST SET | ACCELEROMETRY | N | N | 12 | SMITHS | Yes | Yes
M01 | W116 | 4920996641376 | NDN9018-03 | TEST SET ATTITUDE HEADING 2ND LINE | ACCELEROMETRY | N | N | 12 | SMITHS | Yes | Yes
M01 | W116 | 7021998398662 | CMXA44-RN | DATA COLLECTOR | ACCELEROMETRY | Main Assy | N | 12 | SKF | Yes | Yes
M01 | 3V7 | 5995998145263 | CA-35 | Cable Assembly Special Purpose | ACCELEROMETRY | 7021998398662 | N | CNR | SKF | No | No
M01 | 3V7 | 5995996680151 | CA-52 | Cable Assembly Special Purpose | ACCELEROMETRY | 7021998398662 | N | CNR | SKF | No | No
M01 | 3V7 | 5995015696767 | F5U103VEA | USB to serial cable | ACCELEROMETRY | 7021998398662 | N | CNR | SKF | No | No
M01 | W116 | 7021991337888 | CMXA-44-RN | Vibration Analysis Data Collector Kit. | ACCELEROMETRY | N | N | 12 | SKF | Yes | Yes
M01 | NONE | NIVN IV 35/7794 | 8309 | ACCELEROMETER | ACCELEROMETRY | N | N | 12 | BRUEL KJAER | Yes | No
M01 |  | NIV35/7798 | 394C06 | HANDHELD CALIBRATOR | ACCELEROMETRY | N | N | 12 | PCB PIEZOTRONICS | Yes | No
M01 | N/A | NIV35/7017 | 4393 | Accelerometer | ACCELEROMETRY | N | N | 12 | B&K | Yes | No
M01 | 4XV | 6680223088791 | 4504 | Accelerometer | ACCELEROMETRY | N | N | 12 | B&K | Yes | No
M01 | NIV | NIV35/7771 | 352C65 | Accelerometer | ACCELEROMETRY | N | N | 12 | PCB Piezotronics | Yes | No
M01 |  | NIV36/0290 | 1018 | Accelerometer | ACCELEROMETRY | N | N | 12 | Environmental Equipments Ltd | Yes | No
M01 |  | NIVDSG/0425 | J353B34 | ACCELEROMETER | ACCELEROMETRY | N | N | 12 | PCB Piezotronics | Yes | No
M01 |  | NIVDSG/0003 | 626B03 | Accelerometer | ACCELEROMETRY | N | N | 12 | ICP Electronics Inc | Yes | No
M01 |  | NIV35/7799 | AC-8 | Accelerometer | ACCELEROMETRY | N | N | 12 | ICP Electronics Inc | Yes | No
M01 |  | - | 3002 | Velometer | ACCELEROMETRY | N | N | 12 | Airflow Measurements | Yes | No
M01 |  | ICPDIPCB307B | 307B | Accelerometer | ACCELEROMETRY | N | N | 12 | PCB Piezotronics | Yes | No
M01 |  | ICPDIPCB307A | 307A | Accelerometer | ACCELEROMETRY | N | N | 12 | PCB Piezotronics | Yes | No
M01 |  | NIV35/7788 | 353B15 | Accelerometer | ACCELEROMETRY | N | N | 12 | PCB Piezotronics | Yes | No
M01 |  | END2220D | 2220D | Accelerometer | ACCELEROMETRY | N | N | 12 | Endevco | Yes | No
M01 |  | NIVDSG/0037 | 352B10 | Accelerometer | ACCELEROMETRY | N | N | 12 | PCB Piezotronics | Yes | No
M01 |  | NIVDSG/0035 | 352A | Accelerometer | ACCELEROMETRY | N | N | 12 | PCB Piezotronics | Yes | No
M01 |  | END2273A | 2273A | Accelerometer | ACCELEROMETRY | N | N | 12 | Endevco | Yes | No
M01 |  | NIV35/7770 | 4520 | Triaxial Accelerometer | ACCELEROMETRY | N | N | 12 | Bruel & Kjaer | Yes | No
M01 |  | NIVDSG/0036 | 353B33 | Accelerometer | ACCELEROMETRY | N | N | 12 | PCB Piezotronics | Yes | No
M01 |  | NIVDSG/0004 | 353B03 | Accelerometer | ACCELEROMETRY | N | N | 12 | PCB Piezotronics | Yes | No
M01 |  | NIVDEC/0049 | Velocity | Speed Gun | ACCELEROMETRY | N | N | 12 | Bushnell | Yes | No
M01 | O956 | 6680009459136 | 7201-50 | Accelerometer | ACCELEROMETRY | N | N | 12 | Endevco | Yes | No
M01 |  | NIV35/7019 | 2222C | Accelerometer | ACCELEROMETRY | N | N | 12 | Endevco | Yes | No
M01 |  | NIVDSG/0515 | 213E | Piezoelectric Accelerometer | ACCELEROMETRY | N | N | 12 | Endevco | Yes | No
M01 |  | NIV35/6761 | 2270 | Accelerometer | ACCELEROMETRY | N | N | 12 | Endevco | Yes | No
M01 |  | NIVDSG/0514 | 233E | Accelerometer | ACCELEROMETRY | N | N | 12 | Endevco | Yes | No
M01 |  | NIV35/7021 | 2221D | Accelerometer | ACCELEROMETRY | N | N | 12 | Endevco | Yes | No
M01 |  | NIVDSG/0516 | 226C | Accelerometer | ACCELEROMETRY | N | N | 12 | Endevco | Yes | No
M01 |  | NIV35/7814 | 302A07 | ACCELEROMETER | ACCELEROMETRY | N | N | 12 | PCB | Yes | No
M01 |  | NIV35/7815 | A353B17 | ACCELEROMETER | ACCELEROMETRY | N | N | 12 | PCB | Yes | No

## Lot M02
Sub Set | DMC | NSN (Full 13 no spaces) | Part No | DESCRIPTION | Group | Comprising Item | Special Conditions ( EMC, ITAR ,ATEX) | Cal period | OEM | Calibration | Repair | CSOR | Q1 Std Calibration Price | Q2 Std Repair & Calibration price | Q3 Service provided In-House or Sub-Con | Q4 Item covered under Schedule of UKAS Accreditation by the LAB carrying out the Work. | Q5 If service is provided at Sub-Con please specify supplier detail | Q6 UKAS Calibration Price | Q7 UKAS Repair and Calibration Price | Q8 Service provided In-House or Sub-Con | Q9 Item covered under Schedule of UKAS Accreditation by the LAB carrying out the Work. | Q10 If service is provided at Sub-Con please specify supplier detail. | Comments
M02 | W116 | 6625994650123 | ATS-260 | RADIO BEACON ACOUSTIC TEST SET | ACOUSTICS | N | N | 12 | BENTHOS INC. | Yes | Yes
M02 | W116 | 6625999023124 | CEL-328A/K1 | SOUND LEVEL KIT | ACOUSTICS | Main Assy | N | 12 | CASELLA CEL LTD | Yes | Yes
M02 | W116 | 6625991262777 | CEL 328 | SOUND LEVEL METER | ACOUSTICS | 6625999023124 | N | 12 | CASELLA CEL LTD | Yes | Yes
M02 | W116 | 6625997021145 | CEL-269 / CEL-282 | DIGITAL INTEGRATING SOUND LEVEL METER | ACOUSTICS | 6625999023124 | N | 12 | CASELLA CEL LTD | Yes | Yes
M02 | W116 | 6625992253161 | CEL184 | CALIBRATOR ACCOUSTIC | ACOUSTICS | N | N | 12 | CEL Instruments Ltd | Yes | Yes
M02 | W116 | 6625993769293 | CEL-430/M2/K1 | BASIC SOUND LEVEL METER SET | ACOUSTICS | Main Assy | N | 24 | CASELLA CEL LTD | Yes | Yes | 0160M
M02 | W116 | 6625997308267 | CEL-430/M2 | SOUND LEVEL METER | ACOUSTICS | 6625993769293 | N | 24 | CASELLA CEL LTD | Yes | Yes | 0160M
M02 | W116 | 6625999250671 | CEL-110/M2 | CALIBRATOR SOUND CLASS 2 | ACOUSTICS | 6625993769293 | N | CNR | CASELLA CEL LTD | No | Yes
M02 | Z4 | 5995991604568 | C6724/2 | 400 SERIES DOWNLOAD CABLE | ACOUSTICS | 6625993769293 | N | CNR | CASELLA CEL LTD | No | No
M02 | Z4 | 5935994029575 | CEL-90336 | RS232 TO USB CONVERTER | ACOUSTICS | 6625993769293 | N | CNR | CASELLA CEL LTD | No | No
M02 | Z4 | 5835995413950 | CEL-2962 | WINDSHIELD LARGE 0.5 INCH | ACOUSTICS | 6625993769293 | N | CNR | CASELLA CEL LTD | No | No
M02 | Z4 | 6625993506713 | CEL-6831 | KIT CASE CEL 430 | ACOUSTICS | 6625993769293 | N | CNR | CASELLA CEL LTD | No | No
M02 | W116 | 6625992710527 | CEL-490.M2/K1 | ENHANCED SOUND LEVEL METER SET | ACOUSTICS | Main Assy | N | 12 | CASELLA CEL LTD | Yes | Yes | 0160M
M02 | W116 | 6625991348217 | CEL-490.M2 | SOUND LEVEL METER | ACOUSTICS | 6625992710527 | N | 12 | CASELLA CEL LTD | Yes | Yes | 0160M
M02 | W116 | 6625998722034 | CEL-4726-01 | CALIBRATOR COUPLER | ACOUSTICS | 6625992710527 | N | CNR | CASELLA CEL LTD | No | Yes
M02 | W116 | 6625999250671 | CEL-110/M2 | CALIBRATOR SOUND CLASS 2 | ACOUSTICS | 6625992710527 | N | CNR | CASELLA CEL LTD | No | Yes
M02 | Z4 | 5965994185749 | CEL-4672 | WINDSHIELD LARGE 0.25 INCH | ACOUSTICS | 6625992710527 | N | CNR | CASELLA CEL LTD | No | No
M02 | Z4 | 6625999154840 | CEL-6722 | KIT CASE | ACOUSTICS | 6625992710527 | N | CNR | CASELLA CEL LTD | No | No
M02 | Z4 | 5995991604568 | C6724/2 | 400 SERIES DOWNLOAD CABLE | ACOUSTICS | 6625992710527 | N | CNR | CASELLA CEL LTD | No | No
M02 | Z4 | 5935994029575 | CEL-90336 | RS232 TO USB CONVERTER | ACOUSTICS | 6625992710527 | N | CNR | CASELLA CEL LTD | No | No
M02 | Z4 | 7030995677941 | CEL-6813 | DB23 PC SOFTWARE CEL 450 490 | ACOUSTICS | 6625992710527 | N | CNR | CASELLA CEL LTD | No | No
M02 | W116 | 6625999667070 | CEL-224 | Sound Survey Meter | ACOUSTICS | N | N | 12 | CEL Instruments Ltd | Yes | Yes
M02 | W116 | 6625991797542 | CRRCR:254 | SOUND LEVEL METER | ACOUSTICS | N | N | 12 | CIRRUS | Yes | Yes
M02 | W115 | 6625992574470 | LFM4 | GENERATOR AUDIO SET | ACOUSTICS | Main Assy | N | 12 | FARNELL INSTRUMENTS | Yes | Yes | 0475E
M02 | W115 | 6625996473446 | LFM4 | OSCILLATOR SINE AND SQUARE WAVE | ACOUSTICS | 6625992574470 | N | 12 | FARNELL INSTRUMENTS | Yes | Yes | 0475E
M02 | W115 | 6625999427658 | PS-20 | LEVEL GENERATOR | ACOUSTICS | N | N | 12 | RAYTHEON | Yes | Yes | 0585E
M02 | NONE | NIV 35/7808 | 4939-A-011 | TEDS MICROPHONE 4939-A-011 | ACOUSTICS | N | N | 12 | BKSV | Yes | No
M02 | NONE | NIV 7809 | TYPE 4939 | MICROPHONE TYPE 4939 | ACOUSTICS | N | N | 12 | BKSV | Yes | No
M02 | NONE | NIVN IV 35/6703 | MK301 | MICROPHONE 1/4 INCH | ACOUSTICS | N | N | 12 | MICROTECH GEFELL GMBH | Yes | No
M02 | NONE | NIVN IV 35/6708 | 40AF | FREE FIELD MICROPHONE | ACOUSTICS | N | N | 12 |  | Yes | No
M02 | NONE | NIVN IV 35/6713 | BK 4155 | MICROPHONE 1/2 INS | ACOUSTICS | N | N | 12 | BRUEL KJAER | Yes | No
M02 | NONE | NIVN IV 35/6717 | 2260 | PRECISION SOUND ANALYSER | ACOUSTICS | N | N | 12 | N/K | Yes | No
M02 | AECOMS | 4910998079071 | 4231 | ACOUSTICAL CALIBRATOR | ACOUSTICS | N | N | 12 | BRUEL & KJAER | Yes | No
M02 | CIED | 6625999160120 | SLM-1352N | SOUND LEVEL METER | ACOUSTICS | N | N | 12 | ISOTECH | Yes | No
M02 |  | NIV35/4110 | CEL-593 / CEL-284/2 | SOUND LEVEL ANALYSER / ACOUSTICAL CALIBRATOR | ACOUSTICS | N | N | 12 | CEL | Yes | No
M02 |  | NIV35/4294 | 14050 | SOUND LEVEL METER | ACOUSTICS | N | N | 12 | DAWE | Yes | No
M02 |  | NIV35/4493 | CR:272 | INTEGRATING AVERAGING IMPULSE SOUND LEVEL METER | ACOUSTICS | N | N | 12 | CIRRUS | Yes | No
M02 |  | NIV35/7079 | 330 | Sound Level Meter | ACOUSTICS | N | N | 12 | TECPEL | Yes | No
M02 |  |  | 815 | Sound Level Meter & Sound Calibrator | ACOUSTICS | N | N | 12 | Testo | Yes | No
M02 |  | 9667071 | 172/182 | Noise Dose Meter + Calibrator | ACOUSTICS | N | N | 12 | CEL Instruments Ltd | Yes | No
M02 |  | DAWD-1422C | D-1422C | Sound Level Meter | ACOUSTICS | N | N | 12 | Dawe | Yes | No
M02 |  | NIVDSG/0213 | 2900E | Precision Integrating/Logging Sound Level Meter | ACOUSTICS | N | N | 12 | Quest Technologies | Yes | No
M02 |  | 9160120 | SLM1352N | Sound level indicator | ACOUSTICS | N | N | 12 | Iso-Tech | Yes | No
M02 |  |  | Harmonie | Four Channel Real-time Sound and Vibration Measurement System | ACOUSTICS | N | N | 12 | 01dB MVI Technologies Group | Yes | No
M02 |  |  | 2231 | Modular Precision Sound Level Meter | ACOUSTICS | N | N | 12 | Bruel & Kjaer | Yes | No
M02 |  | NIVDSG/0096 | SV25S (25mm) | MIRE Measuring Microphone | ACOUSTICS | N | N | 12 | Svantek | Yes | No
M02 |  | NIVDSG/0096 | SV25S (20mm) | MIRE Measuring Microphone | ACOUSTICS | N | N | 12 | Svantek | Yes | No
M02 |  | NIVDSG/0094 | SV 102 | Acoustic Dosemeter | ACOUSTICS | N | N | 12 | Svantek | Yes | No
M02 |  |  | 4155 | Prepolarized Condenser Microphone | ACOUSTICS | N | N | 12 | Bruel & Kjaer | Yes | No
M02 |  |  | 4136 | ¼" Microphone | ACOUSTICS | N | N | 12 | Bruel & Kjaer | Yes | No
M02 |  | 8678787 | CEL-35X dBadge | Personal Noise Exposure Meter | ACOUSTICS | N | N | 12 | Casella CEL Ltd | Yes | No
M02 |  | 3769293 | SLM1352N | Sound level indicator | ACOUSTICS | N | N | 12 | Iso-Tech | Yes | No
M02 |  | FLU2956-4011-01 | 2956-4011-01 | Simplifiber 850/1300 Source | ACOUSTICS | N | N | 12 | Fluke Networks | Yes | No
M02 |  | NIVDEC/0021 | NC3201K | Noise Source | ACOUSTICS | N | N | 12 | Noise Com | Yes | No
M02 |  | NIVDEC/0043 | CEL-62X/CEL-120/2 | Sound Level Meter & Acoustic Calibrator | ACOUSTICS | N | N | 12 | Casella CEL Ltd | Yes | No
M02 |  | NIVDEC/0042 | NL-22/NC-74 | Sound Level Meter + Calibrator | ACOUSTICS | N | N | 12 | Rion | Yes | No
M02 |  | NIV35/6718 | 4189 | Microphone | ACOUSTICS | N | N | 12 | Bruel & Kjaer | Yes | No
M02 |  | NIV | 40AF | 1/2" MICROPHONE | ACOUSTICS | N | N | 12 |  | Yes | No
M02 |  | NIV35/6493 | NRSNOR1253 | SOUND CALIBRATOR | ACOUSTICS | N | N | 12 |  | Yes | No
M02 |  | 4920997834839 | AGI346B | NOISE SOURCE | ACOUSTICS | N | N | 12 | AGILENT TECHNOLOGIES | Yes | No
M02 |  | 6625993929260 | 2633 | MICROPHONE PREAMPLIFIER | ACOUSTICS | N | N | 12 | BRUEL AND KJAER | Yes | No
M02 |  | NIV35/7239 | BRU2669C | 1/2 INCH MICROPHONE PREAMP | ACOUSTICS | N | N | 12 | BRUEL AND KJAER | Yes | No
M02 |  | 6625990040479 | CRL 254 | METER AUDIO LEVEL | ACOUSTICS | N | N | 12 | CIRRUS | Yes | No
M02 |  | 6625991435328 | CRRCR511D | SOUND LEVEL CALIBRATOR | ACOUSTICS | N | N | 12 | CIRRUS | Yes | No

## Lot M03
Sub Set | DMC | NSN (Full 13 no spaces) |  | Part No | DESCRIPTION | Group | Comprising Item | Special Conditions ( EMC, ITAR ,ATEX) | Cal period | OEM | Calibration | Repair | CSOR | Q1 Std Calibration Price | Q2 Std Repair & Calibration price | Q3 Service provided In-House or Sub-Con | Q4 Item covered under Schedule of UKAS Accreditation by the LAB carrying out the Work. | Q5 If service is provided at Sub-Con please specify supplier detail | Q6 UKAS Calibration Price | Q7 UKAS Repair and Calibration Price | Q8 Service provided In-House or Sub-Con | Q9 Item covered under Schedule of UKAS Accreditation by the LAB carrying out the Work. | Q10 If service is provided at Sub-Con please specify supplier detail. | Comments
M03 | W116 | 4920994660646 | 1 | 6130-001 | REFERENCE LEAK HELIUM | CHEMICAL | N | N | 12 | OVEC SYSTEMS LTD | Yes | Yes
M03 | W116 | 6665995100804 | 1 | 3000IS OR GC3SABXS-X | REFRIGERANT GAS DETECTOR | CHEMICAL | N | N | 12 | ION SCIENCE LTD | Yes | Yes
M03 | W116 | 6665994222056 | 1 | SS1000FM | DETECTOR GAS CONFINED SPACE PGD2 | CHEMICAL | N | N | 6 | STATUS SCIENTIFIC CONTROLS LIMITED | Yes | Yes | 0173M
M03 | W116 | 6665999576835 | 1 | SS1000 | GAS INDICATOR KIT (FUEL CONFINED SPACE) PDG2 | CHEMICAL | N | N | 6 | STATUS SCIENTIFIC CONTROLS LIMITED | Yes | Yes | 0173M
M03 | W116 | 6665992256057 | 1 | SS1000CO | DETECTOR GAS CARBON MONOXIDE | CHEMICAL | N | N | 6 | STATUS SCIENTIFIC CONTROLS LIMITED | Yes | Yes | 0173M
M03 | W116 | 1680995986300 | 1 | F3000 | BREATHING AIR PURITY ANALYSER | CHEMICAL | Main Assy | N | 12 | FACTAIR LIMITED | Yes | Yes | 0057M
M03 | 3V7 | 6665994637544 | 2 | F2187 | TUBE TIP CUTTER | CHEMICAL | 1680995986300 | N | CNR | FACTAIR LIMITED | No | No
M03 | 3V7 | 6665993980938 | 2 | F2154 | DETECTOR TUBE CONTAINER | CHEMICAL | 1680995986300 | N | CNR | FACTAIR LIMITED | No | No
M03 | W116 | 6630999575623 | 1 | F2001 | SAFE AIR TESTER | CHEMICAL | N | N | 12 | Factair | Yes | Yes
M03 | W116 | 6665996133897 | 1 | F4000ED | Safe Air Tester | CHEMICAL | Main Assy | N | 12 | Factair | Yes | Yes
M03 | 3V7 | 7530997510194 | 1 | F1767 | RESULTS PAD - 25 SHEETS | CHEMICAL | 6665996133897 | N | CNR | Factair | No | No
M03 | 3V7 | 6665994637544 | 2 | F2187 | TUBE TIP CUTTER | CHEMICAL | 6665996133897 | N | CNR | Factair | No | No
M03 | 3V7 | 6665993980938 | 2 | F2154 | DETECTOR TUBE CONTAINER | CHEMICAL | 6665996133897 | N | CNR | Factair | No | No
M03 | W116 | 8120996607797 | 1 | MM2007330 | OXYGEN CYLINDER ASSY | CHEMICAL | N | N | 12 | MEL AVIATION | Yes | Yes
M03 | W116 | 6630992249101 | 1 | SETA 1374 | FLASH POINT TESTER KIT | CHEMICAL | N | N | 12 | STANHOPE-SETA LTD | Yes | Yes
M03 | W116 | 6665997934763 | 1 | NK | GAS GUARD MONITOR MULTIGAS | CHEMICAL | N | N | 6 | DRAEGER LIMITED | Yes | Yes | 0086M
M03 | W116 | 4940995726512 | 1 | B0370177 | LEAK DETECTOR REFRIGERANT GAS | CHEMICAL | N | N | 12 | MSA BRITAIN LIMITED | Yes | Yes
M03 | W116 | 6665996675938 | 1 | TETRA3 | Four Sensor, Gas Detection Kit | CHEMICAL | Main Assy | N | 6 | CROWCON LIMITED | Yes | Yes
M03 | W116 | 6665998131801 | 1 | T3-AGAAAIAH-A-001-Z | GAS MONITOR | CHEMICAL | 6665996675938 | N | 12 | CROWCON LIMITED | Yes | Yes
M03 | 3V7 | 6665998131806 | 1 | C011054 | Carry Case | CHEMICAL | 6665996675938 | N | CNR | CROWCON LIMITED | No | No
M03 | 3V7 | 6130995518144 | 1 | C011020 | Battery Charger | CHEMICAL | 6665996675938 | N | CNR | CROWCON LIMITED | No | No
M03 | 3V7 | 6150992365966 | 1 | C01293 | Cable | CHEMICAL | 6665996675938 | N | CNR | CROWCON LIMITED | No | No
M03 | W116 | 6630997322569 | 1 | F2235 | Dive-Check Kit | CHEMICAL | N | N | 12 | Factair | Yes | Yes
M03 | W116 | 6630145143536 | 1 | RDIPHM201 | PORTABLE PH METER | CHEMICAL | N/A | N | 12 | RADIOMETER | Yes | Yes
M03 | 6C | 4920997926171 | 1 | E692094A | TEST SET GNOME FCS FIELD | CHEMICAL | N | N | 12 | AT ENGINE CONTROLS LTD | Yes | No
M03 | E304 | 6630011657133 | 1 | GTPSC-B/2HB-C | ADDITIVE TESTING KIT | CHEMICAL | N | N | 12 | GAMMON TECHNICAL PRODUCTS INCORPORATED | Yes | No
M03 | E304 | 6630992155830 | 1 | K1-100 | OIL TEST CENTRE | CHEMICAL | N | N | 12 | KITTIWAKE DEVELOPMENTS LIMITED | Yes | No
M03 | 19B1 | 6630992245332 | 1 | DC2257 | ADAPTOR SAMPLER MILLIPORE | CHEMICAL | N | N | 12 | FLUID TRANSFER INTERNATIONAL LTD | Yes | No
M03 | H6 | 6630995736967 | 1 | RFA620N | ANTIFREEZE BATTERY TESTER | CHEMICAL | N | N | 12 | FISHER SCIENTIFIC U.K. LIMITED | Yes | No
M03 | LRT | 6665123538016 | 1 | 6526951 | AEROTEST SIMULTAN HP | CHEMICAL | N | N | 12 | B/E AEROSPACE SYSTEMS GMBH | Yes | No
M03 | NONE | 6665995515635 | 1 | Apex Pro I.S. (182160B) | PERSONAL AIR SAMPLING PUMP (NIV35/6853) | CHEMICAL | N | N | 12 | CASELLA CEL LTD | Yes | No
M03 |  | NIVDSG/0397 | 1 | Water proof 800 | PH/CONDUCTIVITY/TDS METER | CHEMICAL | N | N | 12 | Palintest | Yes | No
M03 | NONE | NIVN IV 35/6726 | 1 | AQ5000Pro | AIR QUALITY METER | CHEMICAL | N | N | 12 | COLE-PARMER | Yes | No
M03 | NONE | NIVN IV 35/6734 | 1 | AMS-950 | AEROSOL MONITOR | CHEMICAL | N | N | 12 |  | Yes | No
M03 | TSCS | 4940013870948 | 1 | 16600 | REFRIDGERANT LEAK DETECTOR | CHEMICAL | N | N | 12 | BOSCH AUTOMOTIVE SERVICE SOLUTIONS | Yes | No
M03 | 4XP | 6635990214709 | 1 | UCC SYSTEM 20 | SYSTEM 20 OIL MONITOR | CHEMICAL | N | N | 12 | PARKER HANNIFIN UK LTD | Yes | No
M03 | O987 | 6665995174706 | 1 | QC200 | GAS DETECTOR | CHEMICAL | N | N | 12 | ION TRACK INSTRUMENTS | Yes | No
M03 |  | NIV35/6767 | 1 | SI-400B | ALCOLMETER | CHEMICAL | N | N | 12 | LION LABORATORIES LTD | Yes | No
M03 | K102 | 6665991315123 | 1 | 2302B1311 | IMPACT PORTABLE GAS MONITOR KIT | CHEMICAL | N | N | 12 | Honeywell | Yes | No
M03 | NK | 4940013982978 | 1 | TIF 5050 | LEAK DETECTOR REFRIGERANT GAS | CHEMICAL | N | N | 12 | FCO MANUFACTURING | Yes | No
M03 | 63C | 6630011152398 | 1 | 1152 | Digital Conductivity Meter | CHEMICAL | N | N | 12 | EMCEE Electronics | Yes | No
M03 | DAS10 | 7320993004908 | 1 | HI-765-00 | Calibration Test Plug | CHEMICAL | N | N | 12 | Hanna Instruments | Yes | No
M03 |  | NIV35/0577 | 1 | Salts Detector | Salts Detector | CHEMICAL | N | N | 12 | Protimeter | Yes | No
M03 |  | NIVDSG/0224 | 1 | PGD3-1R | Portable Gas Detector | CHEMICAL | N | N | 12 | Status Scientific Controls | Yes | No
M03 | 4STTE | 4940997537130 | 1 | Haloteck | Refrigerant Leak Detector | CHEMICAL | N | N | 12 | AI Cambridge Ltd | Yes | No
M03 |  | NIVDSG/0435 | 1 | 2771A-1 | Charge Convertor | CHEMICAL | N | N | 12 | Endevco | Yes | No
M03 |  | NIV35/4442 | 1 | Purge | Monitor | CHEMICAL | N | N | 12 | Huntington Fusion Techniques | Yes | No
M03 |  | NIV35/3950 | 1 | Neutral Density Filters | Optical Filters For Omnitec Smokemeter | CHEMICAL | N | N | 12 |  | Yes | No
M03 |  | NIVDSG/0673 | 1 | Neutral Density Filters | Optical Filters For Omnitec Smokemeter | CHEMICAL | N | N | 12 |  | Yes | No

## Lot M04
Sub Set | DMC | NSN (Full 13 no spaces) | Part No | DESCRIPTION | Group | Comprising Item | Special Conditions ( EMC, ITAR ,ATEX) | Cal period | OEM | Calibration | Repair | CSOR | Q1 Std Calibration Price | Q2 Std Repair & Calibration price | Q3 Service provided In-House or Sub-Con | Q4 Item covered under Schedule of UKAS Accreditation by the LAB carrying out the Work. | Q5 If service is provided at Sub-Con please specify supplier detail | Q6 UKAS Calibration Price | Q7 UKAS Repair and Calibration Price | Q8 Service provided In-House or Sub-Con | Q9 Item covered under Schedule of UKAS Accreditation by the LAB carrying out the Work. | Q10 If service is provided at Sub-Con please specify supplier detail. | Comments
M04 | W116 | 6635997164855 | SUNTRONIC 3 | ROUGHNESS MEASUREMENT INSTRUMENT | DIMENSIONAL | Main Assy | N | 12 | SURTRONIC | Yes | Yes
M04 | W116 | 5220995731567 | 112/1517 | SUPPORT STAND | DIMENSIONAL | 6635997164855 | N | CNR | SURTRONIC | No | Yes
M04 | W116 | 5210991370569 | M33/2 | GAUGE SLIP (MET) | DIMENSIONAL | N | N | 12 | MITUTOYO | Yes | Yes
M04 | W116 | 5210991309172 | E11 | GAUGE BLOCK SET TUNGSTEN | DIMENSIONAL | N | N | 12 | SELECT GAUGES LTD | Yes | Yes | 0171M
M04 | W116 | 5210994459396 | E81 | GAUGE BLOCK SET | DIMENSIONAL | N | N | 12 | VARIOUS | Yes | Yes
M04 | W116 | 5210991369718 | E81 | GAUGE BLOCK SET STEEL | DIMENSIONAL | N | N | 12 | VARIOUS | Yes | Yes
M04 | W116 | 5210999100085 | E81 GRADE 1 | GAUGE BLOCK SET STEEL | DIMENSIONAL | N | N | 12 | VERDICT GAUGE LTD | Yes | Yes
M04 | W116 | 5210994459379 | M105 | GAUGE BLOCK SET | DIMENSIONAL | N | N | 12 | VARIOUS | Yes | Yes
M04 | W116 | 5210991370568 | M33/2 | GAUGE SLIP (MET) | DIMENSIONAL | N | N | 12 | VARIOUS | Yes | Yes
M04 | 3V7 | 6650995321864 | 13-03168 | Optical Depth Micrometer 50X Magnification | DIMENSIONAL | N | N | 12 |  | Yes | No
M04 | W116 | 6625015913949 | 8810-AH-R | Angle position Indicator | DIMENSIONAL | N | N | 12 | North-Atlantic Industries | Yes | Yes
M04 | 3V7 | 5210999208369 | 513-405 | Dial Test Indicator | DIMENSIONAL | N | N | 12 | Mitutoyo | Yes | No
M04 | W116 | 5210992542930 | 20/2023 | Gauge Block Accessory Set (4) | DIMENSIONAL | N | N | 12 | Opus Metrology | Yes | Yes
M04 | 3V7 | 5210996635070 | Gauge Block | Accesory Kit | DIMENSIONAL | N | N | 12 | Tesa-RSD | Yes | No
M04 | 3V7 | 5210997277748 | 500-191U | Digital Vernier Caliper | DIMENSIONAL | N | N | 12 | Mitutoyo | Yes | No
M04 | W116 | 6635991272326 | CV-SD | MATERIAL HARDNESS TESTER | DIMENSIONAL | N | N | 12 | BOWERS | Yes | Yes
M04 | W116 | 6650012208942 | 8400K | DIGITAL OPTICAL MICROMETER KIT | DIMENSIONAL | N | N | 12 | JOHN CHADWICK CORPORATION | Yes | Yes
M04 | W116 | 6625997879025 | 8810-12 | ANGLE POSITION INDICATOR SET | DIMENSIONAL | Main Assy | N | 12 | RACAL | Yes | Yes | 0486E
M04 | W116 | 6625997968240 | 8810-12/S3210 | ANGLE POSTION INDICATOR | DIMENSIONAL | 6625997879025 | N | 12 | RACAL | Yes | Yes | 0486E
M04 | W116 | 6625995398389 | ANAAPI1718 | ANGLE POSITION INDICATOR | DIMENSIONAL | N | N | 12 | FT TECHNOLOGIES LIMITED | Yes | Yes | 0124E
M04 | W116 | 6675992001873 | HIGST208-3 | THEODOLITE SURVEYING MICROPTIC NO2 MK3 | DIMENSIONAL | Main Assy | N | 12 | HILGER AND WATTS | Yes | Yes
M04 | W116 | 6650996204573 | SF27 MK2 | EYE PIECE AUTO COLLIMATING | DIMENSIONAL | 6675992001873 | N | CNR | HILGER AND WATTS | No | Yes
M04 | E303 | 4910013970693 | CHTWT12 | 12INCH DIAL CRANE SCALE | DIMENSIONAL | N | N | 12 | JORGENSON NELS AND CO | Yes | No
M04 |  | 5210991375742 | MB9 | CONBINATION LENGTH BARS | DIMENSIONAL | N | N | 12 | PITTER GAUGE AND PRECISION TOOL CO LTD | Yes | No
M04 | 63B | 5210992513011 | M112 Grade 1 | GAUGE BLOCK SET - METRIC - 1MM BASE | DIMENSIONAL | N | N | 12 | VERDICT GAUGE LTD | Yes | No
M04 |  | 5210999104457 | E13 | GAUGE BLOCK SET - IMPERIAL BASE - TUNGSTEN CARBIDE | DIMENSIONAL | N | N | 12 | MINISTRY OF DEFENCE - DEFENCE LOGISTICS ORGANISATION (DLO) | Yes | No
M04 |  | NIV MU214B | MU-214B | LINEAR MEASURING MACHINE | DIMENSIONAL | N | N | 12 | SIP SOCIETE GENEVOISE | Yes | No
M04 |  | NIV NI V35/346 | E11 Grade 2 | GAUGE BLOCK SET - MIC CHECK SET - IMPERIAL - TUNGS | DIMENSIONAL | N | N | 12 | VARIOUS | Yes | No
M04 |  | NIV35/7110 | VTTHUMMS | HUMMS SETTING GAUGE | DIMENSIONAL | N | N | 12 | VARIOUS | Yes | No
M04 |  | NIV35/7247 | LP31 | LEVEL PLANNER | DIMENSIONAL | N | N | 12 | VARIOUS | Yes | No
M04 |  | NIVD SG DSG0588 | M41 Grade 1 | GAUGE BLOCK SET - 1MM BASE - TUNGSTEN CARBIDE | DIMENSIONAL | N | N | 12 | VARIOUS | Yes | No
M04 |  | NIVN IV 34/0108 | M88 Grade 2 | GAUGE BLOCK SET - 2MM BASE - TUNGSTEN CARBIDE | DIMENSIONAL | N | N | 12 | VARIOUS | Yes | No
M04 |  | NIV34/1202 | E11 Grade 2 | GAUGE BLOCK SET - MIC CHECK SET - IMPERIAL STEEL - | DIMENSIONAL | N | N | 12 | VARIOUS | Yes | No
M04 |  | NIVN IV 34/1875 | M47 | GAUGE BLOCK SET M47 GRADE 1 | DIMENSIONAL | N | N | 12 | VARIOUS | Yes | No
M04 |  | NIVN IV 35/0108 | M88 Grade 2 | GAUGE BLOCK SET - 2MM BASE - TUNGSTEN CARBIDE | DIMENSIONAL | N | N | 12 | VARIOUS | Yes | No
M04 |  | NIVN IV 35/0109 | M88 Grade 2 | GAUGE BLOCK SET - 2MM BASE - TUNGSTEN CARBIDE | DIMENSIONAL | N | N | 12 | VARIOUS | Yes | No
M04 |  | NIVN IV 35/0344 | M88 Grade 2 | GAUGE BLOCK SET - 2MM BASE - STEEL | DIMENSIONAL | N | N | 12 | VARIOUS | Yes | No
M04 |  | NIVN IV 35/0345 | M88/1 Grade 1 | GAUGE BLOCK SET - 1MM BASE - STEEL | DIMENSIONAL | N | N | 12 | VARIOUS | Yes | No
M04 |  | NIVN IV 35/119 | E11 Grade 2 | GAUGE BLOCK SET - MIC CHECK SET - IMPERIAL - TUNGS | DIMENSIONAL | N | N | 12 | VARIOUS | Yes | No
M04 |  | NIVN IV 35/6491 | 312B | STRAIGHT EDGE | DIMENSIONAL | N | N | 12 | VARIOUS | Yes | No
M04 |  | NIVN IV 35/7171 | E92 Grade 2 | GAUGE BLOCK SET - IMPERIAL BASE - STEEL | DIMENSIONAL | N | N | 12 | VARIOUS | Yes | No
M04 |  | RTHR HT ALYVEL4 | Talyvel 4 (112-2574) | ELECTRONIC LEVEL SYSTEM | DIMENSIONAL | N | N | 12 | TAYLOR HOBSON LTD | Yes | No
M04 |  |  | M103 Grade 1 | GAUGE BLOCK SET - 1MM BASE - TUNGSTEN CARBIDE | DIMENSIONAL | N | N | 12 | VARIOUS | Yes | No
M04 |  |  | E81 Grade 1 | GAUGE BLOCK SET - IMPERIAL BASE - STEEL | DIMENSIONAL | N | N | 12 | VARIOUS | Yes | No
M04 | 26LX | 1680997252761 | WG1388-3481-041 | KIT - SPIDER WEAR CHECK | DIMENSIONAL | N | N | 12 | MINISTRY OF DEFENCE, LYNX IPT | Yes | No
M04 | 1D | 5210993560019 | EB9 | IMPERIAL LENGTH BAR SET (c/w ACCESSORY SET) | DIMENSIONAL | N | N | 12 | BROWN & SHARP | Yes | No
M04 | 1D | 5210999839300 | M88/2 GRADE 2 | GAUGE BLOCK SET | DIMENSIONAL | N | N | 12 | MITUTOYO | Yes | No
M04 |  | NIV | LBAM-4P | LENGTH BAR ACCESSORIES METRIC | DIMENSIONAL | N | N | 12 | TESA | Yes | No
M04 |  | NIV | M47 GRADE 1 | METRIC GAUGE BLOCK SET | DIMENSIONAL | N | N | 12 | MITUTOYO | Yes | No
M04 |  | NIV | MB9 GRADE 2 | SET OF METRIC LENGTH BARS | DIMENSIONAL | N | N | 12 | MITUTOYO | Yes | No
M04 |  | NIV34/0315 | E83 | GAUGE BLOCK SET | DIMENSIONAL | N | N | 12 | COVENTRY GAUGE LTD | Yes | No
M04 |  | NIV34/2006 | LBAI-4P | LENGTH BAR ACCESSORIES IMP | DIMENSIONAL | N | N | 12 | TESA | Yes | No
M04 |  | NIV35/108 | M1 | GAUGE BLOCK SET MET GRADE 1 | DIMENSIONAL | N | N | 12 | VARIOUS | Yes | No
M04 |  | NIV35/3395 | MIY516-804 | GAUGE BLOCK | DIMENSIONAL | N | N | 12 | MITUTOYO | Yes | No
M04 |  | NIV35/346 | GRADE 1 | GAUGE SLIP (IMP) | DIMENSIONAL | N | N | 12 | MIKE CHEX | Yes | No
M04 |  | NIV35/349 | MB9 | LENGTH BARS METRIC | DIMENSIONAL | N | N | 12 | VARIOUS | Yes | No
M04 |  | NIV34/1691 | 100 & P25 | Sylvac Probe & Display | DIMENSIONAL | N | N | 12 | Sylvac | Yes | No
M04 |  | NIV34/1207 | 1-25mm | Steel Roller Set | DIMENSIONAL | N | N | 12 | VARIOUS | Yes | No
M04 |  | 5210981058706 | 104-144A | Adjustable Micrometer | DIMENSIONAL | N | N | 12 | Mitutoyo | Yes | No
M04 |  | NIVDSG/0323 | 104-143A | Outside Micrometer 400-500 mm | DIMENSIONAL | N | N | 12 | Mitutoyo | Yes | No
M04 |  | NIV35/7075 | G 5/8" A | No/Go Screw Ring Gauge | DIMENSIONAL | N | N | 12 | P.P.E. | Yes | No
M04 | 4ME | 4920996062795 | Venus 150S | Dry Block Calibrator | DIMENSIONAL | N | N | 12 | Isotech | Yes | No
M04 | 1D | 5210998568266 | MB9 | Combination Length Bars | DIMENSIONAL | N | N | 12 |  | Yes | No
M04 |  | - | 14-546-6 2-12 Inch | Internal Micrometer | DIMENSIONAL | N | N | 12 | Spi | Yes | No
M04 |  | NIV34/109 | Reference Bar Set | Reference Bar Set | DIMENSIONAL | N | N | 12 | Tesa-RSD | Yes | No
M04 |  | NIV35/420 | BS939 | Cylindrical Square Steel 305 mm X 80 mm | DIMENSIONAL | N | N | 12 | Coventry Gauge | Yes | No
M04 | F1 | 5220999107810 | VSP12IN8IN | Surface Plate 12" x 8" | DIMENSIONAL | N | N | 12 | Starrett | Yes | No | 0052M
M04 |  | NIVDSG/0534 | 5-30 mm (MoD) | Roller Gauge Double Set Metric | DIMENSIONAL | N | N | 12 |  | Yes | No
M04 |  | NIVDSG/0533 | 4 Piece Optical Parallels | 12mm | DIMENSIONAL | N | N | 12 | Tesa-RSD | Yes | No
M04 |  | NIV35/6055 | 50 mm | Setting Ring Grade A | DIMENSIONAL | N | N | 12 |  | Yes | No
M04 |  | 5210991375743 | 5mm to 30mm | 26 Piece Metric Roller Set | DIMENSIONAL | N | N | 12 | Yorkshire Precision Gauges | Yes | No
M04 |  | NIV35/0546 | 1 mm to 25.00 mm | 25 Piece Metric Roller Set | DIMENSIONAL | N | N | 12 | Tesa-RSD | Yes | No
M04 |  | NIV35/3958 | 515-555 | Caliper Checker | DIMENSIONAL | N | N | 12 | Mitutoyo | Yes | No
M04 |  | 1375-743 | 5-30 mm (MoD) | Roller Gauge Double Set Metric | DIMENSIONAL | N | N | 12 |  | Yes | No
M04 |  | 862-3224 | 4 Piece Optical Parallels | 0.5" | DIMENSIONAL | N | N | 12 | Tesa-RSD | Yes | No
M04 |  | NIV34/0339 | 3" | Optical Flat | DIMENSIONAL | N | N | 12 | Tesa-RSD | Yes | No
M04 | 5210 | 5210121920230 | 0.001 mm | Dial Test Indicator | DIMENSIONAL | N | N | 12 | Etalon | Yes | No | 0021M
M04 |  | NIV34/1206 | 0.125" to 1" | 15 Piece Imperial Roller Set | DIMENSIONAL | N | N | 12 | Tesa-RSD | Yes | No
M04 |  | NIV35/0546 | 5 mm to 30.0 mm | 26 Piece Metric Roller Set | DIMENSIONAL | N | N | 12 | YPG | Yes | No
M04 |  | NIV35/6163 | Centred Plain | Mandrel | DIMENSIONAL | N | N | 12 |  | Yes | No
M04 |  | NIV35/0356 | 300 mm | Cylindrical Square | DIMENSIONAL | N | N | 12 | Coventry Gauge & Tool Co Ltd | Yes | No
M04 |  | NIV35/0501 | Set of Combination | Precision Angle Gauges | DIMENSIONAL | N | N | 12 | Hilger & Watts Ltd | Yes | No

## Lot M05
Sub Set | DMC | NSN (Full 13 no spaces) | Part No | DESCRIPTION | Group | Comprising Item | Special Conditions ( EMC, ITAR ,ATEX) | Cal period | OEM | Calibration | Repair | CSOR | Q1 Std Calibration Price | Q2 Std Repair & Calibration price | Q3 Service provided In-House or Sub-Con | Q4 Item covered under Schedule of UKAS Accreditation by the LAB carrying out the Work. | Q5 If service is provided at Sub-Con please specify supplier detail | Q6 UKAS Calibration Price | Q7 UKAS Repair and Calibration Price | Q8 Service provided In-House or Sub-Con | Q9 Item covered under Schedule of UKAS Accreditation by the LAB carrying out the Work. | Q10 If service is provided at Sub-Con please specify supplier detail. | Comments
M05 | W116 | 4920993211839 | 3300223-6001 | FIELD OXYGEN REGULATOR TEST SET | FLOW | N | N | 12 | LITTON SYSTEMS | Yes | Yes
M05 | W116 | 6680994360474 | C1068 | FLOW TESTER MK 5A - OXY | FLOW | N | N | 12 | MOBREY | Yes | Yes | 0100M
M05 | W116 | 6680998808445 | ZDM-2215V2V0 | HYD FLOWMETER IMPELLER TYPE 0.1-10 LTR/HR ZDM | FLOW | N | N | 12 | KOBOLD INSTRUMENTS LTD | Yes | Yes
M05 | W116 | 6660998400154 | IMF 159 - 60 KNOTS | ANEMOMETER | FLOW | N | N | 12 | MUNRO METEOROLOGICAL | Yes | Yes | 0078M
M05 | W116 | 6695991226620 | TA2/30 | HOT WIRE ANEMOMETER | FLOW | N | N | 12 | AIRFLOW DEVELOPMENTS LIMITED | Yes | Yes | 0079M
M05 | W116 | 6660995207125 | IM 159 - 60 MPH | ANEMOMETER | FLOW | N | N | 12 | MUNRO METEOROLOGICAL | Yes | Yes | 0078M
M05 | W116 | 6680007381959 | A905G2 | TEST SET FLOW RATE | FLOW | N | N | 12 | GEC MARCONI | Yes | Yes
M05 | W116 | 6680015033404 | 822-13-OV1-PV1-V1 | MASS FLOW METER | Flow | N/A | N | 12 | SIERRA | Yes | Yes | 0014M
M05 | MD530 | 6515992105169 | Mark 14 | RESPIROMETER | FLOW | N | N | 12 | NSPIRE HEALTH LIMITED | Yes | No
M05 | 95A1G | 6680991911415 | ZDM-6140-V2-V0/4GPO12V | POSITIVE DISPLACEMENT FLOWMETER | FLOW | N | N | 12 | KOBOLD INSTRUMENTS LTD | Yes | No
M05 | 95A1G | 6680994853446 | ZDM-4120V2V0 | POSITIVE-DISPLACEMENT FLOWMETER | FLOW | N | N | 12 | KOBOLD INSTRUMENTS LTD | Yes | No
M05 | NONE | NIVN IV 35/7250 | Defender 510 | AIR FLOW CALIBRATOR | FLOW | N | N | 12 | MESA LABS | Yes | No
M05 | 8STTE | 4730991730300 | SYSTEM 20 | FLOW MONITORING UNIT | FLOW | N | N | 12 | JC BAMFORD EXCAVATORS LTD | Yes | No
M05 | NK | NIV | 212-578 | ANEMOMETER AM-4201 | FLOW | N | N | 12 | RS | Yes | No
M05 | NK | NIV35/6854 | TOXIPRO CO | GAS MONITOR | FLOW | N | N | 12 | Sperian | Yes | No
M05 | NK | NIV35/6855 | TOXIPRO H2S | GAS MONITOR | FLOW | N | N | 12 | Sperian | Yes | No
M05 |  | 1730992556094 | MC1324 | FLYING CLOTHING TEST CABINET | FLOW | N | N | 12 | MEL AVIATION | Yes | No
M05 | W116 | 6680996577862 | 23510 (Knots) (MoD) | Hand Anemometer | FLOW | N | N | 12 | R.W.Munro Ltd | Yes | Yes
M05 | 9AS9 | 6660992249425 | Flomaster | Anemometer | FLOW | N | N | 12 | Rototherm | Yes | No
M05 | W116 | 6680993974405 | Portalevel | Liquid Level Indicator | FLOW | N | N | 12 | Coltraco Limited | Yes | Yes
M05 |  | 6660121215824 | 14383 | Handheld Anemometer | FLOW | N | N | 12 | Lambrecht | Yes | No
M05 | 3AS | 6660993632102 | LCA 6000VT | Anemometer | FLOW | N | N | 12 | Airflow Developments Ltd | Yes | No
M05 |  | NIVDSG/0568 | LCA30 VT | Anemometer | FLOW | N | N | 12 | Airflow Instrumentation | Yes | No
M05 |  | AIFAV-2 | AV-2 | Air Velocity & Volume Flow Meter | FLOW | N | N | 12 | Airflow Developments Ltd | Yes | No
M05 | 4920 | 4920993834869 | MC1918 | 1144B Aircrew Services Package Leak Test Rig | FLOW | N | N | 12 | Mel Aviation | Yes | No
M05 | 4920 | 4920994142058 | MC1293 | 1144 Aircrew Services Package Leak Test Rig | FLOW | N | N | 12 | Mel Aviation | Yes | No
M05 |  | 0079947 | SYSTEM 20 | FLOW MONITORING UNIT | FLOW | N | N | 12 | UCC | Yes | No
M05 |  | NIV35/6732 | KAN8004 | ANEMOMETER | FLOW | N | N | 12 |  | Yes | No

## Lot M06
Sub Set | DMC | NSN (Full 13 no spaces) | Part No | DESCRIPTION | Group | Comprising Item | Special Conditions ( EMC, ITAR ,ATEX) | Cal period | OEM | Calibration | Repair | CSOR | Q1 Std Calibration Price | Q2 Std Repair & Calibration price | Q3 Service provided In-House or Sub-Con | Q4 Item covered under Schedule of UKAS Accreditation by the LAB carrying out the Work. | Q5 If service is provided at Sub-Con please specify supplier detail | Q6 UKAS Calibration Price | Q7 UKAS Repair and Calibration Price | Q8 Service provided In-House or Sub-Con | Q9 Item covered under Schedule of UKAS Accreditation by the LAB carrying out the Work. | Q10 If service is provided at Sub-Con please specify supplier detail. | Comments
M06 | W116 | 4030991333915 | 10 4991 | 10 TON SHACKLE SET | MASS | Main Assy | N | 24 | STRAINSTALL ENGINEERING SERVICES LIMITED | Yes | Yes
M06 | 3V7 | 8145014977764 | TYPE NO 1610 | CARRYING CASE | MASS | 4030991333915 | N | CNR | STRAINSTALL ENGINEERING | No | No
M06 | 3V7 | 6760013622575 | TYPE NO 821 | INJECTION MOULDED ABS CARRY CASE | MASS | 4030991333915 | N | CNR | STRAINSTALL ENGINEERING SERVICES LIMITED | No | No
M06 | W116 | 4030991333916 | 5900 | 5900 INDICATOR C/W CHARGER | MASS | 4030991333915 | N | CNR | STRAINSTALL ENGINEERING SERVICES LIMITED | No | Yes
M06 | W116 | 4030992153952 | 10 4991 | SHACKLE 10 TON | MASS | 4030991333915 | N | CNR | STRAINSTALL ENGINEERING SERVICES LIMITED | No | Yes
M06 | W116 | 6150995175329 | CABSPEC008 | CABLE ASSEMBLY SPECIAL PURPOSE ELECTRICAL | MASS | 4030991333915 | N | CNR | STRAINSTALL ENGINEERING SERVICES LIMITED | No | Yes
M06 | W116 | 4030994911351 | 35 4991 | 35 TON SHACKLE SET | MASS | Main Assy | N | 24 | STRAINSTALL ENGINEERING SERVICES LIMITED | Yes | Yes
M06 | 3V7 | 8145014977764 | Type no 1610 | CARRYING CASE | MASS | 4030994911351 | N | CNR | STRAINSTALL ENGINEERING SERVICES LIMITED | No | No
M06 | W116 | 4030991333916 | TYPE NO 821 | 5900 INDICATOR C/W CHARGER | MASS | 4030994911351 | N | CNR | STRAINSTALL ENGINEERING SERVICES LIMITED | No | Yes
M06 | W116 | 4030993190646 | 35 4991 | 35 TON SHACKLE | MASS | 4030994911351 | N | CNR | STRAINSTALL ENGINEERING SERVICES LIMITED | No | Yes
M06 | W116 | 6635999021419 | EME700287 | TENSILE LOAD LINK KIT (60 TON) | MASS | N | N | 12 | DYNAMIC LOAD MONITORING | Yes | Yes
M06 | W116 | 6670991296571 | 21C634 | IMPERIAL WEIGHT SET | MASS | N | N | 36 |  | Yes | Yes
M06 | W116 | 6670991385841 | RV92 | METRIC WEIGHT SET | MASS | N | N | 36 |  | Yes | Yes
M06 | W116 | 6670992300218 | UMW400 | 600KG U FRAME PALLET SCALE | MASS | N | N | 12 | MARSDEN WEIGHING MACHINE LTD | Yes | Yes | 0172M
M06 | W116 | 6670994843490 | DC121 18437018/9/20 | BEAM SCALE SET | MASS | N | N | 12 | CURTIS INSTRUMENTS UK LIMITED | Yes | Yes
M06 | W116 | 6670995005254 | F204TP00KN | 10 TONNE LOADCELL | MASS | N | N | 12 | NOVATECH MEASUREMENTS LIMITED | Yes | Yes
M06 | W116 | 6670995005255 | F214-Z0311 | 6 TONNE LOADCELL | MASS | N | N | 12 | NOVATECH MEASUREMENTS LIMITED | Yes | Yes
M06 | W116 | 6635991258694 | BO1/S | BALANCING MACHINE | MASS | N | N | 12 | I R D ENTEK | Yes | Yes
M06 | W116 | 6670994262081 | H520 & E1005 | PLATFORM SET | MASS | N | N | 12 | AVERY WEIGH TRONIX | Yes | Yes
M06 | W116 | 5220999773321 | LH502 | 5 TON LOAD CELL | MASS | N | N | 12 | STRAINSTALL ENGINEERING SERVICES LIMITED | Yes | Yes
M06 | W116 | 6670995950835 | Medio-Line 41000 | 1000g Scale | MASS | N | N | 12 | Pesola | Yes | Yes
M06 | W116 | 6625993747494 | E1005 | INDICATOR | MASS | N | N | 12 | AVERY WEIGHT-TRONIX | Yes | Yes
M06 | W116 | 6670996668692 | 6958 | LOAD CELL FORCE WEIGHT | MASS | N | N | 12 | STRAINSTALL ENGINEERING | Yes | Yes
M06 | W116 | 6670997367706 | HP620C | ELECTRONIC BALANCE | MASS | N | N | 12 | AVERY WEIGHT-TRONIX | Yes | Yes
M06 | W116 | 6670993200379 | Tmu220 & Tmu 200 | Check Weigher model No H205/E 1210, With Optional Buzzer To Operate On checkweigh accept target tally roll printer (Calibrated Check Weights) | MASS | N | N | 12 | AVERY WEIGHT-TRONIX | Yes | Yes
M06 | W116 | 6670123425362 | I12000S-XGR | ELECTRONIC WEIGHING SCALE | Mass | N/A | N | 12 | SARTORIOUS | Yes | Yes | 0172M
M06 | W116 | 6670991318486 | HL230-MOD | SCALES | Mass | N/A | N | 12 | AVERY WEIGHT-TRONIX | Yes | Yes | 0172M
M06 | W116 | 6670991922122 | 18437013, DC121/DC191 | WEIGHING SCALES UP TO 500Kg | Mass | N/A | N | 12 | CURTIS INSTRUMENTS UK LIMITED | Yes | Yes | 0172M
M06 | W116 | 6670992294982 | GX4000 | WEIGHING SCALES UP TO 500Kg | Mass | N/A | N | 12 | AVERY WEIGHT-TRONIX | Yes | Yes
M06 | W116 | 6670992295033 | AWB120 | WEIGHING SCALES UP TO 500Kg | Mass | N/A | N | 12 | AVERY WEIGHT-TRONIX | Yes | Yes
M06 | W116 | 6670992543123 | HL230-MOD-GBW | SCALES | Mass | N/A | N | 12 | AVERY WEIGHT-TRONIX | Yes | Yes | 0172M
M06 | W116 | 6670992872333 | SATSAMSON45 | Digital Suspended Weighing Scale 0 - 45Kg, X 0.005Kg. | Mass | N/A | N | 12 | AVERY WEIGHT-TRONIX | Yes | Yes
M06 | W116 | 6670993753779 | WS300-90 | Light Capacity Platform Scales, 300Kg X 0.05Kg. | Mass | N/A | N | 12 | AVERY WEIGHT-TRONIX | Yes | Yes
M06 | W116 | 6670999792015 | MODEL HC32000 | WEIGHING SCALES UP TO 500Kg | Mass | N/A | N | 12 | AVERY WEIGHT-TRONIX | Yes | Yes | 0172M
M06 | 63B | 6670997655529 | 20t Compression | LOAD CELL AND DISPLAY 20T COMPRESSION | MASS | N | N | 12 | MINISTRY OF DEFENCE (AIR) | Yes | No
M06 | NONE | NIVN IV 35/4012 | 20kg Class F1 | WEIGHT - STAINLESS STEEL | MASS | N | N | 12 | VARIOUS | Yes | No
M06 | NONE | NIVN IV 35/4074 | 1kg Class F1 | WEIGHT - STAINLESS STEEL | MASS | N | N | 12 | VARIOUS | Yes | No
M06 | NONE | NIVN IV 35/4075 | 2kg Class F1 | WEIGHT - STAINLESS STEEL | MASS | N | N | 12 | VARIOUS | Yes | No
M06 | NONE | NIVN IV 35/4159 | 50g Class F1 | WEIGHT - STAINLESS STEEL | MASS | N | N | 12 | VARIOUS | Yes | No
M06 | NONE | NIVN IV 35/4160 | 100g Class F1 | WEIGHT - STAINLESS STEEL | MASS | N | N | 12 | VARIOUS | Yes | No
M06 | NONE | NIVN IV 35/4161 | 200g Class F1 | WEIGHT - STAINLESS STEEL | MASS | N | N | 12 | VARIOUS | Yes | No
M06 | NONE | NIVN IV 35/7196 | 0.25oz - 4lb set 8 | WEIGHT SET - IMPERIAL BRASS | MASS | N | N | 12 | VARIOUS | Yes | No
M06 | NONE | NIVN IV DSG0306 | 380H | PISTON/MOTOR AND WEIGHT SET | MASS | N | N | 12 | VARIOUS | Yes | No
M06 |  | NIV35/4013 | 5 kg Class F1 | Hand Weight | MASS | N | N | 12 |  | Yes | No
M06 |  | 1296645 | 56Ibs to 0.5Drm | Imperial Weight Set | MASS | N | N | 12 | Avery De Grave | Yes | No
M06 |  | - | A7770 | Deadweight Tester - Mass Set | MASS | N | N | 12 | DH Budenberg | Yes | No
M06 | O896 | 6685997388584 | BUD240L | DEADWEIGHT TESTER | MASS | N | N | 12 |  | Yes | No
M06 |  | NIV35/6467 | UNKCLASSF1 | 1MG-100G WEIGHT SET | MASS | N | N | 12 |  | Yes | No
M06 | W116 | 6695996600110 | 5390/2/M | AIR DEAD WEIGHT TESTER | PRESSURE | Main Assy | N | 24 | SUPERB INST | Yes | Yes
M06 | W116 | 6635996487537 | DW5165 | ELBOW ADAPTOR ASSEMBLY | PRESSURE | 6695996600110 | N | CNR | PENNY & GILES | No | Yes
M06 | W116 | 6635999250379 | DARTEC M1000/RF | UNIVERSAL TESTING MACHINE | PRESSURE | N | N | 12 | ZWICK TESTING MACHINES | Yes | Yes
M06 | W116 | 6695999252973 | D60361 | MULTI-CHANNEL AIR DATA TEST SET | PRESSURE | Main Assy | N | 12 | PENNY & GILES | Yes | Yes
M06 | W116 | 5995998941353 | SA108946-TOR | MAINS LEAD 115V | PRESSURE | 6695999252973 | N | CNR | PENNY & GILES | No | Yes
M06 | W116 | 6695991549857 | 922000N | MULTIFUNCTION CALIBRATOR | PRESSURE | N | N | 12 | BEAMEX | Yes | Yes
M06 | W116 | 6625995817028 | 92200N2 | MULTIFUNCTION CALIBRATOR | PRESSURE | N | N | 12 | BEAMEX | Yes | Yes
M06 | W116 | 6685994774304 | DPI-510 | PRESCISION PRESSURE CONTROLLER/CALIBRATOR | PRESSURE | N | N | 6 | DRUCK LTD | Yes | Yes
M06 | W116 | 6685992538067 | FA-235-025B | CALIBRATOR | PRESSURE | N | N | 6 | WALLACE & TIERNAN | Yes | Yes
M06 | W116 | 6685991977077 | FC0510 | MICROMANOMETER | PRESSURE | N | N | 12 | FURNESS CONTROLS LTD | Yes | Yes
M06 | W116 | 6625999890606 | ADTS505 | AIR DATA TEST SET | PRESSURE | N | N | 12 | DRUCK LTD | Yes | Yes
M06 | W116 | 6830996661085 | QQCBA0001 | COMPRESSED BREATHING AIR SAMPLING KIT | PRESSURE | N | N | 12 | QINETIQ | Yes | Yes
M06 | W116 | 6635995041916 | 9084 | PRESSURE TESTER | PRESSURE | Main Assy | N | 12 | SURVIVAL-ONE LTD | Yes | Yes
M06 | 3V7 | 6685171209636 | 162844 | PNEUMATIC PRESSURE GAUGE | PRESSURE | 6635995041916 | N | 12 | SURVIVAL-ONE LTD | Yes | No
M06 | W116 | 6625998520678 | H542 0-700 BAR | HYDRAULIC ELECTRONIC CALIBRATION SYSTEM | PRESSURE | N | N | 12 | D H BUDENBERG LTD | Yes | Yes
M06 | W116 | 6695993160053 | PPS40 0-400bar | PRESSURE CALIBRATOR | PRESSURE | Main Assy | N | 12 | BUDENBERG GAUGE CO LIMITED | Yes | Yes
M06 | W116 | 6130998865304 | 3/4720 | BATTERY CHARGER | PRESSURE | 6695993160053 | N | CNR | BUDENBERG GAUGE CO LIMITED | No | Yes
M06 | W116 | 6685998314203 | P200 UL 10inH20 | Manometer | PRESSURE | N | N | 12 | Digitron | Yes | Yes
M06 | W116 | 6685993336139 | 580DXF 700bar & 580DXF PSI Imperial | Dead Weight Tester & Weight Set | PRESSURE | N | N | 12 | DH Budenberg | Yes | Yes
M06 | 3V7 | 4940999896109 | FCO290 | MULTIFUNCTIONAL LEAK DETECTOR | PRESSURE | N | N | 12 | FURNESS CONTROLS LTD | Yes | No
M06 | W116 | 4920994714025 | LSU102-4252-01 | LINE SWITCHING UNIT LSU102 KIT | PRESSURE | N | N | 12 | DRUCK LTD | Yes | Yes
M06 | W116 | 4920995737050 | D51601 | PITOT STATIC (MICRO) LEAK TESTER ASSEMBLY | PRESSURE | N | N | 24 | PENNY AND GILES AEROSPACE LIMITED | Yes | Yes | 0031M
M06 | W116 | 6625992355027 | PPS42H400BMOD | PRESSURE CALIBRATOR KIT HYDRAULIC 400 BAR | PRESSURE | N | N | 12 | D H BUDENBERG LTD | Yes | Yes
M06 | W116 | 6625995517121 | PPS42H400BWMOD | PRESSURE CALIBRATOR KIT WATER 400 BAR | PRESSURE | N | N | 12 | D H BUDENBERG LTD | Yes | Yes
M06 | W116 | 6630997322569 | F2235 | DIVE CHECK KIT | PRESSURE | N | N | 12 | FACTAIR | Yes | Yes
M06 | W116 | 6625999742328 | PPS42VAC | PRESSURE CALIBRATOR KIT PNEUMATIC 20 BAR | PRESSURE | Main Assy | N | 12 | D H BUDENBERG LTD | Yes | Yes
M06 | W116 | 6625996669995 | PPS42 VAC TO 20 BAR | CALIBRATOR PNEUMATIC 20 BAR | PRESSURE | 6625999742328 | N | 12 | D H BUDENBERG LTD | Yes | Yes
M06 | W116 | 6625995515593 | 986216 | TRANSIT CASE | PRESSURE | 6625999742328 | N | CNR | D H BUDENBERG LTD | No | Yes
M06 | W116 | 6130993975744 | 37/4722 | CHARGER BATTERY | PRESSURE | 6625999742328 | N | CNR | D H BUDENBERG LTD | No | Yes
M06 | W116 | 4920995137996 | D11901 | LOW RANGE PITOT STATIC TEST SET | PRESSURE | N | N | 12 | PENNY AND GILES AEROSPACE LIMITED | Yes | Yes
M06 | W116 | 4920995846325 | LTP1-AK | LOW PRESSURE CALIBRATOR KIT | PRESSURE | N | N | 12 | SI PRESSURE INSTRUMENTS | Yes | Yes
M06 | W116 | 6685995213679 | DPI601-1461-02-MO | TOOL KIT PRESSURE CALIBRATOR (PNEUMATIC) | PRESSURE | Main Assy | N | 12 | DRUCK LTD | Yes | Yes | 0002M
M06 | 3V7 | 4720999326802 | DPI601-1461-04-M0 | HOSE ASSEMBLY | PRESSURE | 6685995213679 | N | CNR | DRUCK LTD | No | No
M06 | 3V7 | 6130993747149 | DPI601-1461-03-M0 | BATTERY CHARGER | PRESSURE | 6685995213679 | N | CNR | DRUCK LTD | No | No
M06 | W116 | 6620999334540 | DPI 800 | PRESSURE INDICATOR | PRESSURE | N | N | 12 | DRUCK LTD | Yes | Yes
M06 | W116 | 4910992803509 | GM-D-124800 | RIG TEST TYRE PRESSURE GAUGES & INFLATORS | PRESSURE | Main Assy | N | 12 | OLDBURY ENGINEERING Co LIMITED | Yes | Yes | 0028M
M06 | W116 | 6685999082182 | DPI705-2505-MO | PRESSURE INDICATOR | PRESSURE | 4910992803509 | N | 12 | OLDBURY ENGINEERING Co LIMITED | Yes | Yes | 0028M
M06 | W116 | 6685993832125 | P200M | MANOMETER | PRESSURE | N | N | 12 | DIGITRON | Yes | Yes | 0060M
M06 | W116 | 6685990248990 | DPI 740 | PRECISION BAROMETER | PRESSURE | N | N | 12 | DRUCK LTD | Yes | Yes | 0027M
M06 | W116 | 4910992192228 | M2604-NTG-DSB | AIRCRAFT TYRE GAUGE 260 PSI | PRESSURE | N | N | 18 | NEWBOW AEROSPACE LIMITED | Yes | Yes | 0014M
M06 | W116 | 1670992323008 | MBEU 83162 (or Druck DPI610PC-2495) | PORTABLE PRESSURE CALIBRATOR | PRESSURE | N/A | N | 12 | DRUCK LTD | Yes | Yes
M06 | W116 | 4820997607128 | HHASV47/OX (Hale Hamilton SV47 or Meggitt 1501569) | VALVE (OXYGEN) | PRESSURE | N/A | N | 12 | VARIOUS | Yes | Yes
M06 | W116 | 4920997994322 | SMI3204KTQ-03 | AIR DATA TEST SET | PRESSURE | N/A | N | 12 | SMITHS | Yes | Yes | 0068M
M06 | W116 | 6625991473624 | DRUDPI260 | PRESSURE INDICATOR | PRESSURE | N/A | N | 12 | DRUCK LTD | Yes | Yes
M06 | W116 | 6625996518640 | DRUDPI100A | DIGITAL PRESSURE INDICATOR | PRESSURE | N/A | N | 6 | DRUCK LTD | Yes | Yes | 0068M
M06 | W116 | 6635994459383 | MC 15EM | COMPARATOR | PRESSURE | N/A | N | 12 | SIGMA INSTRUMENT COMPANY LIMITED | Yes | Yes
M06 | N0883/L | 4220151117701 | 0 - 50m | GAUGE DEPTH DIVERS | PRESSURE | N | N | 12 | MEGA SPORT SRL | Yes | No
M06 | 4CR2T | 4320997953522 | FV2214380 | HI FORCE PUMP | PRESSURE | N | N | 12 | BAE GLOBAL COMBAT SYSTEMS LIMITED | Yes | No
M06 | 4STTE | 4910993324061 | FV201470 | BLEED PURGE UNIT | PRESSURE | N | N | 12 | HORSTMAN DEFENCE SYSTEMS LIMITED | Yes | No
M06 | 8RE28 | 4910993337742 | DHT401 | DIGITAL HYDRAULIC TESTER | PRESSURE | N | N | 12 | WEBTEC PRODUCTS LTD | Yes | No
M06 | PPRF | 4910997331227 | K505235 | POWER PACK | PRESSURE | N | N | 12 | MARSHALL LAND SYSTEMS LIMITED | Yes | No
M06 | 7SV | 4910123759085 | 80996076033 | HEPLEX TEST KIT | PRESSURE | N | N | 12 | MAN TRUCK & BUS AG | Yes | No
M06 | 7WTK | 4940010908229 | SXU4221 | HYDRAULIC TESTER | PRESSURE | N | N | 12 | BOSCH AUTOMOTIVE SERVICE SOLUTIONS INC | Yes | No
M06 | 4CRR | 5120993001826 | 4185873 (ATA8REAT) | ELECTROHYDRAULIC MEASURING KIT | PRESSURE | N | N | 12 | ATLAS CRANES UK LIMITED | Yes | No
M06 | O883 | 4220145137570 | NONE | DIGITAL DIVERS GAUGE | PRESSURE | N | N | 12 | SCUBAPRO EUROPE BENELUX (DIVISION FRANCE) | Yes | No
M06 | 10AD | 6625999154862 | ADTS405-2894-01-MO | AIR DATA TEST SET | PRESSURE | N | N | 12 | DRUCK LIMITED | Yes | No
M06 | F226 | 6630993728629 | PAH605001310 | AIR TEST SET | PRESSURE | N | N | 12 | PARKER HANNIFIN LIMITED, DOMNICK HUNTER DIVISION | Yes | No
M06 | 6MT | 6680992555561 | LCA 6000 | ANEMOMETER | PRESSURE | N | N | 12 | AIRFLOW DEVELOPMENTS LIMITED | Yes | No
M06 | 71AS | 6685014716269 | 0 to -30inHg(Oxygen) | VACUUM GAUGE | PRESSURE | N | N | 12 | PACIFIC CONSOLIDATED INDUSTRIES | Yes | No
M06 | TSCS | 6685992143805 | 14010 | GAUGE VACUUM THERMISTOR | PRESSURE | N | N | 12 | SPX UNITED KINGDOM LTD | Yes | No
M06 | 71AS | 6685994237131 | 0 - 11000 psi | PRESSURE GAUGE - OXYGEN | PRESSURE | N | N | 12 | OLDBURY ENGINEERING CO LTD | Yes | No
M06 | 7FW | 6695990079947 | System 20 | TEST KIT MONITORING - HYDRAULIC | PRESSURE | N | N | 12 | EKA LIMITED | Yes | No
M06 | NONE | NIV 35/0103 | 3002 | VELOMETER | PRESSURE | N | N | 12 | N/K | Yes | No
M06 | NONE | NIVDSG/0015 | DG25 | DIGITAL PRESSURE GAUGE | PRESSURE | N | N | 12 | ASHCROFT | Yes | No
M06 | NONE | NIVN IV 35/6552 | PTB220TS | DIGITAL BAROMETER | PRESSURE | N | N | 12 | VAISALA | Yes | No
M06 | NONE | NIVN IV 35/7811 | 1910HC-1-LS | PRESSURE RELIEF VALVE 330 PSI | PRESSURE | N | N | 12 | N/K | Yes | No
M06 | NONE | NIVN IV DSG0257 | MN00453 | WEBTEC DIGITAL HYDRAULIC TESTER | PRESSURE | N | N | 12 | WEBTEC PRODUCTS LTD | Yes | No
M06 | NK | NIV35/7233 | EXT400mC | EXTERNAL PRESSURE MODULE | PRESSURE | N | N | 12 | Beamex | Yes | No
M06 | 7MV | 6685998605400 |  | 400PSI Gauge & Valve Assy | PRESSURE | N | N | 12 | Prolinx | Yes | No
M06 |  | NIV34/1211 | 0-300PSI | Standard Test Gauge | PRESSURE | N | N | 12 | Budenberg Gauge Co Ltd | Yes | No
M06 |  | NIV35/7234 | EXT160 | External Pressure Module | PRESSURE | N | N | 12 | Beamex | Yes | No
M06 |  | NIV34/1210 | 0-100PSI | Standard Test Gauge | PRESSURE | N | N | 12 | Budenberg Gauge Co Ltd | Yes | No
M06 |  | NIV34/1212 | 0-1000PSI | Standard Test Gauge | PRESSURE | N | N | 12 | Budenberg Gauge Co Ltd | Yes | No
M06 |  | NIV34/1214 | 0-10000PSI | Standard Test Gauge | PRESSURE | N | N | 12 | Budenberg Gauge Co Ltd | Yes | No
M06 |  | NIV34/1213 | 0-3000psi | Pressure Gauge | PRESSURE | N | N | 12 | Budenberg Gauge Co Ltd | Yes | No
M06 |  | 6625996673658 | PPS42 | Portable Hydraulic Pressure Calibrator | PRESSURE | N | N | 12 | DH Budenberg | Yes | No
M06 | 6620 | 6620998657095 | DPI 141 | Barometer With Digital Display | PRESSURE | N | N | 12 | Druck | Yes | No

## Lot M07
Sub Set | DMC | NSN (Full 13 no spaces) | Part No | DESCRIPTION | Group | Comprising Item | Special Conditions ( EMC, ITAR ,ATEX) | Cal period | OEM | Calibration | Repair | CSOR | Q1 Std Calibration Price | Q2 Std Repair & Calibration price | Q3 Service provided In-House or Sub-Con | Q4 Item covered under Schedule of UKAS Accreditation by the LAB carrying out the Work. | Q5 If service is provided at Sub-Con please specify supplier detail | Q6 UKAS Calibration Price | Q7 UKAS Repair and Calibration Price | Q8 Service provided In-House or Sub-Con | Q9 Item covered under Schedule of UKAS Accreditation by the LAB carrying out the Work. | Q10 If service is provided at Sub-Con please specify supplier detail. | Comments
M07 | W116 | 6680993974405 | ULLC2001 | ULTRASONIC LIQUID LEVEL DETECTOR | ULTRASONICS | N | N | 12 |  | Yes | Yes
M07 | NCBR90 | 6635998637648 | USK7B | ULTRASONIC FLAW DETECTOR | ULTRASONICS | N | N | 12 | AGFA NDT LTD | Yes | No
M07 | NCBR90 | 6635992536705 | KRBUSK-8B | Ultrasonic Flaw Detector | ULTRASONICS | N | N | 12 | Krautkramer | Yes | No
M07 | O657 | 6665997667754 | 8902C/8900-25A | Ultrasonic Leak Detector/Transmitter | ULTRASONICS | N | N | 12 | Dawe | Yes | No

## Lot M08
Sub Set | DMC | NSN (Full 13 no spaces) | Part No | DESCRIPTION | Group | Comprising Item | Special Conditions ( EMC, ITAR ,ATEX) | Cal period | OEM | Calibration | Repair | CSOR | Q1 Std Calibration Price | Q2 Std Repair & Calibration price | Q3 Service provided In-House or Sub-Con | Q4 Item covered under Schedule of UKAS Accreditation by the LAB carrying out the Work. | Q5 If service is provided at Sub-Con please specify supplier detail | Q6 UKAS Calibration Price | Q7 UKAS Repair and Calibration Price | Q8 Service provided In-House or Sub-Con | Q9 Item covered under Schedule of UKAS Accreditation by the LAB carrying out the Work. | Q10 If service is provided at Sub-Con please specify supplier detail. | Comments
M08 | W116 | 6625992509483 | AP1372 | DUMMY DIRECTOR UNIT | SYNCRO TEST SET | Main Assy | N | 12 | FT TECHNOLOGIES LIMITED | Yes | Yes | 0123E
M08 | W116 | 5995998050333 | 47902/02 | CABLE ASSEMBLY SYNCHRO Input Output | SYNCRO TEST SET | 6625992509483 | N | CNR | FT TECHNOLOGIES LIMITED | No | Yes
M08 | W116 | 5995998050334 | 47902/03 | CABLE ASSEMBLY CONTROL TRANSFORMER OP | SYNCRO TEST SET | 6625992509483 | N | CNR | FT TECHNOLOGIES LIMITED | No | Yes
M08 | W116 | 6625992507355 | C47903 | CARRYING CASE | SYNCRO TEST SET | 6625992509483 | N | CNR | FT TECHNOLOGIES LIMITED | No | Yes
M08 | W116 | 5995992537293 | C4792 | CABLE ASSEMBLY POWER | SYNCRO TEST SET | 6625992509483 | N | CNR | FT TECHNOLOGIES LIMITED | No | Yes
M08 | W116 | 5995998050345 | 47902/05 | CABLE ASSEMBLY RADIO FEQUENCY | SYNCRO TEST SET | 6625992509483 | N | CNR | FT TECHNOLOGIES LIMITED | No | Yes
M08 | W116 | 6625992237677 | L80080-10-005 | TEST SET SYNCHRO | SYNCRO TEST SET | N | N | 12 | MEGGIT AVIONICS | Yes | Yes
M08 | W116 | 6625014194874 | 5800 | SYNCHRO TEST SET | SYNCRO TEST SET | N | N | 12 | NORTH ATLANTIC INDUSTRIES | Yes | Yes | 0271E
M08 | W116 | 6625997879024 | 5310-12 | SYNCHRO RESOLVER SET | SYNCRO TEST SET | Main Assy | N | 12 | RACAL | Yes | Yes | 0485E
M08 | W116 | 6625997968235 | RSS 5310 | SYNCHRO RESOLVER | SYNCRO TEST SET | 6625997879024 | N | 12 | RACAL | Yes | Yes | 0485E
M08 | W116 | 6625991924109 | FT280 | SYNCHRO TEST SET | SYNCRO TEST SET | N | N | 12 | FT TECHNOLOGIES LIMITED | Yes | Yes | 0265E
M08 | W116 | 6625011030801 | 530 | SYNCHRO SIMULATOR | SYNCRO TEST SET | N | N | 36 | TECHITRON | Yes | Yes
M08 | W116 | 6625994095074 | HORAP197069 | SYNCHRO SYSTEM TEST SET | SYNCRO TEST SET | N | N | 24 | HORSTMAN DEFENCE SYSTEMS LTD | Yes | Yes

## Lot M09
Sub Set | DMC | NSN (Full 13 no spaces) | Part No | DESCRIPTION | Group | Comprising Item | Special Conditions ( EMC, ITAR ,ATEX) | Cal period | OEM | Calibration | Repair | CSOR | Q1 Std Calibration Price | Q2 Std Repair & Calibration price | Q3 Service provided In-House or Sub-Con | Q4 Item covered under Schedule of UKAS Accreditation by the LAB carrying out the Work. | Q5 If service is provided at Sub-Con please specify supplier detail | Q6 UKAS Calibration Price | Q7 UKAS Repair and Calibration Price | Q8 Service provided In-House or Sub-Con | Q9 Item covered under Schedule of UKAS Accreditation by the LAB carrying out the Work. | Q10 If service is provided at Sub-Con please specify supplier detail. | Comments
M09 | W115 | 6685993755767 | HART5699 or 8508A-SPRT | RESISTANCE THERMOMETER | TEMPERATURE | N | N | 12 | FLUKE | Yes | Yes
M09 | W116 | 4440997935065 | SERIES 22 MK1 | DEHYDRATOR | HUMIDITY | N | N | 12 | BROWNELL | Yes | Yes
M09 | W116 | 6685015926323 | 1621A-S-256 | THERMO-HYGROMETER | HUMIDITY | N | N | 12 | HART SCIENTIFIC | Yes | Yes
M09 | W116 | 6685123920368 | 175H1 | TEMPERATURE & HUMIDITY DATA-LOGGER | HUMIDITY | N | N | 24 | TESTO | Yes | Yes
M09 | W116 | 6685015640602 | HI8564 | THERMO HYGROMETER | HUMIDITY | N | N | 6 | HANNA INSTRUMENTS, INC | Yes | Yes
M09 | W116 | 6685991259259 | HMI31/HMP35 | RELATIVE TEMP + HUMIDITY METER | HUMIDITY | N | N | 12 | VAISALA | Yes | Yes
M09 | W116 | 6636991313302 | HEDINAIR | TEMPERATURE CABINET | TEMPERATURE | N | N | 12 | DESIGN ENVIRONMENTAL LIMITED | Yes | Yes
M09 | W116 | 4110990100509 | 136 | ICE POINT REF | TEMPERATURE | N | N | 12 | ISO THERM | Yes | Yes
M09 | W116 | 6625994249812 | F946SET | FLUIDISED BATH AND CONTROL UNIT | TEMPERATURE | Main Assy | N | 12 | Techne | Yes | Yes
M09 | W116 | 5963994029426 | TC-8D | Temperature Controller | TEMPERATURE | 6625994249812 | N | 12 | Techne | Yes | Yes
M09 | W116 | 6625994331476 | SBL-2D | FLUIDISED BATH | TEMPERATURE | 6625994249812 | N | CNR | Techne | No | Yes
M09 | W116 | 6625992872185 | F7805 | BASKET FOR FLUIDISED BATH | TEMPERATURE | 6625994249812 | N | CNR | Techne | No | No
M09 | W116 | 6636993736381 | ECO135 | CLIMATIC CHAMBER | HUMIDITY | N | N | 12 | TEMPERATURE APPLIED SCIENCES LTD | Yes | Yes
M09 | W116 | 6685996659590 | QT-34 | HEAT STRESS MONITOR | TEMPERATURE | N | N | 12 | QUESTEMP | Yes | Yes | 0041M
M09 | W116 | 6636123727730 | BINDER TYPE MK 53 | TEMPERATURE CHAMBER | TEMPERATURE | N | N | 12 | TESLA TEST SYSTEMS | Yes | Yes
M09 | W116 | 6636996111171 | BM15 | TEMP CABINET | TEMPERATURE | N | N | 12 | GLEN DIMPLEX | Yes | Yes
M09 | W116 | 6685999584535 | JUPITER 6505 | TEMPERATURE CALIBRATOR | TEMPERATURE | N | N | 12 | ISOTHERMAL TECHNOLOGY | Yes | Yes
M09 | W116 | 6685999126647 | VENUS 150S | TEMPERATURE CALIBRATOR | TEMPERATURE | N | N | 12 | ISOTHERMAL TECHNOLOGY | Yes | Yes
M09 | W116 | 6685251365217 | FLU52 | THERMOMETER | TEMPERATURE | N | N | 12 | FLUKE | Yes | Yes
M09 | W116 | 5855998809177 | 3254968 | THERMAL IMAGING CAMERA SET | TEMPERATURE | Main Assy | N | 12 | FLUKE | Yes | Yes | 0114M
M09 | W116 | 5855993961517 | 2823117 | Thermal Imaging Camera | TEMPERATURE | 5855998809177 | N | 12 | FLUKE | Yes | Yes | 0114M
M09 | 3V7 | 6130996670707 | 699052 | Battery Charger | TEMPERATURE | 5855998809177 | N | CNR | FLUKE | No | No
M09 | 3V7 | 6650997997927 | 2518704 | Hard Carry Case | TEMPERATURE | 5855998809177 | N | CNR | FLUKE | No | No
M09 | 4ME | 1680997232559 | EA5605G011-041 | WINDSCREEN REPAIR KIT | TEMPERATURE | N | N | 12 | AGUSTAWESTLAND INTERNATIONAL LIMITED | Yes | No
M09 | WTE5 | 4440992254460 | BL/E1017/48 | WARM AIR UNIT | TEMPERATURE | N | N | 12 | BROWNELL LTD | Yes | No
M09 | Z5COR | 4440993091244 | BLE14100/132 | NEPS ADVANTAGE P | TEMPERATURE | N | N | 12 | SESANTI LIMITED | Yes | No
M09 | 6C | 4920993526802 | 4002-KTQ-1-006 | ENGINE SPEED AND TEMPERATURE TEST SET | TEMPERATURE | N | N | 12 | GE AVIATION SYSTEMS LTD | Yes | No
M09 | NONE | 6685998821119 | 4050 | DIGITAL THERMOMETER | TEMPERATURE | N | N | 12 | KODAK GRAPHIC COMMUNICATIONS | Yes | No
M09 | 4A | 4940996135069 | HCS2051-01-RAF | BONDER CALIBRATION KIT | TEMPERATURE | N | N | 12 | HEATCON COMPOSITE SYSTEMS (EUROPE) LTD | Yes | No
M09 | 5Z7TI | 5855999671882 | E1031/1 | DEWPOINT LEVEL INDICATOR | HUMIDITY | N | N | 12 | BROWNELL LTD | Yes | No
M09 | TSCS | 6685996628992 | TM350 | THERMO-PSYCHROMETER | TEMPERATURE | N | N | 12 | AUTOCLIMATE LTD | Yes | No
M09 |  | NIV | HMP45 | TEMPERATURE / HUMIDITY PROBE | TEMPERATURE | N | N | 12 | VAISALA | Yes | No
M09 |  | NIV | HS-32 | AREA HEAT STRESS MONITOR | HUMIDITY | N | N | 12 | METROSONICS | Yes | No
M09 | NIV | NIV34/1938 | MODEL CD | THERMISTOR THERMOMETER | TEMPERATURE | N | N | 12 | EDALE | Yes | No
M09 |  | NIV35/6730 | QT-36 | THERMAL ENVIRONMENT MONITOR | HUMIDITY | N | N | 12 | QUESTEMP | Yes | No
M09 |  | NIV35/6731 | AIR9 | QUEST AIR PROBE | HUMIDITY | N | N | 12 | QUESTEMP | Yes | No
M09 |  | NIV35/7249 | QT-46 | QUESTEMP 46 | HUMIDITY | N | N | 12 | QUESTEMP | Yes | No
M09 |  | NIV35/7792 | CONDUCTREF | CONDUCTIVITY REF STANDARD | TEMPERATURE | N | N | 12 | NPL | Yes | No
M09 |  | NIVDSG/0595 | DT-321 | TEMPERATURE & HUMIDITY METER | TEMPERATURE | N | N | 12 | CEM INSTRUMENTS | Yes | No
M09 |  | NIVDSG/0751 | EVM7-2 | ENVIRONMENTAL MONITOR | HUMIDITY | N | N | 12 | 3M | Yes | No
M09 | A846 | 6685123323120 | 610 | HUMIDITY/TEMPERATURE METER TEST 610 | TEMPERATURE | N | N | 12 | Testo | Yes | No
M09 | NK | NIV35/6431 | 625 | TESTO 625 TEMP/HUMIDTY METER | TEMPERATURE | N | N | 12 | Testo | Yes | No
M09 | 26SH | 6685994034283 | BL501 | BIMETALLIC AVIATION THERMOMETER | TEMPERATURE | N | N | 12 | Rototherm | Yes | No
M09 | NK | NIV | RAYNGER ST20 | Infrared Thermometer | TEMPERATURE | N | N | 12 | Raytech | Yes | No
M09 | NK | NIV35/6534 | Skipper Plus | MOISTURE METER | HUMIDITY | N | N | 12 | Tramex | Yes | No
M09 | N/A | NIV35/3558 | D578S | Moisture Meter | HUMIDITY | N | N | 12 | Protimeter | Yes | No
M09 |  | NIV35/0577 | Dampcheck | Condensation Detector | HUMIDITY | N | N | 12 | Protimeter | Yes | No
M09 |  | NIV35/0577 | Condensator | Meter | HUMIDITY | N | N | 12 | Protimeter | Yes | No
M09 | Z4HMTE | 6515992382163 | Tinytag Plus 2 TGP-4510 | Internal/External Temperature Logger | TEMPERATURE | N | N | 12 | Gemini | Yes | No
M09 |  | NIVDSG/0563 | Microtherm WBGT | Heat Stress Monitor | TEMPERATURE | N | N | 12 | Casella CEL Ltd | Yes | No
M09 |  |  | A55 | 0.5V Thermal Converter | TEMPERATURE | N | N | 12 | Fluke | Yes | No
M09 |  |  | A55 | 5V Thermal Convertor | TEMPERATURE | N | N | 12 | Fluke | Yes | No
M09 |  | JEW220 | 220 K Type | Thermometer | TEMPERATURE | N | N | 12 | Jenway | Yes | No
M09 |  | VTP027-063 | 027-063 (104K) | K Type Insertion Thermocouple Probe | TEMPERATURE | N | N | 12 |  | Yes | No
M09 |  | VTP027-069 | 027-069 (106K) | K Type Insertion Thermocouple Probe | TEMPERATURE | N | N | 12 |  | Yes | No
M09 |  | VTPKSURF | K Type Surface | Probe | TEMPERATURE | N | N | 12 |  | Yes | No
M09 |  | 851-580 | 80T-150UA | Temperature Probe | TEMPERATURE | N | N | 12 | Fluke | Yes | No
M09 |  | NIV35/0577 | Surveymaster | Dewpoint Meter | HUMIDITY | N | N | 12 | Protimeter | Yes | No
M09 |  | NIVDSG/0726 | HSM100 | Heat Stress Monitor Kit | TEMPERATURE | N | N | 12 | Casella | Yes | No
M09 | 26ME | 6685661450064 | HBC-4301 | Hot Bonding Controller | TEMPERATURE | N | N | 12 | Novatech | Yes | No
M09 |  | NIVDSG/0758 | RayTemp 38 | Infrared Thermometer | TEMPERATURE | N | N | 12 | ETI Ltd | Yes | No
M09 |  | HAAHI92804C | HI 92804C | K-Thermocouple Logging Thermometer | TEMPERATURE | N | N | 12 | Hanna Instruments | Yes | No
M09 |  | NIVDEC/0029 | T600 | Precision Thermometer | TEMPERATURE | N | N | 12 | Digitron | Yes | No
M09 |  | 1826105 | SRT-73 | THERMOMETER | TEMPERATURE | N | N | 12 | SIMEX | Yes | No
M09 |  | 5880672 | THERMO | THERMOHYGROMETER SENSOR | TEMPERATURE | N | N | 12 | FLUKE | Yes | No
M09 | F59C1F | 4920014786322 | TTO625 | THERMOMETER | TEMPERATURE | N | N | 12 |  | Yes | No
M09 | W3 | 6685999874946 | WLLWTT1500 | TEMPERATURE MONITOR | TEMPERATURE | N | N | 12 |  | Yes | No
M09 |  | NIV | CD | THERMISTOR THERMOMETER | TEMPERATURE | N | N | 12 | EDALE | Yes | No
M09 |  | NIV | F250MKII | PRECISION THERMOMETER | TEMPERATURE | N | N | 12 | AUTOMATIC SYSTEMS LABS | Yes | No
M09 |  | NIV35/6427 | TTO615 | THERMOMETER | TEMPERATURE | N | N | 12 |  | Yes | No
M09 | DAS10 | 7320998883759 | HANHI9241 | DIGITAL THERMOMETER | TEMPERATURE | N | N | 12 | HANNA | Yes | No | 0090M
M09 |  | 6685996503809 | FLUA55 | THERMAL CONVERTER | TEMPERATURE | N | N | 12 | FLUKE | Yes | No
M09 |  | NIV | TEGM1110 | COAXIAL THERMISTOR MOUNT | TEMPERATURE | N | N | 12 | TEGAM | Yes | No

## Lot M10
Sub Set | DMC | NSN (Full 13 no spaces) | Part No | DESCRIPTION | Group | Comprising Item | Special Conditions ( EMC, ITAR ,ATEX) | Cal period | OEM | Calibration | Repair | CSOR | Q1 Std Calibration Price | Q2 Std Repair & Calibration price | Q3 Service provided In-House or Sub-Con | Q4 Item covered under Schedule of UKAS Accreditation by the LAB carrying out the Work. | Q5 If service is provided at Sub-Con please specify supplier detail | Q6 UKAS Calibration Price | Q7 UKAS Repair and Calibration Price | Q8 Service provided In-House or Sub-Con | Q9 Item covered under Schedule of UKAS Accreditation by the LAB carrying out the Work. | Q10 If service is provided at Sub-Con please specify supplier detail. | Comments
M10 | W115 | 6625014696013 | MOLJ4-05 | PYRO PROBE | OPTICAL | N | N | 12 | MOLEECTRON DETECTOR INC | Yes | Yes
M10 | W116 | 4920996280736 | 1630-2TE | TEST SET DISPLAY INTENSITY | OPTICAL | N | N | 12 | SMITHS INDUSTRIES | Yes | Yes
M10 | W116 | 6635998000464 | PR 1980A | PHOTOMETER SET | OPTICAL | N | N | 12 | PHOTO RESEARCH INC | Yes | Yes
M10 | W116 | 6650992128573 | MODEL R550 | OPTICAL PROFILE PROJECTOR | OPTICAL | N | N | 12 | BATY INTERNATIONAL LIMITED | Yes | Yes
M10 | W116 | 6695991396694 | DA10/L | LIGHT METER | OPTICAL | N | N | 12 | MEGATRON | Yes | Yes | 0084M
M10 | W116 | 6625999677300 | EVQ357170AA | GENERAL PURPOSE IMAGE INTENSIFIER TUBE TEST SET | OPTICAL | Main Assy | N | 12 | MARCONI | Yes | Yes
M10 | 3V7 | 6625997689565 | EVQ357137AA | CLIP | OPTICAL | 6625999677300 | N | CNR | MARCONI | No | No
M10 | 3V7 | 6625997689558 | EVQ357187AA | CONNECTOR ASSEMBLY ELECTRICAL | OPTICAL | 6625999677300 | N | CNR | MARCONI | No | No
M10 | 3V7 | 6625999677308 | EVQ357062AA | HOUSING | OPTICAL | 6625999677300 | N | CNR | MARCONI | No | No
M10 | 3V7 | 6625999677309 | EVQ357045AA | HOUSING | OPTICAL | 6625999677300 | N | CNR | MARCONI | No | No
M10 | 3V7 | 6625997689583 | EVQ357193AA | LAMP ASSEMBLY | OPTICAL | 6625999677300 | N | CNR | MARCONI | No | No
M10 | 3V7 | 6625999677303 | EVQ357050AA | HOUSING | OPTICAL | 6625999677300 | N | CNR | MARCONI | No | No
M10 | 3V7 | 6625997689562 | EVQ357163AA | EYESHIELD | OPTICAL | 6625999677300 | N | CNR | MARCONI | No | No
M10 | 3V7 | 6625997689556 | EVQ357185AA | CONTACT ASSEMBLY | OPTICAL | 6625999677300 | N | CNR | MARCONI | No | No
M10 | 3V7 | 5999997689554 | EVQ357189AA | CONTACT ASSEMBLY | OPTICAL | 6625999677300 | N | CNR | MARCONI | No | No
M10 | 3V7 | 6150997689584 | EVQ357194AA | CABLE ASSEMBLY | OPTICAL | 6625999677300 | N | CNR | MARCONI | No | No
M10 | 3V7 | 5999997689553 | EVQ357183AA | CONTACT ASSEMBLY | OPTICAL | 6625999677300 | N | CNR | MARCONI | No | No
M10 | W116 | 6605990015551 | SC21-A101 | DATUM COMPASS MK 1A | OPTICAL | N | N | 6 | HALL & WATTS | Yes | Yes
M10 | W115 | 6695010487990 | TEKJ6503 | LUMINANCE PROBE | OPTICAL | N | N | 12 | TEKTRONIX | Yes | Yes
M10 | 3V7 | 1240990521282 | 142-24 | REFLECTOR | OPTICAL | N | N | 12 | TAYLOR HOBSON LTD | Yes | No
M10 | W115 | 6110996021577 | MOLJ100/0730 | DETECTOR HEAD | OPTICAL | N | N | 12 | SELEX GALILEO LIMITED | Yes | Yes
M10 | W115 | 6625996287480 | GEHSERIESG | LASER ENERGY MONITOR | OPTICAL | N | N | 12 | G E C LABORATORIES LIMITED | Yes | Yes
M10 | W115 | 6630997011338 | MIOCS-100 | CHROMA METER | OPTICAL | N | N | 12 | THALES | Yes | Yes
M10 | W115 | 6695011570433 | TEKJ16 | PHOTOMETER/RADIOMETER | OPTICAL | N | N | 12 | TEKTRONIX | Yes | Yes
M10 | W115 | 6625014696014 | MOLJ3-09 | PYRO PROBE | OPTICAL | N/A | N | 12 | MOLECTRON | Yes | Yes
M10 | W115 | 6625014696433 | MOLPM10V1 | ABSORBTION PROBE 10W | OPTICAL | N/A | N | 12 | MOLECTRON | Yes | Yes
M10 | W116 | 1240996663879 | 903 212 | LEICA GLPS SET | OPTICAL | Main Assy | N | 12 | ANGLO SWISS OPTICAL CO LIMITED | Yes | Yes
M10 | 3V7 | 1240993225702 | 710 113 | CONTAINER FOR THEODOLITE & ACCESSORIES | OPTICAL | 1240996663879 | N | CNR | ANGLO SWISS OPTICAL CO LIMITED | No | No
M10 | 3V7 | 5920992543143 | 703 052 | SPARE FUSE (01A) | OPTICAL | 1240996663879 | N | CNR | ANGLO SWISS OPTICAL CO LIMITED | No | No
M10 | 3V7 | 5920992798695 | 703 056 | SPARE FUSE (10A) | OPTICAL | 1240996663879 | N | CNR | ANGLO SWISS OPTICAL CO LIMITED | No | No
M10 | 3V7 | 5920999951091 | 703 053 | SPARE FUSE (2A) | OPTICAL | 1240996663879 | N | CNR | ANGLO SWISS OPTICAL CO LIMITED | No | No
M10 | W116 | 6130999751135 | 724 535 | SEV22_2 POWER CONTAINER | OPTICAL | 1240996663879 | N | CNR | ANGLO SWISS OPTICAL CO LIMITED | No | Yes
M10 | 3V7 | 6150995817039 | 431 638 | SEV23 1 POWER CABLE | OPTICAL | 1240996663879 | N | CNR | ANGLO SWISS OPTICAL CO LIMITED | No | No
M10 | 3V7 | 6240996764988 | 703 051 | SPARE BULBS FOR S219 | OPTICAL | 1240996663879 | N | CNR | ANGLO SWISS OPTICAL CO LIMITED | No | No
M10 | 3V7 | 6640997778915 | 703 545 | LENS TISSUES | OPTICAL | 1240996663879 | N | CNR | ANGLO SWISS OPTICAL CO LIMITED | No | No
M10 | 3V7 | 7920993632438 | 701 042 | LENS BRUSH W CASE | OPTICAL | 1240996663879 | N | CNR | ANGLO SWISS OPTICAL CO LIMITED | No | No
M10 | 3V7 | 8145997387430 | 710 114 | SVP262 1 GYRO CONTAINER | OPTICAL | 1240996663879 | N | CNR | ANGLO SWISS OPTICAL CO LIMITED | No | No
M10 | W116 | 1290999655099 | D3926-83900 | TEST SET GUN | OPTICAL | N | N | 12 | GEC MARCONI | Yes | Yes
M10 | W116 | 6650999724325 | 112/782 | COLLIMATOR THIN LINE | OPTICAL | N | N | 12 | TAYLOR HOBSON | Yes | Yes
M10 | W116 | 6680996368851 | 1222A | STROBOSCOPIC TORCH | OPTICAL | N | N | 12 | BRANSON ULTRASONICS | Yes | Yes
M10 | W116 | 6660999608059 | SM1 | THEODLITE BALLOON MK3 OR 4 | OPTICAL | N | N | 12 | HALL & WATTS | Yes | Yes
M10 | W116 | 6605999542399 | LCP-A1/1 | PRISMATIC COMPASS | OPTICAL | N/A | N | 12 | SMITHS | Yes | Yes
M10 | W116 | 5855014759370 | HOFNVG103 | NVIS INSPECTION SCOPE | Optical | N/A | N | 12 | HOFFMAN ENGINEERING | Yes | Yes
M10 | 10MR | 4920996594661 | SLC10-403 | LASER PROJECTOR | OPTICAL | N | N | 12 | SCIENTIFICA-COOK LTD | Yes | No
M10 | L129 | 4933999809052 | LM308TK (L129A1) | GAUGE KIT (STTE FOR SHARPSHOOTER) | OPTICAL | N | N | 12 | LEWIS MACHINE & TOOL CO. | Yes | No
M10 | 12G | 6635990001273 | CAZACHSENHOHE4328MM | TOOLMAKERS MICROSCOPE | OPTICAL | N | N | 12 |  | Yes | No
M10 | 4XD | 6635991826171 | UV1 | ULTRAVIOLET LAMP INSP KIT | OPTICAL | N | N | 12 | ADVANCED NDT LTD | Yes | No
M10 | NONE | NIVN IV 35/4491 | ILM350 (RS203-013) | LIGHT METER DIGITAL | OPTICAL | N | N | 12 | ISO TECH | Yes | No
M10 | NONE | NIVN IV 35/6727 | DL5 | LIGHT METER | OPTICAL | N | N | 12 |  | Yes | No
M10 | NONE | NIVN IV 35/6728 | EA2 | LIGHT METER | OPTICAL | N | N | 12 |  | Yes | No
M10 | NONE | NIVN IV 35/7005 | Phocheck | PHOTOIONISATION DETECTOR | OPTICAL | N | N | 12 |  | Yes | No
M10 | NONE | NIVN IV 35/7124 | 545 | LIGHT METER | OPTICAL | N | N | 12 |  | Yes | No
M10 | NONE | NIVN IV DSG0230 | 1332A | DIGITAL LUX METER | OPTICAL | N | N | 12 | TESA | Yes | No
M10 | NONE | NIVN IV NIVNIV | 93421 | DIGITAL LUX METER | OPTICAL | N | N | 12 | BEHA | Yes | No
M10 | NONE | NIVN IV NIVNIVN | 180-7133 | LIGHT METER | OPTICAL | N | N | 12 | RS COMPONENTS | Yes | No
M10 | NONE | NIVV IV DSG0517 | 500 | LUX METER | OPTICAL | N | N | 12 | TESTO | Yes | No
M10 | 4XD | 6635993335227 | J-221 | LIGHT METER | OPTICAL | N | N | 12 | ULTRA VIOLET PRODUCTS LTD | Yes | No
M10 | 4XS | 6635993502424 | EPOCH600 | FLAW DETECTOR | OPTICAL | N | N | 12 | OLYMPUS | Yes | No
M10 | 4XD | 6695994332606 | LEVYMKV1 | LIGHT METER | OPTICAL | N | N | 12 | ADVANCED NDT LTD | Yes | No
M10 |  | NIV/K15 | K15 | RADAR GUN | OPTICAL | N | N | 12 | COP RADAR | Yes | No
M10 |  | NIV35/7016 | MUNI QUIP K-GP | SPEEDMETER | OPTICAL | N | N | 12 | TRIBAR INDUSTRIES | Yes | No
M10 |  | NIV35/7247 | LP31 | MANUAL LEVELING ROTATING LASER | OPTICAL | N | N | 12 | SOKKIA | Yes | No
M10 | NK | NIV | TS1300A | Optical Test Set | OPTICAL | N | N | 12 | Black Box Network Service | Yes | No
M10 | NK | NIV | T-1M | ILLUMINANCE METER | OPTICAL | N | N | 12 | MINOLTA | Yes | No
M10 | NK | NIV | KI3600GE | OPTICAL POWER METER | OPTICAL | N | N | 12 | KINGFISHER INTERNATIONAL | Yes | No
M10 | NK | NIV | VF12 | 650 nm LIGHT SOURCE | OPTICAL | N | N | 12 | NOYES | Yes | No
M10 |  | 5885992128765 | L203-5767 | Photometer | OPTICAL | N | N | 12 | Macam | Yes | No
M10 |  | - | 93421 | Digital Lux Meter | OPTICAL | N | N | 12 | Beha | Yes | No
M10 |  | NIV | 7000SE | PHOTOMETER | OPTICAL | N | N | 12 | PALINTEST | Yes | No
M10 |  | NIV | MYF-1065 | DIGITAL LUX METER | OPTICAL | N | N | 12 | METRA | Yes | No
M10 |  | NONE GIVEN | GEHMK2 | LASER ENERGY METER | OPTICAL | N | N | 12 | GEC HIRST RESEARCH CENTRE | Yes | No
M10 | W115 | 5860997477729 | GEHMK2 | LASER ENERGY METER | OPTICAL | N | N | 12 | GEC HIRST RESEARCH CENTRE | Yes | Yes

## Lot M11
Sub Set | DMC | NSN (Full 13 no spaces) | Part No | DESCRIPTION | Group | Comprising Item | Special Conditions ( EMC, ITAR ,ATEX) | Cal period | OEM | Calibration | Repair | CSOR | Q1 Std Calibration Price | Q2 Std Repair & Calibration price | Q3 Service provided In-House or Sub-Con | Q4 Item covered under Schedule of UKAS Accreditation by the LAB carrying out the Work. | Q5 If service is provided at Sub-Con please specify supplier detail | Q6 UKAS Calibration Price | Q7 UKAS Repair and Calibration Price | Q8 Service provided In-House or Sub-Con | Q9 Item covered under Schedule of UKAS Accreditation by the LAB carrying out the Work. | Q10 If service is provided at Sub-Con please specify supplier detail. | Comments
M11 | W116 | 4910992017528 | 999 | CHURCHILL ( 999 ) BRAKE TESTER | FORCE | N | N | 24 | WICKSTEED | Yes | Yes
M11 | W116 | 6635001878845 | TD-5-5000 | DYNAMOMETER | FORCE | N | N | 12 | AMETEC TCI DIVISION | Yes | Yes | 0172M
M11 | W116 | 6635991272326 | CV-SD | MATERIAL HARDNESS TESTER | HARDNESS | N | N | 12 | BOWERS | Yes | Yes
M11 | W116 | 6635995711724 | RTM20D | TENSION METER ROPE | FORCE | N | N | 12 | CRANE CARE LTD | Yes | Yes
M11 | W116 | 6635998311831 | RTM20D(A) | TENSION METER ROPE | FORCE | N | N | 12 | CRANE CARE LTD | Yes | Yes
M11 | W116 | 2530998400533 | OE5724 | BRAKE TEST KIT | FORCE | N | N | 12 | OAKRANGE ENGINEERING LTD | Yes | Yes
M11 | W116 | 4920002725665 | 42-041-1 | TESTER ANTI-SKID | FORCE | N | N | 12 | CRANE HYDRO AIRE | Yes | Yes
M11 | W116 | 6635999250379 | Dartec M1000/RF | UNIVERSAL TESTING MACHINE | FORCE | N | N | 12 | ZWICK TESTING MACHINES | Yes | Yes
M11 | W116 | 6695014457951 | MST 7200 | DYNA LINK | FORCE | N | N | 12 | MEASURMENT SYSTEMS INTERNATIONAL | Yes | Yes
M11 | W116 | 6635992278468 | 03C | TENSIONMETER | FORCE | N | N | 12 | FULMAR COMPONENTS | Yes | Yes
M11 | W116 | 6670991519424 | AFG1000N OR 850-420 | ADVANCED FORCE GAUGE | FORCE | N | N | 12 | MECMESIN | Yes | Yes
M11 | W116 | 6635992062181 | 01BST 1000N | MACHINE SPRING TESTING | FORCE | N | N | 36 | MECMESIN | Yes | Yes
M11 | W116 | 6340996200077 | 990-2-4 | GRAMM GAUGE | FORCE | N | N | 18 | VARIOUS | Yes | Yes | 0013M
M11 | W116 | 4910994657755 | TYPE GYZJ MODEL 934-1 | BARCOL PORTABLE HARDNESS TESTER | HARDNESS | Main Assy | N | 12 | AURIEMA INDUSTRIAL PRODUCTS LIMITED | Yes | Yes
M11 | 3V7 | 1730992140681 | I21-GYZJ 78 | BARCOL TEST DISC | HARDNESS | 4910994657755 | N | CNR | AURIEMA INDUSTRIAL PRODUCTS LIMITED | No | No
M11 | 8REFV | 4910998628497 | 1P01136437 (PR22) | TOQUE CONVERTER/FREQUENCY CONTER | FORCE | N | N | 12 | IVECO LIMITED | Yes | No
M11 | 4920 | 4920014450044 | EATT-11474 | RING FORCE GAUGE | FORCE | N | N | 12 | EATON AEROSPACE PLC | Yes | No
M11 | 7FXH | 6625997436693 | Type 4 | BELT TENSION METER | FORCE | N | N | 12 | INTEGRATED DISPLAY SYSTEMS LIMITED | Yes | No
M11 | 26LX | 6635997355671 | B202 | DUROMETER | HARDNESS | N | N | 12 | SATRA TECHNOLOGY CENTRE LTD | Yes | No
M11 | 4CA | 6670993639576 | 6600lb (PIA200000199) | DYNAMOMETER | FORCE | N | N | 12 | PIAB SWEDEN AB | Yes | No
M11 |  | NIVN IV 35/6549 | 50043.ETS | 5000 NM TRANSDUCER | FORCE | N | N | 12 | NORBAR | Yes | No
M11 |  | NIVN IV 35/7198 | Model 2000 | STATIC TORQUE METER | FORCE | N | N | 12 | NORBAR | Yes | No
M11 |  | NIVN IV 35/7812 | 18033 | TORQUE GUN PNEUMATIC | FORCE | N | N | 12 | NORBAR | Yes | No
M11 |  | NIVN IV NIVNIV | Protest 1500 | TORQUE TESTER 30-1500NM - DIGITAL | FORCE | N | N | 12 | NORBAR | Yes | No
M11 |  | NONE | CTGE100/ES | FORCE VERIFICATION TESTER | FORCE | N | N | 12 |  | Yes | No
M11 |  | NIV | 2000 | FIXING TESTER | FORCE | N | N | 12 | HYDRAJAWS | Yes | No
M11 |  | NIV | LI-300 | READ OUT MONITOR 10 TONNE | FORCE | N | N | 12 | PIAB LTD | Yes | No
M11 |  | NIV | LI-300(B) | READ OUT MONITOR 20 TONNE | FORCE | N | N | 12 | PIAB LTD | Yes | No
M11 |  | NIV | LL1-10 | LOAD CELL 10 TONNE | FORCE | N | N | 12 | PIAB LTD | Yes | No
M11 |  | NIV | LL1-20 | LOAD CELL 20 TONNE | FORCE | N | N | 12 | PIAB LTD | Yes | No
M11 |  | NIVDSG/0324 | PHS70-1000W | HYDRAJAWS TESTER | FORCE | N | N | 12 | NIKE HYDRAULICS | Yes | No
M11 |  | NIV | RT38 | Tachometer | FORCE | N | N | 12 | Instrotech | Yes | No
M11 | 7CE | 2990995731453 | CAS10778(J37480) | Programmable Digital Tachometer | FORCE | N | N | 12 | Kent-Moore | Yes | No
M11 | NK | NIV | TM-4000 | Hand Tachometer | FORCE | N | N | 12 | Laser Precision | Yes | No
M11 | 8STTE | 6680998704551 | CT7 | Digital Tachometer | FORCE | N | N | 12 | Compact Instruments | Yes | No
M11 |  | NIVDSG/0067 | 086C20 | IMPACT HAMMER | HARDNESS | N | N | 12 | PCB PIEZOTRONICS | Yes | No
M11 |  | NIVDSG/0076 | 086C05 | Impact Hammer 0.71 IB | HARDNESS | N | N | 12 | PCB Piezotronics | Yes | No
M11 |  | NIVDSG/0077 | 086B01 | Impact Hammer 0.23 IB | HARDNESS | N | N | 12 | PCB Piezotronics | Yes | No
M11 |  | 5515736 | 883 | Impact Soil Tester | HARDNESS | N | N | 12 | Clegg | Yes | No
M11 | ASSET | 6635997325976 | 882 | Impact Soil Tester | HARDNESS | N | N | 12 | Clegg | Yes | No
M11 |  | NIVDSG/0746 | Equotip Piccolo | Hardness Tester | HARDNESS | N | N | 12 | Proceq | Yes | No
M11 |  | NIVDSG/0586 | Akashi HV0.3-707 | Hardness Reference Block | HARDNESS | N | N | 12 | Mitutoyo | Yes | No
M11 |  | NIVDSG/0587 | HV10-597 | Hardness Reference Block | HARDNESS | N | N | 12 | Yamamoto Scientific Tool Laboratory Co Ltd | Yes | No
M11 |  | NIVDSG/0585 | 454.6 HV10 / 455.2 HV5 | Hardness Reference Block | HARDNESS | N | N | 12 | INDENTEC | Yes | No
M11 | 7VK | 6680996659089 | COMA2102 | TACHOMETER | FORCE | N | N | 12 |  | Yes | No
M11 |  | NIV35/7275 | PCB086C03 | FORCE HAMMER | FORCE | N | N | 12 | PCB | Yes | No

## Lot M12
Sub Set | DMC | NSN (Full 13 no spaces) | Part No | DESCRIPTION | Group | Comprising Item | Special Conditions ( EMC, ITAR ,ATEX) | Cal period | OEM | Calibration | Repair | CSOR | Q1 Std Calibration Price | Q2 Std Repair & Calibration price | Q3 Service provided In-House or Sub-Con | Q4 Item covered under Schedule of UKAS Accreditation by the LAB carrying out the Work. | Q5 If service is provided at Sub-Con please specify supplier detail | Q6 UKAS Calibration Price | Q7 UKAS Repair and Calibration Price | Q8 Service provided In-House or Sub-Con | Q9 Item covered under Schedule of UKAS Accreditation by the LAB carrying out the Work. | Q10 If service is provided at Sub-Con please specify supplier detail. | Comments
M12 | W116 | 5120123623258 | BMF-2000F | TORQUE WRENCH ADAPTOR | TORQUE | N | N | 12 | ELORA | Yes | Yes
M12 | W116 | 5120123622890 | BMI-50 | STATIC TORQUE TRANSDUCER | TORQUE | N | N | 12 | ELORA | Yes | Yes
M12 | W116 | 6620145405079 | 2202T01AY1 | TORQUE METER TEST SET (GAZELLE) | TORQUE | N | N | 12 | MUIRHEAD | Yes | Yes
M12 | W116 | 5120123623163 | BMF-250 | STATIC TORQUE TRANSDUCER | TORQUE | N | N | 12 | ELORA | Yes | Yes | 0074M
M12 | W116 | 5120123623255 | BMF-500 | TORQUE WRENCH ADAPTOR | TORQUE | N | N | 12 | ELORA | Yes | Yes | 0074M
M12 | W116 | 5120123623257 | 2446-STT-1400 | TORQUE TRANSDUCER | TORQUE | N | N | 12 | ELORA | Yes | Yes | 0074M
M12 | W116 | 5120123623162 | BMF-100 | STATIC TORQUE TRANSDUCER | TORQUE | N | N | 12 | ELORA | Yes | Yes
M12 | W116 | 5120123623161 | BMF-50 | STATIC TORQUE TRANSDUCER | TORQUE | N | N | 12 | ELORA | Yes | Yes | 0074M
M12 | W116 | 6635123622775 | 2440-ETM | TORQUE METER | TORQUE | N | N | 12 | ELORA | Yes | Yes
M12 | W116 | 5120123622997 | 2446-STT30 | TORQUE TRANSDUCER | TORQUE | N | N | 12 | ELORA | Yes | Yes | 0074M
M12 | W116 | 6635991885632 | TORQTC55 | ELECTRONIC TORQUE TESTER | TORQUE | N | N | 12 | TORQUELEADER | Yes | Yes

## Lot M13
Sub Set | DMC | NSN (Full 13 no spaces) | Part No | DESCRIPTION | Group | Comprising Item | Special Conditions ( EMC, ITAR ,ATEX) | Cal period | OEM | Calibration | Repair | CSOR | Q1 Std Calibration Price | Q2 Std Repair & Calibration price | Q3 Service provided In-House or Sub-Con | Q4 Item covered under Schedule of UKAS Accreditation by the LAB carrying out the Work. | Q5 If service is provided at Sub-Con please specify supplier detail | Q6 UKAS Calibration Price | Q7 UKAS Repair and Calibration Price | Q8 Service provided In-House or Sub-Con | Q9 Item covered under Schedule of UKAS Accreditation by the LAB carrying out the Work. | Q10 If service is provided at Sub-Con please specify supplier detail. | Comments
M13 | W116 | 4920997149419 | 101/BTE | TEST SET TACHOMETER | TACHOMETER | N | N | 6 | SMITHS | Yes | Yes
M11 | 7VK | 6680996659089 | A2102 | Advent Optical Tachometer | TACHOMETER | N | N | 12 | Compact | Yes | No